## Instructions
Model last updated | 2018-01-08
About this model
This model was created by Rocky Mountain Institute for Round 1 of the 2018 RMI-TEA Request for Proposals (RFP) for distribution-scale solar in Texas.
RFP respondents (Bidders) can use this model to optimize for net present value (NPV) to the power buyers.
Model is not to be submitted back to RMI and TEA, and is only for optimized bid development by RFP respondents.
Rocky Mountain Institute and Buyers maintain the right to modify assumptions and calculations after Bid submission.
How to use this model
Please insert the requisite inputs into the necessary dropdown menus and cell inputs.
Required inputs are found on all tabs titled "INPUT …"
All necessary input fields contain dummy values. Please replace these.
Formatting of inputs required by RFP respondent
DROPDOWN MENU [Respondent menu choice]
Respondent INPUT
Formatting of pre-determined cells (respondent to leave as is)
Error check - OK | Error check - fail
HARD INPUT
HARD OUTPUT (calculated)
HARD OUTPUT (reference)
Worksheet Sectional Divider
Title / Label / Info / Note / Guidance (no box)

## Dashboard
DASHBOARD - VALUES SUMMARY AND PROJECT SCENARIO SELECTION
Key Results |  | Cost/Savings Categories | Brief Explanation (for more detail, please see RFP Appendix C)
434895.595 | NPV to Power Buyer over PPA Term ($) | Avoided Energy Costs | Energy costs that would be incurred by utility without solar project production, reduced by any congestion revenue contracts credited back to utility by ISO/RTO
36 | PPA Price ($/MWh) | Avoided Transmission Demand Charges | Cost reduction from reducing ERCOT peak load basis for levying ERCOT-wide transmission costs.
NA | Storage Capacity Price ($/kWh-DC per month, on top of PPA for power fed to grid) | Avoideded Generation Capacity Demand Charges | Cost reduction from reducing G&T utility peak load basis for levying G&T utility territory-wide generation capacity costs.
|  | Avoided Hedge Contract Cost Premiums | Avoidance of additional, energy load volume-attributable costs normally levied by bilateral forward contract ("hedge") providers, including any forward contract premiums for locking-in firm pricing (the "forward over futures" premium) and wholesale-over-retail mark-up, that are avoided by solar project production
|  | Avoided ERCOT Administration Costs Adders | Avoidance of additional, energy load volume-attributable costs levied by ERCOT, including ancillary service costs and ERCOT administration fees.
|  | Deferred Substation Upgrades | Value of delaying upgrades to distribution-level substation
|  | Utility Interconnection Costs | Cost of distribution system upgrades, not paid by developer, to accommodate solar project
|  | Emercengy Response Service (ERS) Capacity Value | When a resource is made available for up to 12 hours at a time, it can receive a capacity payment from ERCOT.
Project Scenario Selection
|  | Project Scenario # | 15 | <--- Choose
|  | Power Buyer | UNT
|  | Site | Discovery Park BTM | `
|  | Solar / Total AC Output Capacity (MW-AC) | 0.99
|  | Storage Capacity (kWh-DC) | NA
Project Scenario Key
|  | Project Scenenario # | Site | Power Buyer | Solar / Total AC Output Capacity (MW-AC) | Storage DC Capacity (kWh)
|  | 1 | Maxwell Service (lower bound) | Bluebonnet | 0.99 | NA
|  | 2 | Maxwell Service (upper bound) | Bluebonnet | 1.98 | NA
|  | 3 | Gay Hill Substation | Bluebonnet | 0.99 | NA
|  | 4 | Shadow Glen Substation (lower bound) | Bluebonnet | 0.99 | NA
|  | 5 | Shadow Glen Substation (upper bound) | Bluebonnet | 1.98 | NA
|  | 6 | Chappell Hill Substation solar-only | Bluebonnet | 0.99 | NA
|  | 7 | Oak Point Substation (lower bound) solar-only | CoServ | 0.99 | NA
|  | 8 | Oak Point Substation (upper bound) | CoServ | 1.98 | NA
|  | 9 | Oak Point Substation (lower bound) SOLAR-PLUS-STORAGE | CoServ | 0.99 | 3000
|  | 10 | Cross Timbers Substation (lower bound) | CoServ | 0.5 | NA
|  | 11 | Cross Timbers Substation (upper bound) | CoServ | 0.99 | NA
|  | 12 | Custer Substation | CoServ | 0.25 | NA
|  | 13 | Roanoke Substation (lower bound) | CoServ | 0.25 | NA
|  | 14 | Roanoke Substation (upper bound) | CoServ | 0.99 | NA
|  | 15 | Discovery Park BTM | UNT | 0.99 | NA
|  | 16 | Discovery Park FTM solar-only | UNT | 1.98 | NA

## INPUTS General
PROJECT TIMELINE
PPA Execution Target Date; Development Commencement Date | 2018-06-01 |  | Target COD for all Projects | 2019-06-01
Development Timeframe; PPA Execution to COD (Yrs) | 1 |  | COD Month | 6
Operational Period in First Calendar Year (% of yr) | 58.36% |  | Solar PV PPA Term (Years) | 20
COD Year | 2019
PEAK CAPACITY VALUE DETERMINATIONS
Transmission Demand Charge Annual Escalation for NPV analysis | 6% |  |  | Annual Rate of Escalation of G&T Gen Capacity Demand Charge (%): | 0%
Transmission Demand Charge Annual Escalation Rate (Sensitivity Lower Bound): | 3% |  |  | Transmission Demand Charge Tariff Data Year | 2017
Transmission Demand Charge Annual Escalation Rate (Sensitivity Upper Bound): | 8% |  |  | Generation Capacity Demand Charge Tariff Data Year | 2017
Within Range? | YES | <--- Must be "YES"
Deferred substation upgrade value calculations
Substation upgrade cost (if applicable) | NA
Years deferred (if applicable) | NA
Substation peak load capacity rating (MW-AC) (if applicable) | NA
Peak as % of Capacity rating requiring upgrade (if applicable) | 90%
Avg. annual decay in solar capacity factor at substation peak (% of capacity factor; if applicable): | 0.7%
Forecasted substation peak annual rate of growth | NA
Substation peak requiring upgrade (MW-AC) | NA
Forecasted 1st yr solar capacity factor at substation peak | NA
Year | 2019 | 2020 | 2021 | 2022 | 2023 | 2024 | 2025 | 2026 | 2027 | 2028
Forecasted solar capacity factor at substation peak | NA | NA | NA | NA | NA | NA | NA | NA | NA | NA
Forecasted solar generation at substation peak (MW-AC) | NA | NA | NA | NA | NA | NA | NA | NA | NA | NA
Substation Peak without solar (MW-AC) | NA | NA | NA | NA | NA | NA | NA | NA | NA | NA
Substation Peak with solar (MW-AC) | NA | NA | NA | NA | NA | NA | NA | NA | NA | NA
Upgrade Offset? (Can be "YES" or "NO") | NO | NO | NO | NO | NO | NO | NO | NO | NO | NO
STORAGE PARAMETERS
Storage Capacity Contract Term (Years) | 10
Load Zone Settlement Point Price for Solar-only production immediately after storage capacity term ($/MWh) | 26.88
Annual solar-only production immediately after storage capacity term (MWh) | 2507.5248
Avg. ERCOT peak-correlated power production immediately after storage capacity term (MW) | #VALUE!
Avg. G&T territory peak-correlated power production immediately after storage capacity term (MW) | NA
Annual Rate of solar production decay after storage capacity term (%) | 0.5%

## INPUTS Menu
Project Scenarios Table |  |  | Note 1: All values in cells requiring respondent inputs below are dummy entries. They are not predictions, targets, upper or lower bounds, or other indicators of what respondent should be inputting as replacement values. They are random values.
Note 2: Project scenarios are solar-only with the exception of project scenario 9
Column | 1 | 2 | 3 | 4 | 5 | 6 | 7 | 8 | 9 | 10 | 11 | 12 | 13 | 14 | 15 | 16 | 17 | 18 | 19 | 20 | 21 | 22 | 23 | 24 | 25 | 26 | 27 | 28 | 29 | 30 | 31 | 32
| Project Scenenario # | Project Site # | Site | Power Buyer | Project Site Solar Capacity (MW-AC) | PPA Price for Generated / Exported Power ($/MWh-AC) | Storage Capacity (kWh-DC) | Battery Capacity Contract Price ($/kWh-DC-capacity-per-month) | 1st 12-mth TMY Generation (MWh-AC) | 1st 12-mth TMY ERCOT 4CP Gen (MW-AC) | 1st 12-mth TMY G&T 4CP Gen (MW-AC) | 1st 12-mth TMY Substation Peak Gen (MW-AC) | Site Latitude | Site Longitude | CRR/TCR revenue to power buyer as % of ERCOT load zone price | ERCOT cost adders as % of ERCOT load zone price | ERCOT net cost adders as % of ERCOT load zone price | Retail Mark-Up/Hedge Premium Costs Avoided (% over ERCOT Load Zone): | G&T Utility Generation Capacity Demand Charge ($/kW-yr) | Transmission Demand Charge ($/KW-yr) | Hub | Load Zone | Average Annual Solar Production Degradation | Power Buyer Discount Rate | Cost of Power Buyer Distribution System Upgrade for Interconnection prior to COD (Upper Bound) | Cost of Planned Power Buyer Distribution System Upgrade based on Load Growth | Retail Mark-Up/Hedge Premium Costs Avoided (% over ERCOT Load Zone): | Energy Value Offset Basis to Power Buyer | Utility Tariff | Substation peak load capacity (MW) (MW-AC) | 2017 substation peak load (MW-AC) | Annual Rate of Peak Load Growth at Substation
| 1 | 1 | Maxwell Service (lower bound) | Bluebonnet | 0.99 | 34.5 | NA | NA | 2690.0029 | 0.69056 | NA | NA | 29.8739 | -97.8085 | 3.7% | 8.73% | 5.03% | 7.5% | NA | 52.41 | ERCOT South | ERCOT LCRA | 1% | 3.5% | 80000 | 500000 | 7.5% | ERCOT Load Zone | NA | NA | 4.83 | NA
| 2 | 1 | Maxwell Service (upper bound) | Bluebonnet | 1.98 | 38.5 | NA | NA | 4256.6966 | 1.388 | NA | NA | 29.8739 | -97.8085 | 3.7% | 8.73% | 5.03% | 7.5% | NA | 52.41 | ERCOT South | ERCOT LCRA | 0.8% | 3.5% | 100000 | 500000 | 7.5% | ERCOT Load Zone | NA | NA | 4.83 | NA
| 3 | 2 | Gay Hill Substation | Bluebonnet | 0.99 | 35.5 | NA | NA | 2502.8049 | 0.71565 | NA | 0.24585 | 30.271 | -96.4718 | 3.7% | 8.73% | 5.03% | 7.5% | NA | 52.41 | ERCOT South | ERCOT LCRA | 1.2% | 3.5% | 80000 | 500000 | 7.5% | ERCOT Load Zone | NA | 18.9 | 8.3 | 2%
| 4 | 3 | Shadow Glen Substation (lower bound) | Bluebonnet | 0.99 | 38 | NA | NA | 2122.6657 | 0.65773 | NA | 0.61488 | 30.3571 | -97.5353 | 3.7% | 8.73% | 5.03% | 7.5% | NA | 52.41 | ERCOT South | ERCOT LCRA | 1.1% | 3.5% | 80000 | 500000 | 7.5% | ERCOT Load Zone | NA | 22.4 | 13.65 | 7%
| 5 | 3 | Shadow Glen Substation (upper bound) | Bluebonnet | 1.98 | 39.5 | NA | NA | 4544.4467 | 1.3383 | NA | 1.2422 | 30.3571 | -97.5353 | 3.7% | 8.73% | 5.03% | 7.5% | NA | 52.41 | ERCOT South | ERCOT LCRA | 0.9% | 3.5% | 100000 | 500000 | 7.5% | ERCOT Load Zone | NA | 22.4 | 13.65 | 7%
| 6 | 4 | Chappell Hill Substation solar-only | Bluebonnet | 0.99 | 32 | NA | NA | 2149.8468 | 0.701 | NA | 0.66338 | 30.1386 | -96.3253 | 3.7% | 8.73% | 5.03% | 7.5% | NA | 52.41 | ERCOT South | ERCOT LCRA | 0.7% | 3.5% | 80000 | 500000 | 7.5% | ERCOT Load Zone | NA | 22.4 | 16.84 | 3.15%
| 7 | 5 | Oak Point Substation (lower bound) solar-only | CoServ | 0.99 | 42 | NA | NA | 2598.0604 | 0.76785 | 0.68967 | NA | 33.1949 | -96.9702 | 2.4% | 8.94% | 6.54% | 7.5% | 52.41 | 52.41 | ERCOT North | ERCOT North | 0.5% | 3.5% | 80000 | NA | 7.5% | ERCOT Load Zone | NA | NA | NA | NA
| 8 | 5 | Oak Point Substation (upper bound) | CoServ | 1.98 | 40 | NA | NA | 4865.1924 | 1.3481 | 1.1608 | NA | 33.1949 | -96.9702 | 2.4% | 8.94% | 6.54% | 7.5% | 52.41 | 52.41 | ERCOT North | ERCOT North | 1.3% | 3.5% | 100000 | NA | 7.5% | ERCOT Load Zone | NA | NA | NA | NA
| 9 | 5 | Oak Point Substation (lower bound) SOLAR-PLUS-STORAGE | CoServ | 0.99 | 42 | 3000 | 5 | 2620.3925 | 0.92201 | 0.97559 | NA | 33.1949 | -96.9702 | 2.4% | 8.94% | 6.54% | 7.5% | 52.41 | 52.41 | ERCOT North | ERCOT North | 0.5% | 3.5% | 80000 | NA | 7.5% | ERCOT Load Zone | NA | NA | NA | NA
| 10 | 6 | Cross Timbers Substation (lower bound) | CoServ | 0.5 | 36 | NA | NA | 1074.9234 | 0.3505 | 0.32007 | NA | 33.0486 | -97.2066 | 2.4% | 8.94% | 6.54% | 7.5% | 52.41 | 52.41 | ERCOT North | ERCOT North | 1.1% | 3.5% | 60000 | NA | 7.5% | ERCOT Load Zone | NA | NA | NA | NA
| 11 | 6 | Cross Timbers Substation (upper bound) | CoServ | 0.99 | 39 | NA | NA | 2504.2627 | 0.72247 | 0.60037 | NA | 33.0486 | -97.2066 | 2.4% | 8.94% | 6.54% | 7.5% | 52.41 | 52.41 | ERCOT North | ERCOT North | 0.8% | 3.5% | 80000 | NA | 7.5% | ERCOT Load Zone | NA | NA | NA | NA
| 12 | 7 | Custer Substation | CoServ | 0.25 | 35 | NA | NA | 624.1522 | 0.17365 | 0.13471 | NA | 33.16 | -96.752 | 2.4% | 8.94% | 6.54% | 7.5% | 52.41 | 52.41 | ERCOT North | ERCOT North | 0.5% | 3.5% | 40000 | NA | 7.5% | ERCOT Load Zone | NA | NA | NA | NA
| 13 | 8 | Roanoke Substation (lower bound) | CoServ | 0.25 | 36 | NA | NA | 632.3896 | 0.18244 | 0.15161 | NA | 33.0258 | -97.2665 | 2.4% | 8.94% | 6.54% | 7.5% | 52.41 | 52.41 | ERCOT North | ERCOT North | 0.4% | 3.5% | 40000 | NA | 7.5% | ERCOT Load Zone | NA | NA | NA | NA
| 14 | 8 | Roanoke Substation (upper bound) | CoServ | 0.99 | 39 | NA | NA | 2199.7101 | 0.62037 | 0.44715 | NA | 33.0258 | -97.2665 | 2.4% | 8.94% | 6.54% | 7.5% | 52.41 | 52.41 | ERCOT North | ERCOT North | 0.6% | 3.5% | 80000 | NA | 7.5% | ERCOT Load Zone | NA | NA | NA | NA
| 15 | 9 | Discovery Park BTM | UNT | 0.99 | 36 | NA | NA | 2690.0029 | NA | NA | NA | 33.2571 | -97.1734 | NA | NA | NA | NA | NA | NA | NA | NA | 0.7% | 4% | NA | NA | NA | Utility Tariff | 49.3 | NA | NA | NA
| 16 | 9 | Discovery Park FTM solar-only | UNT | 1.98 | 37.5 | NA | NA | 4544.4467 | 1.3383 | NA | NA | 33.2571 | -97.1734 | 2.4% | 8.94% | 6.54% | 7.5% | NA | 52.41 | ERCOT North | ERCOT North | 0.8% | 4% | 100000 | NA | 7.5% | ERCOT Load Zone | NA | NA | NA | NA
Selected Project Scenario | 15 | 9 | Discovery Park BTM | UNT | 0.99 | 36 | NA | NA | 2690.0029 | NA | NA | NA | 33.2571 | -97.1734 | NA | NA | NA | NA | NA | NA | NA | NA | 0.7% | 4% | NA | NA | NA | Utility Tariff | 49.3 | NA | NA | NA
Note on U12: Generation capacity demand charge is confidential. ERCOT transmission demand charge is used as proxy for CoServ.
Note on AE27: UNT's volumetric rate with Denton Municipal Electric (DME) is confidential. DME 2017 tariff rate GM3 (base level usage per month) is used as proxy.

## INPUTS Production
|  |  | Note 1: 8760 solar production data entries below are dummy entries. They are not predictions, targets, upper or lower bounds, or other indicators of what respondent should provide. | [17 empty] | Note 3: 8760 solar-and-storage production data entries below are dummy entries. They are not predictions, targets, upper or lower bounds, or other indicators of what respondent should provide.
|  |  | Power Buyer | Bluebonnet | Bluebonnet | Bluebonnet | Bluebonnet | Bluebonnet | Bluebonnet | CoServ | CoServ | CoServ | CoServ | CoServ | CoServ | CoServ | CoServ | UNT | UNT |  | CoServ
|  |  | Project Scenario | Maxwell Service (lower bound) | Maxwell Service (upper bound) | Gay Hill Substation | Shadow Glen Substation (lower bound) | Shadow Glen Substation (upper bound) | Chappell Hill Substation solar-only | Oak Point Substation (lower bound) solar-only | Oak Point Substation (upper bound) | Oak Point Substation (lower bound) SOLAR-PLUS-STORAGE | Cross Timbers Substation (lower bound) | Cross Timbers Substation (upper bound) | Custer Substation | Roanoke Substation (lower bound) | Roanoke Substation (upper bound) | Discovery Park BTM | Discovery Park FTM solar-only |  | Oak Point Substation (lower bound) SOLAR-PLUS-STORAGE
|  |  | Site # | 1 | 1 | 2 | 3 | 3 | 4 | 5 | 5 | 5 | 6 | 6 | 7 | 8 | 8 | 9 | 9 |  | 5
|  |  | Project Scenario # | 1 | 2 | 3 | 4 | 5 | 6 | 7 | 8 | 9 | 10 | 11 | 12 | 13 | 14 | 15 | 16 |  | 9
[33 empty] | Hours of ERS available to meet capacity requirement | 12
1st 12-month Operational Values
Month # Reference |  |  | Transmission demand charge coincident peak is calculated as the average solar production between 3pm and 6.59pm (in CPT; one hour earlier in CST) in the months of June through September.
6 |  |  | Jun ERCOT-4CP Gen (MW): | 0.7653 | 1.44 | 0.77402 | 0.66278 | 1.3389 | 0.72725 | 0.77198 | 1.3857 | 0.95127 | 0.36363 | 0.77428 | 0.18856 | 0.19552 | 0.55597 | NA | 1.3389 |  | 0.95127
7 |  |  | Jul ERCOT-4CP Gen (MW): | 0.79958 | 1.4658 | 0.73352 | 0.74695 | 1.3716 | 0.74032 | 0.8006 | 1.4081 | 0.92622 | 0.37016 | 0.74252 | 0.19218 | 0.1875 | 0.77204 | NA | 1.3716 |  | 0.92622
8 |  |  | Aug ERCOT-4CP Gen (MW): | 0.64794 | 1.3166 | 0.73568 | 0.65697 | 1.4074 | 0.66497 | 0.79834 | 1.3277 | 0.94519 | 0.33248 | 0.73003 | 0.16757 | 0.18435 | 0.66576 | NA | 1.4074 |  | 0.94519
9 |  |  | Sep ERCOT-4CP Gen (MW): | 0.54944 | 1.3295 | 0.61938 | 0.56423 | 1.2354 | 0.67146 | 0.70049 | 1.2709 | 0.86535 | 0.33573 | 0.64306 | 0.14629 | 0.16239 | 0.48771 | NA | 1.2354 |  | 0.86535
|  |  | Average ERCOT-4CP Gen (MW): | 0.69056 | 1.388 | 0.71565 | 0.65773 | 1.3383 | 0.701 | 0.76785 | 1.3481 | 0.92201 | 0.3505 | 0.72247 | 0.17365 | 0.18244 | 0.62037 | NA | 1.3383 |  | 0.92201
Generation demand charge coincident peak is calculated as the average solar production between 4pm and 6.59pm (in CPT; one hour earlier in CST) in the months of June through September.
6 |  |  | Jun G&T-4CP Gen (MW): | NA | NA | NA | NA | NA | NA | 0.75458 | 1.3002 | 0.99 | 0.34696 | 0.74809 | 0.18289 | 0.18891 | 0.52518 | NA | NA |  | 0.99
7 |  |  | Jul G&T-4CP Gen (MW): | NA | NA | NA | NA | NA | NA | 0.79343 | 1.327 | 0.99 | 0.35187 | 0.71165 | 0.18301 | 0.17971 | 0.73822 | NA | NA |  | 0.99
8 |  |  | Aug G&T-4CP Gen (MW): | NA | NA | NA | NA | NA | NA | 0.79127 | 1.2414 | 0.96565 | 0.30786 | 0.70599 | 0.15568 | 0.17828 | 0.63874 | NA | NA |  | 0.96565
9 |  |  | Sep G&T-4CP Gen (MW): | NA | NA | NA | NA | NA | NA | 0.68967 | 1.1608 | 0.97559 | 0.32007 | 0.60037 | 0.13471 | 0.15161 | 0.44715 | NA | NA |  | 0.97559
|  |  | Average G&T-4CP Gen (MW): | NA | NA | NA | NA | NA | NA | 0.75724 | 1.2574 | 0.98031 | 0.33169 | 0.69152 | 0.16407 | 0.17463 | 0.58732 | NA | NA |  | 0.98031
Substation coincident peak is calculated as the average solar production between 4pm and 6.59pm (in CPT; one hour earlier in CST) in the months of June through September (summer peaking) and between 7 am and 9:59 am (CST = CPT) in the months Dec. to February (winter peaking)
6 |  |  | Jun Substation Peak Gen (MW) | NA | NA | NA | 0.63072 | 1.2465 | 0.69392 | NA | NA | NA | NA | NA | NA | NA | NA | NA | NA |  | NA
7 |  |  | Jul Substation Peak Gen (MW) | NA | NA | NA | 0.70382 | 1.2826 | 0.70373 | NA | NA | NA | NA | NA | NA | NA | NA | NA | NA |  | NA
8 |  |  | Aug Substation Peak Gen (MW) | NA | NA | NA | 0.61785 | 1.326 | 0.61572 | NA | NA | NA | NA | NA | NA | NA | NA | NA | NA |  | NA
9 |  |  | Sep Substation Peak Gen (MW) | NA | NA | NA | 0.50712 | 1.1138 | 0.64013 | NA | NA | NA | NA | NA | NA | NA | NA | NA | NA |  | NA
12 |  |  | Dec Substation Peak Gen (MW) | NA | NA | 0.24621 | NA | NA | NA | NA | NA | NA | NA | NA | NA | NA | NA | NA | NA |  | NA
1 |  |  | Jan Substation Peak Gen (MW) | NA | NA | 0.20324 | NA | NA | NA | NA | NA | NA | NA | NA | NA | NA | NA | NA | NA |  | NA
2 |  |  | Feb Substation Peak Gen (MW) | NA | NA | 0.28808 | NA | NA | NA | NA | NA | NA | NA | NA | NA | NA | NA | NA | NA |  | NA
|  |  | Average Substation Peak Gen (MW): | NA | NA | 0.24585 | 0.61488 | 1.2422 | 0.66338 | NA | NA | NA | NA | NA | NA | NA | NA | NA | NA |  | NA
|  |  | Annual Exported Gen (MWhs): | 2690.0029 | 4256.6966 | 2502.8049 | 2122.6657 | 4544.4467 | 2149.8468 | 2598.0604 | 4865.1924 | 2620.3925 | 1074.9234 | 2504.2627 | 624.1522 | 632.3896 | 2199.7101 | 2690.0029 | 4544.4467 |  | 2620.3925
|  |  | AC Capacity Factor (AC prod. Vs. AC capacity)): | 31.02% | 24.54% | 28.86% | 24.48% | 26.2% | 24.79% | 29.96% | 28.05% | 30.22% | 24.54% | 28.88% | 28.5% | 28.88% | 25.36% | 31.02% | 26.2% |  | 30.22%
|  |  | Capacity (MW-AC) | 0.99 | 1.98 | 0.99 | 0.99 | 1.98 | 0.99 | 0.99 | 1.98 | 0.99 | 0.5 | 0.99 | 0.25 | 0.25 | 0.99 | 0.99 | 1.98 |  | 0.99
[33 empty] | ERS Annual Value | 1786.566
[21 empty] | Note 4: DC solar production should be based on TMY P50 and not on actual solar insolation in the 2016 or 2017 exact date/time of time stamp. | [11 empty] | Error Check | YES | <--- Capacity in reserve is always sufficient for ERS?
Solar-only TMY Production Forecast (solar production in solar-plus-storage scenarios entered in tables further to the right)
|  | Note 2: Date in time stamp column is for TMY. Ignore any specific year in time stamp. Production data to be entered by respondent is for first 12 months of operation, P50 performance, and with TMY solar resource. | [23 empty] | Prior 12-month Pricing |  |  | Export Dispatch |  |  | State of Charge
| TMY Hour (CST) | TMY Month (CST) | TMY Time stamp (CST) | 1: 1st 12-mth P50 Typical Meteorlogical Year (TMY) Project Production Exported (kWh-AC) | Selected Project Scenario Production (kWh-AC) | 8760 Hour | Hour of Day (CPT) | Month (CPT) | Timestamp (CPT) | WEEKDAY / WEEKEND | All-in effective energy price ($/MWh) | ERS Battery Capacity Value (3) ($/MW-in-reserve) | TMY P50 Hourly solar production (kWh-DC) | Solar PV --> grid (kWh-AC) | Battery <--> grid (neg. = grid to battery; pos. = battery to grid) (kWh-AC) | Solar PV + battery <--> grid (kWh-AC) | kWh-DC in reserve (at start of hour) | kWh-DC in reserve for potential ERS dispatch (at start of hour) | kWh-AC ERS Capacity Offer (at start of hour) | Sufficient kWh-DC storage reserve for ERS? | % of capacity in reserve (at start of hour)
| 0 | 1 | 2017-01-01 | 0 | 0 | 0 | 0 | 0 | 0 | 0 | 0 | 0 | 0 | 0 | 0 | 0 | 0 | 0 | 0 | 0 | 1 | 0 | 12 | 2016-12-01 | WEEKDAY | 21.3105 | 2.52 | 0 | 0 | -970 | -970 | 0 | 0 | 0 | NA | 0%
| 1 | 1 | 2017-01-01 01:00 | 0 | 0 | 0 | 0 | 0 | 0 | 0 | 0 | 0 | 0 | 0 | 0 | 0 | 0 | 0 | 0 | 0 | 2 | 1 | 12 | 2016-12-01 01:00 | WEEKDAY | 19.9605 | 2.52 | 0 | 0 | -970 | -970 | 940.9 | 0 | 0 | NA | 31.36%
| 2 | 1 | 2017-01-01 02:00 | 0 | 0 | 0 | 0 | 0 | 0 | 0 | 0 | -7 | 0 | 0 | 0 | 0 | 0 | 0 | 0 | 0 | 3 | 2 | 12 | 2016-12-01 02:00 | WEEKDAY | 19.7044 | 2.52 | 0 | 0 | -660 | -660 | 1881.8 | 0 | 0 | NA | 62.73%
| 3 | 1 | 2017-01-01 03:00 | 0 | 0 | 0 | 0 | 0 | 0 | 0 | 0 | 0 | 0 | 0 | 0 | 0 | 0 | 0 | 0 | 0 | 4 | 3 | 12 | 2016-12-01 03:00 | WEEKDAY | 19.9994 | 2.52 | 0 | 0 | 0 | 0 | 2522 | 0 | 0 | NA | 84.07%
| 4 | 1 | 2017-01-01 04:00 | 0 | 0 | 0 | 0 | 0 | 0 | 0 | 0 | 0 | 0 | 0 | 0 | 0 | 0 | 0 | 0 | 0 | 5 | 4 | 12 | 2016-12-01 04:00 | WEEKDAY | 20.3112 | 2.52 | 0 | 0 | 0 | 0 | 2522 | 0 | 0 | NA | 84.07%
| 5 | 1 | 2017-01-01 05:00 | 0 | 0 | 0 | 0 | 0 | 0 | 0 | 0 | 0 | 0 | 0 | 0 | 0 | 0 | 0 | 0 | 0 | 6 | 5 | 12 | 2016-12-01 05:00 | WEEKDAY | 21.2214 | 2.52 | 0 | 0 | 0 | 0 | 2522 | 0 | 0 | NA | 84.07%
| 6 | 1 | 2017-01-01 06:00 | 0 | 0 | 0 | 0 | 0 | 0 | 0 | 0 | 0 | 0 | 0 | 0 | 0 | 0 | 0 | 0 | 0 | 7 | 6 | 12 | 2016-12-01 06:00 | WEEKDAY | 24.3027 | 17.63 | 0 | 0 | 0 | 0 | 2522 | 2472 | 200 | YES | 84.07%
| 7 | 1 | 2017-01-01 07:00 | 0 | 0 | 0 | 15.5283 | 50.5189 | 0 | 0 | 12.2257 | 0 | 0 | 0.090209 | 0.92118 | 0.02278 | 3.1177 | 0 | 50.5189 | 0 | 8 | 7 | 12 | 2016-12-01 07:00 | WEEKDAY | 23.0975 | 17.63 | 0 | 0 | 0 | 0 | 2522 | 2472 | 200 | YES | 84.07%
| 8 | 1 | 2017-01-01 08:00 | 668.2429 | 52.1461 | 113.2261 | 398.8435 | 641.2586 | 26.3364 | 248.842 | 60.3103 | 4.9719 | 13.1682 | 118.0478 | 19.003 | 29.8101 | 311.0772 | 668.2429 | 641.2586 | 668.2429 | 9 | 8 | 12 | 2016-12-01 08:00 | WEEKDAY | 21.9785 | 17.63 | 259.799 | 0 | 0 | 0 | 2522 | 2472 | 200 | YES | 84.07%
| 9 | 1 | 2017-01-01 09:00 | 622.7499 | 193.3202 | 395.7609 | 697.717 | 1016.4461 | 97.6365 | 166.928 | 126.7245 | 6.9171 | 48.8182 | 71.0176 | 42.4921 | 17.9337 | 651.6189 | 622.7499 | 1016.4461 | 622.7499 | 10 | 9 | 12 | 2016-12-01 09:00 | WEEKDAY | 24.0188 | 6.32 | 175.726 | 0 | 0 | 0 | 2781.799 | 0 | 0 | NA | 92.73%
| 10 | 1 | 2017-01-01 10:00 | 672.0973 | 141.2105 | 582.4473 | 726.2428 | 1387.0328 | 71.3184 | 51.9108 | 185.6613 | 23.7658 | 35.6592 | 190.9427 | 59.2451 | 48.2178 | 688.6014 | 672.0973 | 1387.0328 | 672.0973 | 11 | 10 | 12 | 2016-12-01 10:00 | WEEKDAY | 22.1761 | 6.32 | 58.1681 | 56.4231 | 0 | 56.4231 | 2957.525 | 0 | 0 | NA | 98.58%
| 11 | 1 | 2017-01-01 11:00 | 603.5344 | 263.7599 | 556.6135 | 685.0217 | 1313.454 | 133.212 | 39.8177 | 715.609 | 148.6991 | 66.606 | 210.2418 | 73.7809 | 53.0914 | 597.6318 | 603.5344 | 1313.454 | 603.5344 | 12 | 11 | 12 | 2016-12-01 11:00 | WEEKDAY | 21.7865 | 6.32 | 45.8271 | 44.4523 | 0 | 44.4523 | 2957.525 | 0 | 0 | NA | 98.58%
| 12 | 1 | 2017-01-01 12:00 | 637.9222 | 397.1735 | 548.3208 | 655.3178 | 1267.9455 | 200.5927 | 125.333 | 686.2339 | 191.5323 | 100.2963 | 292.8487 | 92.7005 | 73.9517 | 580.8845 | 637.9222 | 1267.9455 | 637.9222 | 13 | 12 | 12 | 2016-12-01 12:00 | WEEKDAY | 21.7725 | 6.32 | 133.122 | 129.1283 | 0 | 129.1283 | 2957.525 | 0 | 0 | NA | 98.58%
| 13 | 1 | 2017-01-01 13:00 | 677.4196 | 375.212 | 420.0289 | 674.0299 | 1219.2925 | 189.501 | 173.662 | 905.3033 | 166.1212 | 94.7505 | 258.9297 | 84.1923 | 65.3863 | 591.703 | 677.4196 | 1219.2925 | 677.4196 | 14 | 13 | 12 | 2016-12-01 13:00 | WEEKDAY | 21.8978 | 6.32 | 182.583 | 177.1055 | 0 | 177.1055 | 2957.525 | 0 | 0 | NA | 98.58%
| 14 | 1 | 2017-01-01 14:00 | 713.5245 | 271.1219 | 644.7243 | 711.8349 | 1397.1858 | 136.9303 | 131.209 | 625.0486 | 139.1397 | 68.4651 | 240.674 | 64.381 | 60.7763 | 672.735 | 713.5245 | 1397.1858 | 713.5245 | 15 | 14 | 12 | 2016-12-01 14:00 | WEEKDAY | 22.666 | 2.07 | 139.116 | 134.9425 | 0 | 134.9425 | 2957.525 | 0 | 0 | NA | 98.58%
| 15 | 1 | 2017-01-01 15:00 | 601.9568 | 103.7195 | 676.1855 | 693.7104 | 975.253 | 52.3836 | 561.77 | 833.0607 | 66.3653 | 26.1918 | 187.1182 | 50.9481 | 47.2521 | 599.9976 | 601.9568 | 975.253 | 601.9568 | 16 | 15 | 12 | 2016-12-01 15:00 | WEEKDAY | 23.5401 | 2.07 | 583.743 | 566.2307 | 0 | 566.2307 | 2957.525 | 0 | 0 | NA | 98.58%
| 16 | 1 | 2017-01-01 16:00 | 70.44 | 105.6124 | 500.561 | 480.6702 | 522.6531 | 53.3396 | 115.64 | 590.1315 | 53.0108 | 26.6698 | 103.7432 | 26.2177 | 26.1978 | 203.189 | 70.44 | 522.6531 | 70.44 | 17 | 16 | 12 | 2016-12-01 16:00 | WEEKDAY | 23.3758 | 2.07 | 123.19 | 119.4943 | 0 | 119.4943 | 2957.525 | 0 | 0 | NA | 98.58%
| 17 | 1 | 2017-01-01 17:00 | 0 | 9.056 | 51.542 | 37.8744 | 81.5704 | 4.5737 | 26.2232 | 67.7845 | 95.6762 | 2.2869 | 24.7566 | 5.319 | 6.2517 | 8.676 | 0 | 81.5704 | 0 | 18 | 17 | 12 | 2016-12-01 17:00 | WEEKDAY | 29.6471 | 17.14 | 31.9461 | 0 | 0 | 0 | 2957.525 | 0 | 0 | NA | 98.58%
| 18 | 1 | 2017-01-01 18:00 | 0 | 0 | 0 | 0 | 0 | 0 | 0 | 0 | 0 | 0 | 0 | 0 | 0 | 0 | 0 | 0 | 0 | 19 | 18 | 12 | 2016-12-01 18:00 | WEEKDAY | 28.6589 | 17.14 | 0 | 0 | 0 | 0 | 2989.4711 | 0 | 0 | NA | 99.65%
| 19 | 1 | 2017-01-01 19:00 | 0 | 0 | 0 | 0 | 0 | 0 | 0 | 0 | 0 | 0 | 0 | 0 | 0 | 0 | 0 | 0 | 0 | 20 | 19 | 12 | 2016-12-01 19:00 | WEEKDAY | 26.0591 | 17.14 | 0 | 0 | 0 | 0 | 2989.4711 | 0 | 0 | NA | 99.65%
| 20 | 1 | 2017-01-01 20:00 | 0 | 0 | 0 | 0 | 0 | 0 | 0 | 0 | 0 | 0 | 0 | 0 | 0 | 0 | 0 | 0 | 0 | 21 | 20 | 12 | 2016-12-01 20:00 | WEEKDAY | 24.0884 | 18.26 | 0 | 0 | 0 | 0 | 2989.4711 | 2472 | 200 | YES | 99.65%
| 21 | 1 | 2017-01-01 21:00 | 0 | 0 | 0 | 0 | 0 | 0 | 0 | 0 | 0 | 0 | 0 | 0 | 0 | 0 | 0 | 0 | 0 | 22 | 21 | 12 | 2016-12-01 21:00 | WEEKDAY | 23.4733 | 18.26 | 0 | 0 | 0 | 0 | 2989.4711 | 2472 | 200 | YES | 99.65%
| 22 | 1 | 2017-01-01 22:00 | 0 | 0 | 0 | 0 | 0 | 0 | 0 | 0 | 0 | 0 | 0 | 0 | 0 | 0 | 0 | 0 | 0 | 23 | 22 | 12 | 2016-12-01 22:00 | WEEKDAY | 25.7891 | 18.26 | 0 | 0 | 0 | 0 | 2989.4711 | 2472 | 200 | YES | 99.65%
| 23 | 1 | 2017-01-01 23:00 | 0 | 0 | 0 | 0 | 0 | 0 | 0 | 0 | 0 | 0 | 0 | 0 | 0 | 0 | 0 | 0 | 0 | 24 | 23 | 12 | 2016-12-01 23:00 | WEEKDAY | 22.4127 | 2.52 | 0 | 0 | 0 | 0 | 2989.4711 | 0 | 0 | NA | 99.65%
| 0 | 1 | 2017-01-02 | 0 | 0 | 0 | 0 | 0 | 0 | 0 | 0 | 0 | 0 | 0 | 0 | 0 | 0 | 0 | 0 | 0 | 25 | 0 | 12 | 2016-12-02 | WEEKDAY | 20.8985 | 2.52 | 0 | 0 | 0 | 0 | 2989.4711 | 0 | 0 | NA | 99.65%
| 1 | 1 | 2017-01-02 01:00 | 0 | 0 | 0 | 0 | 0 | 0 | 0 | 0 | 0 | 0 | 0 | 0 | 0 | 0 | 0 | 0 | 0 | 26 | 1 | 12 | 2016-12-02 01:00 | WEEKDAY | 19.9967 | 2.52 | 0 | 0 | 0 | 0 | 2989.4711 | 0 | 0 | NA | 99.65%
| 2 | 1 | 2017-01-02 02:00 | 0 | 0 | 0 | 0 | 0 | 0 | 0 | 0 | 0 | 0 | 0 | 0 | 0 | 0 | 0 | 0 | 0 | 27 | 2 | 12 | 2016-12-02 02:00 | WEEKDAY | 19.6599 | 2.52 | 0 | 0 | 0 | 0 | 2989.4711 | 0 | 0 | NA | 99.65%
| 3 | 1 | 2017-01-02 03:00 | 0 | 0 | 0 | 0 | 0 | 0 | 0 | 0 | 0 | 0 | 0 | 0 | 0 | 0 | 0 | 0 | 0 | 28 | 3 | 12 | 2016-12-02 03:00 | WEEKDAY | 21.0683 | 2.52 | 0 | 0 | 0 | 0 | 2989.4711 | 0 | 0 | NA | 99.65%
| 4 | 1 | 2017-01-02 04:00 | 0 | 0 | 0 | 0 | 0 | 0 | 0 | 0 | 0 | 0 | 0 | 0 | 0 | 0 | 0 | 0 | 0 | 29 | 4 | 12 | 2016-12-02 04:00 | WEEKDAY | 21.4107 | 2.52 | 0 | 0 | 0 | 0 | 2989.4711 | 0 | 0 | NA | 99.65%
| 5 | 1 | 2017-01-02 05:00 | 0 | 0 | 0 | 0 | 0 | 0 | 0 | 0 | 0 | 0 | 0 | 0 | 0 | 0 | 0 | 0 | 0 | 30 | 5 | 12 | 2016-12-02 05:00 | WEEKDAY | 21.934 | 2.52 | 0 | 0 | 0 | 0 | 2989.4711 | 0 | 0 | NA | 99.65%
| 6 | 1 | 2017-01-02 06:00 | 0 | 0 | 0 | 0 | 0 | 0 | 0 | 0 | 0 | 0 | 0 | 0 | 0 | 0 | 0 | 0 | 0 | 31 | 6 | 12 | 2016-12-02 06:00 | WEEKDAY | 27.8795 | 17.63 | 0 | 0 | 0 | 0 | 2989.4711 | 2472 | 200 | YES | 99.65%
| 7 | 1 | 2017-01-02 07:00 | 0 | 0 | 0 | 8.8226 | 49.0125 | 0 | 0 | 0 | 0 | 0 | 1.2173 | 1.3055 | 0.3074 | 4.5418 | 0 | 49.0125 | 0 | 32 | 7 | 12 | 2016-12-02 07:00 | WEEKDAY | 25.4328 | 17.63 | 0 | 0 | 0 | 0 | 2989.4711 | 2472 | 200 | YES | 99.65%
| 8 | 1 | 2017-01-02 08:00 | 389.4074 | 160.3675 | 113.0461 | 229.3453 | 838.3418 | 80.9937 | 294.106 | 43.3597 | 27.4011 | 40.4968 | 76.5213 | 44.1105 | 19.3236 | 297.2132 | 389.4074 | 838.3418 | 389.4074 | 33 | 8 | 12 | 2016-12-02 08:00 | WEEKDAY | 26.5351 | 17.63 | 306.535 | 297.339 | 0 | 297.339 | 2989.4711 | 2472 | 200 | YES | 99.65%
| 9 | 1 | 2017-01-02 09:00 | 623.2888 | 178.8274 | 514.5555 | 453.0523 | 1474.5363 | 90.3168 | 777.411 | 369.4451 | 137.9709 | 45.1584 | 165.9277 | 165.5822 | 41.9009 | 570.8179 | 623.2888 | 1474.5363 | 623.2888 | 34 | 9 | 12 | 2016-12-02 09:00 | WEEKDAY | 27.0779 | 6.32 | 810.167 | 785.862 | 0 | 785.862 | 2989.4711 | 0 | 0 | NA | 99.65%
| 10 | 1 | 2017-01-02 10:00 | 637.5558 | 184.6763 | 402.9983 | 474.3943 | 1517.9347 | 93.2709 | 841.246 | 411.2423 | 266.2737 | 46.6354 | 237.1554 | 201.6868 | 59.8877 | 559.8688 | 637.5558 | 1517.9347 | 637.5558 | 35 | 10 | 12 | 2016-12-02 10:00 | WEEKDAY | 26.3876 | 6.32 | 877.517 | 851.1915 | 0 | 851.1915 | 2989.4711 | 0 | 0 | NA | 99.65%
| 11 | 1 | 2017-01-02 11:00 | 597.8407 | 196.4693 | 549.281 | 338.2539 | 1433.1926 | 99.2269 | 783.906 | 437.4636 | 359.257 | 49.6135 | 305.7361 | 190.9176 | 77.2061 | 659.9105 | 597.8407 | 1433.1926 | 597.8407 | 36 | 11 | 12 | 2016-12-02 11:00 | WEEKDAY | 24.4475 | 6.32 | 816.929 | 792.4211 | 0 | 792.4211 | 2989.4711 | 0 | 0 | NA | 99.65%
| 12 | 1 | 2017-01-02 12:00 | 625.6636 | 302.4362 | 497.8876 | 623.1143 | 1367.2748 | 152.7455 | 721.535 | 643.6604 | 206.7924 | 76.3728 | 353.1693 | 171.9488 | 89.1842 | 624.0916 | 625.6636 | 1367.2748 | 625.6636 | 37 | 12 | 12 | 2016-12-02 12:00 | WEEKDAY | 22.7746 | 6.32 | 751.246 | 728.7086 | 0 | 728.7086 | 2989.4711 | 0 | 0 | NA | 99.65%
| 13 | 1 | 2017-01-02 13:00 | 635.0903 | 296.5457 | 518.9379 | 574.2431 | 1400.8332 | 149.7706 | 716.258 | 956.4307 | 405.9557 | 74.8853 | 360.0847 | 150.0677 | 90.9305 | 639.0256 | 635.0903 | 1400.8332 | 635.0903 | 38 | 13 | 12 | 2016-12-02 13:00 | WEEKDAY | 22.4935 | 6.32 | 745.682 | 723.3115 | 0 | 723.3115 | 2989.4711 | 0 | 0 | NA | 99.65%
| 14 | 1 | 2017-01-02 14:00 | 684.1743 | 163.6318 | 666.6441 | 682.1224 | 1471.2437 | 82.6423 | 773.067 | 496.6362 | 271.4671 | 41.3212 | 275.6916 | 152.8032 | 69.6191 | 701.8496 | 684.1743 | 1471.2437 | 684.1743 | 39 | 14 | 12 | 2016-12-02 14:00 | WEEKDAY | 22.0787 | 2.07 | 805.449 | 781.2855 | 0 | 781.2855 | 2989.4711 | 0 | 0 | NA | 99.65%
| 15 | 1 | 2017-01-02 15:00 | 474.7594 | 185.2048 | 663.4418 | 685.874 | 1472.3994 | 93.5378 | 829.597 | 1190.2119 | 162.1345 | 46.7689 | 241.1706 | 91.2927 | 60.9017 | 689.0078 | 474.7594 | 1472.3994 | 474.7594 | 40 | 15 | 12 | 2016-12-02 15:00 | WEEKDAY | 22.0147 | 2.07 | 865.097 | 839.1441 | 0 | 839.1441 | 2989.4711 | 0 | 0 | NA | 99.65%
| 16 | 1 | 2017-01-02 16:00 | 78.5141 | 254.665 | 369.9124 | 474.4598 | 1136.5539 | 128.6187 | 798.074 | 324.1168 | 936.0442 | 64.3093 | 130.9533 | 31.3355 | 33.069 | 403.8236 | 78.5141 | 1136.5539 | 78.5141 | 41 | 16 | 12 | 2016-12-02 16:00 | WEEKDAY | 22.5102 | 2.07 | 831.818 | 806.8635 | 0 | 806.8635 | 2989.4711 | 0 | 0 | NA | 99.65%
| 17 | 1 | 2017-01-02 17:00 | 0 | 43.7138 | 63.7509 | 36.4205 | 136.9504 | 22.0777 | 448.706 | 39.5893 | 990.1211 | 11.0388 | 35.9778 | 9.7673 | 9.0853 | 16.9229 | 0 | 136.9504 | 0 | 42 | 17 | 12 | 2016-12-02 17:00 | WEEKDAY | 25.2408 | 17.14 | 466.336 | 452.3459 | 0 | 452.3459 | 2989.4711 | 0 | 0 | NA | 99.65%
| 18 | 1 | 2017-01-02 18:00 | 0 | 0 | 0 | 0 | 0 | 0 | 0 | 0 | 200 | 0 | 0 | 0 | 0 | 0 | 0 | 0 | 0 | 43 | 18 | 12 | 2016-12-02 18:00 | WEEKDAY | 25.0209 | 17.14 | 0 | 0 | 0 | 0 | 2989.4711 | 0 | 0 | NA | 99.65%
| 19 | 1 | 2017-01-02 19:00 | 0 | 0 | 0 | 0 | 0 | 0 | 0 | 0 | 0 | 0 | 0 | 0 | 0 | 0 | 0 | 0 | 0 | 44 | 19 | 12 | 2016-12-02 19:00 | WEEKDAY | 23.9242 | 17.14 | 0 | 0 | 0 | 0 | 2989.4711 | 0 | 0 | NA | 99.65%
| 20 | 1 | 2017-01-02 20:00 | 0 | 0 | 0 | 0 | 0 | 0 | 0 | 0 | 0 | 0 | 0 | 0 | 0 | 0 | 0 | 0 | 0 | 45 | 20 | 12 | 2016-12-02 20:00 | WEEKDAY | 23.5178 | 18.26 | 0 | 0 | 0 | 0 | 2989.4711 | 2472 | 200 | YES | 99.65%
| 21 | 1 | 2017-01-02 21:00 | 0 | 0 | 0 | 0 | 0 | 0 | 0 | 0 | 0 | 0 | 0 | 0 | 0 | 0 | 0 | 0 | 0 | 46 | 21 | 12 | 2016-12-02 21:00 | WEEKDAY | 22.3209 | 18.26 | 0 | 0 | 0 | 0 | 2989.4711 | 2472 | 200 | YES | 99.65%
| 22 | 1 | 2017-01-02 22:00 | 0 | 0 | 0 | 0 | 0 | 0 | 0 | 0 | 0 | 0 | 0 | 0 | 0 | 0 | 0 | 0 | 0 | 47 | 22 | 12 | 2016-12-02 22:00 | WEEKDAY | 22.2736 | 18.26 | 0 | 0 | 0 | 0 | 2989.4711 | 2472 | 200 | YES | 99.65%
| 23 | 1 | 2017-01-02 23:00 | 0 | 0 | 0 | 0 | 0 | 0 | 0 | 0 | 0 | 0 | 0 | 0 | 0 | 0 | 0 | 0 | 0 | 48 | 23 | 12 | 2016-12-02 23:00 | WEEKDAY | 21.9256 | 2.52 | 0 | 0 | 0 | 0 | 2989.4711 | 0 | 0 | NA | 99.65%
| 0 | 1 | 2017-01-03 | 0 | 0 | 0 | 0 | 0 | 0 | 0 | 0 | 0 | 0 | 0 | 0 | 0 | 0 | 0 | 0 | 0 | 49 | 0 | 12 | 2016-12-03 | WEEKEND | 21.7642 | 2.52 | 0 | 0 | 0 | 0 | 2989.4711 | 0 | 0 | NA | 99.65%
| 1 | 1 | 2017-01-03 01:00 | 0 | 0 | 0 | 0 | 0 | 0 | 0 | 0 | 0 | 0 | 0 | 0 | 0 | 0 | 0 | 0 | 0 | 50 | 1 | 12 | 2016-12-03 01:00 | WEEKEND | 22.0565 | 2.52 | 0 | 0 | 0 | 0 | 2989.4711 | 0 | 0 | NA | 99.65%
| 2 | 1 | 2017-01-03 02:00 | 0 | 0 | 0 | 0 | 0 | 0 | 0 | 0 | 0 | 0 | 0 | 0 | 0 | 0 | 0 | 0 | 0 | 51 | 2 | 12 | 2016-12-03 02:00 | WEEKEND | 21.9674 | 2.52 | 0 | 0 | 0 | 0 | 2989.4711 | 0 | 0 | NA | 99.65%
| 3 | 1 | 2017-01-03 03:00 | 0 | 0 | 0 | 0 | 0 | 0 | 0 | 0 | 0 | 0 | 0 | 0 | 0 | 0 | 0 | 0 | 0 | 52 | 3 | 12 | 2016-12-03 03:00 | WEEKEND | 21.7976 | 2.52 | 0 | 0 | 0 | 0 | 2989.4711 | 0 | 0 | NA | 99.65%
| 4 | 1 | 2017-01-03 04:00 | 0 | 0 | 0 | 0 | 0 | 0 | 0 | 0 | 0 | 0 | 0 | 0 | 0 | 0 | 0 | 0 | 0 | 53 | 4 | 12 | 2016-12-03 04:00 | WEEKEND | 22.1149 | 2.52 | 0 | 0 | 0 | 0 | 2989.4711 | 0 | 0 | NA | 99.65%
| 5 | 1 | 2017-01-03 05:00 | 0 | 0 | 0 | 0 | 0 | 0 | 0 | 0 | 0 | 0 | 0 | 0 | 0 | 0 | 0 | 0 | 0 | 54 | 5 | 12 | 2016-12-03 05:00 | WEEKEND | 23.3814 | 2.52 | 0 | 0 | 0 | 0 | 2989.4711 | 0 | 0 | NA | 99.65%
| 6 | 1 | 2017-01-03 06:00 | 0 | 0 | 0 | 0 | 0 | 0 | 0 | 0 | 0 | 0 | 0 | 0 | 0 | 0 | 0 | 0 | 0 | 55 | 6 | 12 | 2016-12-03 06:00 | WEEKEND | 23.3536 | 2.52 | 0 | 0 | 0 | 0 | 2989.4711 | 0 | 0 | NA | 99.65%
| 7 | 1 | 2017-01-03 07:00 | 0 | 0 | 0 | 11.3103 | 37.9965 | 0 | 0 | 8.331 | 0 | 0 | 6.7845 | 0.48112 | 1.7133 | 5.1565 | 0 | 37.9965 | 0 | 56 | 7 | 12 | 2016-12-03 07:00 | WEEKEND | 23.0279 | 2.52 | 0 | 0 | 0 | 0 | 2989.4711 | 0 | 0 | NA | 99.65%
| 8 | 1 | 2017-01-03 08:00 | 663.9692 | 101.9848 | 176.8812 | 388.5593 | 624.2918 | 51.5075 | 298.008 | 288.8257 | 483.3927 | 25.7537 | 140.2466 | 21.6016 | 35.4158 | 342.6251 | 663.9692 | 624.2918 | 663.9692 | 57 | 8 | 12 | 2016-12-03 08:00 | WEEKEND | 24.197 | 2.52 | 310.591 | 301.2733 | 0 | 301.2733 | 2989.4711 | 0 | 0 | NA | 99.65%
| 9 | 1 | 2017-01-03 09:00 | 661.4078 | 1346.9716 | 687.2419 | 701.4126 | 1358.9793 | 680.2887 | 346.693 | 562.7751 | 893.369 | 340.1443 | 570.8847 | 146.5316 | 144.1628 | 707.0661 | 661.4078 | 1358.9793 | 661.4078 | 58 | 9 | 12 | 2016-12-03 09:00 | WEEKEND | 27.4091 | 2.52 | 360.823 | 349.9983 | 0 | 349.9983 | 2989.4711 | 0 | 0 | NA | 99.65%
| 10 | 1 | 2017-01-03 10:00 | 632.426 | 1343.5549 | 755.1493 | 749.8915 | 1518.4686 | 678.5631 | 637.385 | 701.4295 | 587.2981 | 339.2815 | 638.8227 | 153.8847 | 161.3189 | 734.5481 | 632.426 | 1518.4686 | 632.426 | 59 | 10 | 12 | 2016-12-03 10:00 | WEEKEND | 33.3324 | 2.52 | 663.099 | 643.206 | 0 | 643.206 | 2989.4711 | 0 | 0 | NA | 99.65%
| 11 | 1 | 2017-01-03 11:00 | 562.9564 | 594.3774 | 701.7601 | 705.2071 | 1320.3087 | 300.1906 | 792.944 | 1062.2707 | 613.5822 | 150.0953 | 705.0534 | 129.1768 | 178.0438 | 641.0601 | 562.9564 | 1320.3087 | 562.9564 | 60 | 11 | 12 | 2016-12-03 11:00 | WEEKEND | 36.4945 | 2.52 | 826.517 | 801.7215 | 0 | 801.7215 | 2989.4711 | 0 | 0 | NA | 99.65%
| 12 | 1 | 2017-01-03 12:00 | 607.148 | 1108.2575 | 650.277 | 672.5817 | 1352.558 | 559.726 | 733.372 | 1267.6652 | 677.0251 | 279.863 | 663.7648 | 154.0862 | 167.6174 | 594.1678 | 607.148 | 1352.558 | 607.148 | 61 | 12 | 12 | 2016-12-03 12:00 | WEEKEND | 35.5202 | 2.52 | 763.758 | 740.8453 | 0 | 740.8453 | 2989.4711 | 0 | 0 | NA | 99.65%
| 13 | 1 | 2017-01-03 13:00 | 652.3724 | 1426.3528 | 659.9771 | 693.7583 | 1304.453 | 720.3802 | 728.682 | 1334.3101 | 815.4586 | 360.1901 | 674.2569 | 171.2259 | 170.2669 | 581.9167 | 652.3724 | 1304.453 | 652.3724 | 62 | 13 | 12 | 2016-12-03 13:00 | WEEKEND | 34.3818 | 2.52 | 758.815 | 736.0506 | 0 | 736.0506 | 2989.4711 | 0 | 0 | NA | 99.65%
| 14 | 1 | 2017-01-03 14:00 | 684.2444 | 1444.4175 | 704.0191 | 724.4181 | 1445.6445 | 729.5038 | 786.578 | 1293.4677 | 844.2211 | 364.7519 | 723.1636 | 178.4637 | 182.6171 | 703.0488 | 684.2444 | 1445.6445 | 684.2444 | 63 | 14 | 12 | 2016-12-03 14:00 | WEEKEND | 28.7897 | 2.52 | 819.773 | 795.1798 | 0 | 795.1798 | 2989.4711 | 0 | 0 | NA | 99.65%
| 15 | 1 | 2017-01-03 15:00 | 505.7432 | 1376.5827 | 619.8238 | 696.1118 | 1433.7066 | 695.2438 | 844.048 | 1292.184 | 899.8147 | 347.6219 | 724.7027 | 159.3484 | 183.0057 | 678.9372 | 505.7432 | 1433.7066 | 505.7432 | 64 | 15 | 12 | 2016-12-03 15:00 | WEEKEND | 27.0612 | 2.52 | 880.463 | 854.0491 | 0 | 854.0491 | 2989.4711 | 0 | 0 | NA | 99.65%
| 16 | 1 | 2017-01-03 16:00 | 71.011 | 349.8901 | 486.0618 | 473.1438 | 1117.8269 | 176.7122 | 816.66 | 978.3351 | 897.8175 | 88.3561 | 612.7797 | 119.7503 | 154.7423 | 406.0761 | 71.011 | 1117.8269 | 71.011 | 65 | 16 | 12 | 2016-12-03 16:00 | WEEKEND | 26.8608 | 2.52 | 851.524 | 825.9783 | 0 | 825.9783 | 2989.4711 | 0 | 0 | NA | 99.65%
| 17 | 1 | 2017-01-03 17:00 | 0 | 119.3686 | 64.252 | 38.0776 | 139.766 | 60.2872 | 474.819 | 86.3731 | 750.3629 | 30.1436 | 90.3801 | 11.8236 | 22.8233 | 17.9218 | 0 | 139.766 | 0 | 66 | 17 | 12 | 2016-12-03 17:00 | WEEKEND | 33.2239 | 2.52 | 493.524 | 478.7183 | 0 | 478.7183 | 2989.4711 | 0 | 0 | NA | 99.65%
| 18 | 1 | 2017-01-03 18:00 | 0 | 0 | 0 | 0 | 0 | 0 | 0 | 0 | 0 | 0 | 0 | 0 | 0 | 0 | 0 | 0 | 0 | 67 | 18 | 12 | 2016-12-03 18:00 | WEEKEND | 28.1273 | 2.52 | 0 | 0 | 0 | 0 | 2989.4711 | 0 | 0 | NA | 99.65%
| 19 | 1 | 2017-01-03 19:00 | 0 | 0 | 0 | 0 | 0 | 0 | 0 | 0 | 0 | 0 | 0 | 0 | 0 | 0 | 0 | 0 | 0 | 68 | 19 | 12 | 2016-12-03 19:00 | WEEKEND | 29.6638 | 2.52 | 0 | 0 | 0 | 0 | 2989.4711 | 0 | 0 | NA | 99.65%
| 20 | 1 | 2017-01-03 20:00 | 0 | 0 | 0 | 0 | 0 | 0 | 0 | 0 | 0 | 0 | 0 | 0 | 0 | 0 | 0 | 0 | 0 | 69 | 20 | 12 | 2016-12-03 20:00 | WEEKEND | 42.7128 | 2.52 | 0 | 0 | 970 | 970 | 2989.4711 | 0 | 0 | NA | 99.65%
| 21 | 1 | 2017-01-03 21:00 | 0 | 0 | 0 | 0 | 0 | 0 | 0 | 0 | 0 | 0 | 0 | 0 | 0 | 0 | 0 | 0 | 0 | 70 | 21 | 12 | 2016-12-03 21:00 | WEEKEND | 53.7104 | 2.52 | 0 | 0 | 970 | 970 | 1989.4711 | 0 | 0 | NA | 66.32%
| 22 | 1 | 2017-01-03 22:00 | 0 | 0 | 0 | 0 | 0 | 0 | 0 | 0 | 0 | 0 | 0 | 0 | 0 | 0 | 0 | 0 | 0 | 71 | 22 | 12 | 2016-12-03 22:00 | WEEKEND | 32.3944 | 2.52 | 0 | 0 | 0 | 0 | 989.4711 | 0 | 0 | NA | 32.98%
| 23 | 1 | 2017-01-03 23:00 | 0 | 0 | 0 | 0 | 0 | 0 | 0 | 0 | 0 | 0 | 0 | 0 | 0 | 0 | 0 | 0 | 0 | 72 | 23 | 12 | 2016-12-03 23:00 | WEEKEND | 99.2039 | 2.52 | 0 | 0 | 0 | 0 | 989.4711 | 0 | 0 | NA | 32.98%
| 0 | 1 | 2017-01-04 | 0 | 0 | 0 | 0 | 0 | 0 | 0 | 0 | 0 | 0 | 0 | 0 | 0 | 0 | 0 | 0 | 0 | 73 | 0 | 12 | 2016-12-04 | WEEKEND | 24.5839 | 2.52 | 0 | 0 | 0 | 0 | 989.4711 | 0 | 0 | NA | 32.98%
| 1 | 1 | 2017-01-04 01:00 | 0 | 0 | 0 | 0 | 0 | 0 | 0 | 0 | 0 | 0 | 0 | 0 | 0 | 0 | 0 | 0 | 0 | 74 | 1 | 12 | 2016-12-04 01:00 | WEEKEND | 23.7683 | 2.52 | 0 | 0 | 0 | 0 | 989.4711 | 0 | 0 | NA | 32.98%
| 2 | 1 | 2017-01-04 02:00 | 0 | 0 | 0 | 0 | 0 | 0 | 0 | 0 | 0 | 0 | 0 | 0 | 0 | 0 | 0 | 0 | 0 | 75 | 2 | 12 | 2016-12-04 02:00 | WEEKEND | 22.5491 | 2.52 | 0 | 0 | 0 | 0 | 989.4711 | 0 | 0 | NA | 32.98%
| 3 | 1 | 2017-01-04 03:00 | 0 | 0 | 0 | 0 | 0 | 0 | 0 | 0 | 0 | 0 | 0 | 0 | 0 | 0 | 0 | 0 | 0 | 76 | 3 | 12 | 2016-12-04 03:00 | WEEKEND | 22.0787 | 2.52 | 0 | 0 | 0 | 0 | 989.4711 | 0 | 0 | NA | 32.98%
| 4 | 1 | 2017-01-04 04:00 | 0 | 0 | 0 | 0 | 0 | 0 | 0 | 0 | 0 | 0 | 0 | 0 | 0 | 0 | 0 | 0 | 0 | 77 | 4 | 12 | 2016-12-04 04:00 | WEEKEND | 21.9729 | 2.52 | 0 | 0 | 0 | 0 | 989.4711 | 0 | 0 | NA | 32.98%
| 5 | 1 | 2017-01-04 05:00 | 0 | 0 | 0 | 0 | 0 | 0 | 0 | 0 | 0 | 0 | 0 | 0 | 0 | 0 | 0 | 0 | 0 | 78 | 5 | 12 | 2016-12-04 05:00 | WEEKEND | 21.9507 | 2.52 | 0 | 0 | 0 | 0 | 989.4711 | 0 | 0 | NA | 32.98%
| 6 | 1 | 2017-01-04 06:00 | 0 | 0 | 0 | 0 | 0 | 0 | 0 | 0 | 0 | 0 | 0 | 0 | 0 | 0 | 0 | 0 | 0 | 79 | 6 | 12 | 2016-12-04 06:00 | WEEKEND | 21.9813 | 2.52 | 0 | 0 | 0 | 0 | 989.4711 | 0 | 0 | NA | 32.98%
| 7 | 1 | 2017-01-04 07:00 | 0 | 0 | 0 | 12.529 | 41.9982 | 0 | 0 | 0.40367 | 0 | 0 | 2.847 | 0.72841 | 0.71894 | 4.7026 | 0 | 41.9982 | 0 | 80 | 7 | 12 | 2016-12-04 07:00 | WEEKEND | 21.8672 | 2.52 | 0 | 0 | 0 | 0 | 989.4711 | 0 | 0 | NA | 32.98%
| 8 | 1 | 2017-01-04 08:00 | 685.1557 | 798.6486 | 148.7039 | 380.278 | 843.2263 | 403.3579 | 284.832 | 216.0594 | 478.1246 | 201.6789 | 61.7099 | 57.2619 | 15.5833 | 345.3174 | 685.1557 | 843.2263 | 685.1557 | 81 | 8 | 12 | 2016-12-04 08:00 | WEEKEND | 21.8421 | 2.52 | 296.898 | 0 | 0 | 0 | 989.4711 | 0 | 0 | NA | 32.98%
| 9 | 1 | 2017-01-04 09:00 | 743.2209 | 1448.2729 | 618.1476 | 707.445 | 1320.7715 | 731.4509 | 716.976 | 928.098 | 874.8711 | 365.7255 | 153.9329 | 157.9187 | 38.872 | 695.6732 | 743.2209 | 1320.7715 | 743.2209 | 82 | 9 | 12 | 2016-12-04 09:00 | WEEKEND | 22.8414 | 2.52 | 746.231 | 0 | 0 | 0 | 1286.3691 | 0 | 0 | NA | 42.88%
| 10 | 1 | 2017-01-04 10:00 | 693.0067 | 1421.5337 | 747.3843 | 734.6969 | 1378.0648 | 717.9463 | 792.431 | 558.4562 | 921.5 | 358.9732 | 228.6867 | 183.7002 | 57.7492 | 726.6292 | 693.0067 | 1378.0648 | 693.0067 | 83 | 10 | 12 | 2016-12-04 10:00 | WEEKEND | 24.0105 | 2.52 | 825.712 | 0 | 0 | 0 | 2032.6001 | 0 | 0 | NA | 67.75%
| 11 | 1 | 2017-01-04 11:00 | 611.8605 | 1285.993 | 696.9277 | 700.6654 | 1346.054 | 649.4914 | 410.779 | 898.2157 | 872.5247 | 324.7457 | 284.6106 | 165.357 | 71.8714 | 676.0938 | 611.8605 | 1346.054 | 611.8605 | 84 | 11 | 12 | 2016-12-04 11:00 | WEEKEND | 25.0014 | 2.52 | 426.942 | 414.1337 | 0 | 414.1337 | 2858.3121 | 0 | 0 | NA | 95.28%
| 12 | 1 | 2017-01-04 12:00 | 627.2671 | 1292.659 | 640.0909 | 668.7022 | 1358.9117 | 652.8581 | 692.91 | 842.7826 | 802.4015 | 326.429 | 270.4638 | 165.9361 | 68.2989 | 639.8773 | 627.2671 | 1358.9117 | 627.2671 | 85 | 12 | 12 | 2016-12-04 12:00 | WEEKEND | 26.1398 | 2.52 | 721.001 | 699.371 | 0 | 699.371 | 2858.3121 | 0 | 0 | NA | 95.28%
| 13 | 1 | 2017-01-04 13:00 | 641.6304 | 1254.0939 | 652.0998 | 690.5837 | 990.4577 | 633.3808 | 699.876 | 900.1339 | 786.9979 | 316.6904 | 284.9897 | 168.0194 | 71.9671 | 665.162 | 641.6304 | 990.4577 | 641.6304 | 86 | 13 | 12 | 2016-12-04 13:00 | WEEKEND | 26.1176 | 2.52 | 728.373 | 706.5218 | 0 | 706.5218 | 2858.3121 | 0 | 0 | NA | 95.28%
| 14 | 1 | 2017-01-04 14:00 | 691.2423 | 1441.7679 | 700.9259 | 719.2184 | 915.8088 | 728.1656 | 754.677 | 980.8285 | 805.0602 | 364.0828 | 246.8587 | 177.5197 | 62.338 | 707.1293 | 691.2423 | 915.8088 | 691.2423 | 87 | 14 | 12 | 2016-12-04 14:00 | WEEKEND | 24.2387 | 2.52 | 785.974 | 762.3948 | 0 | 762.3948 | 2858.3121 | 0 | 0 | NA | 95.28%
| 15 | 1 | 2017-01-04 15:00 | 345.0078 | 1332.0285 | 723.2386 | 706.0601 | 1218.9382 | 672.7417 | 809.89 | 1057.5071 | 856.4363 | 336.3708 | 216.0361 | 176.864 | 54.5546 | 690.3576 | 345.0078 | 1218.9382 | 345.0078 | 88 | 15 | 12 | 2016-12-04 15:00 | WEEKEND | 25.3271 | 2.52 | 844.174 | 818.8488 | 0 | 818.8488 | 2858.3121 | 0 | 0 | NA | 95.28%
| 16 | 1 | 2017-01-04 16:00 | 66.8405 | 1129.6419 | 599.7992 | 492.2043 | 399.9803 | 570.5262 | 791.174 | 337.8961 | 866.8453 | 285.2631 | 135.6148 | 132.7902 | 34.2462 | 419.0578 | 66.8405 | 399.9803 | 66.8405 | 89 | 16 | 12 | 2016-12-04 16:00 | WEEKEND | 28.8955 | 2.52 | 824.471 | 799.7369 | 0 | 799.7369 | 2858.3121 | 0 | 0 | NA | 95.28%
| 17 | 1 | 2017-01-04 17:00 | 0 | 150.8688 | 81.3277 | 41.9433 | 98.2465 | 76.1964 | 465.517 | 15.6951 | 743.9493 | 38.0982 | 36.285 | 16.3959 | 9.1629 | 20.184 | 0 | 98.2465 | 0 | 90 | 17 | 12 | 2016-12-04 17:00 | WEEKEND | 111.468 | 2.52 | 483.772 | 469.2588 | 300 | 769.2588 | 2858.3121 | 0 | 0 | NA | 95.28%
| 18 | 1 | 2017-01-04 18:00 | 0 | 0 | 0 | 0 | 0 | 0 | 0 | 0 | 0 | 0 | 0 | 0 | 0 | 0 | 0 | 0 | 0 | 91 | 18 | 12 | 2016-12-04 18:00 | WEEKEND | 35.6928 | 2.52 | 0 | 0 | 0 | 0 | 2549.0337 | 0 | 0 | NA | 84.97%
| 19 | 1 | 2017-01-04 19:00 | 0 | 0 | 0 | 0 | 0 | 0 | 0 | 0 | 0 | 0 | 0 | 0 | 0 | 0 | 0 | 0 | 0 | 92 | 19 | 12 | 2016-12-04 19:00 | WEEKEND | 36.0185 | 2.52 | 0 | 0 | 0 | 0 | 2549.0337 | 0 | 0 | NA | 84.97%
| 20 | 1 | 2017-01-04 20:00 | 0 | 0 | 0 | 0 | 0 | 0 | 0 | 0 | 0 | 0 | 0 | 0 | 0 | 0 | 0 | 0 | 0 | 93 | 20 | 12 | 2016-12-04 20:00 | WEEKEND | 32.7646 | 2.52 | 0 | 0 | 0 | 0 | 2549.0337 | 0 | 0 | NA | 84.97%
| 21 | 1 | 2017-01-04 21:00 | 0 | 0 | 0 | 0 | 0 | 0 | 0 | 0 | 0 | 0 | 0 | 0 | 0 | 0 | 0 | 0 | 0 | 94 | 21 | 12 | 2016-12-04 21:00 | WEEKEND | 26.0563 | 2.52 | 0 | 0 | 0 | 0 | 2549.0337 | 0 | 0 | NA | 84.97%
| 22 | 1 | 2017-01-04 22:00 | 0 | 0 | 0 | 0 | 0 | 0 | 0 | 0 | 0 | 0 | 0 | 0 | 0 | 0 | 0 | 0 | 0 | 95 | 22 | 12 | 2016-12-04 22:00 | WEEKEND | 24.1329 | 2.52 | 0 | 0 | 0 | 0 | 2549.0337 | 0 | 0 | NA | 84.97%
| 23 | 1 | 2017-01-04 23:00 | 0 | 0 | 0 | 0 | 0 | 0 | 0 | 0 | 0 | 0 | 0 | 0 | 0 | 0 | 0 | 0 | 0 | 96 | 23 | 12 | 2016-12-04 23:00 | WEEKEND | 22.8247 | 2.52 | 0 | 0 | 0 | 0 | 2549.0337 | 0 | 0 | NA | 84.97%
| 0 | 1 | 2017-01-05 | 0 | 0 | 0 | 0 | 0 | 0 | 0 | 0 | 0 | 0 | 0 | 0 | 0 | 0 | 0 | 0 | 0 | 97 | 0 | 12 | 2016-12-05 | WEEKDAY | 22.1845 | 2.52 | 0 | 0 | 0 | 0 | 2549.0337 | 0 | 0 | NA | 84.97%
| 1 | 1 | 2017-01-05 01:00 | 0 | 0 | 0 | 0 | 0 | 0 | 0 | 0 | 0 | 0 | 0 | 0 | 0 | 0 | 0 | 0 | 0 | 98 | 1 | 12 | 2016-12-05 01:00 | WEEKDAY | 22.0481 | 2.52 | 0 | 0 | 0 | 0 | 2549.0337 | 0 | 0 | NA | 84.97%
| 2 | 1 | 2017-01-05 02:00 | 0 | 0 | 0 | 0 | 0 | 0 | 0 | 0 | 0 | 0 | 0 | 0 | 0 | 0 | 0 | 0 | 0 | 99 | 2 | 12 | 2016-12-05 02:00 | WEEKDAY | 21.9006 | 2.52 | 0 | 0 | 0 | 0 | 2549.0337 | 0 | 0 | NA | 84.97%
| 3 | 1 | 2017-01-05 03:00 | 0 | 0 | 0 | 0 | 0 | 0 | 0 | 0 | 0 | 0 | 0 | 0 | 0 | 0 | 0 | 0 | 0 | 100 | 3 | 12 | 2016-12-05 03:00 | WEEKDAY | 21.9674 | 2.52 | 0 | 0 | 0 | 0 | 2549.0337 | 0 | 0 | NA | 84.97%
| 4 | 1 | 2017-01-05 04:00 | 0 | 0 | 0 | 0 | 0 | 0 | 0 | 0 | 0 | 0 | 0 | 0 | 0 | 0 | 0 | 0 | 0 | 101 | 4 | 12 | 2016-12-05 04:00 | WEEKDAY | 22.2207 | 2.52 | 0 | 0 | 0 | 0 | 2549.0337 | 0 | 0 | NA | 84.97%
| 5 | 1 | 2017-01-05 05:00 | 0 | 0 | 0 | 0 | 0 | 0 | 0 | 0 | 0 | 0 | 0 | 0 | 0 | 0 | 0 | 0 | 0 | 102 | 5 | 12 | 2016-12-05 05:00 | WEEKDAY | 23.9882 | 2.52 | 0 | 0 | 0 | 0 | 2549.0337 | 0 | 0 | NA | 84.97%
| 6 | 1 | 2017-01-05 06:00 | 0 | 0 | 0 | 0 | 0 | 0 | 0 | 0 | 0 | 0 | 0 | 0 | 0 | 0 | 0 | 0 | 0 | 103 | 6 | 12 | 2016-12-05 06:00 | WEEKDAY | 26.1315 | 17.63 | 0 | 0 | 0 | 0 | 2549.0337 | 2472 | 200 | YES | 84.97%
| 7 | 1 | 2017-01-05 07:00 | 0 | 0 | 0 | 7.3528 | 18.4783 | 0 | 0 | 3.3688 | 0 | 0 | 2.3346 | 0.59634 | 0.58954 | 3.9873 | 0 | 18.4783 | 0 | 104 | 7 | 12 | 2016-12-05 07:00 | WEEKDAY | 26.6464 | 17.63 | 0 | 0 | 0 | 0 | 2549.0337 | 2472 | 200 | YES | 84.97%
| 8 | 1 | 2017-01-05 08:00 | 653.0783 | 815.5251 | 94.3133 | 340.1299 | 171.571 | 411.8813 | 282.141 | 136.3253 | 458.356 | 205.9407 | 70.8038 | 66.3022 | 17.8798 | 277.4783 | 653.0783 | 171.571 | 653.0783 | 105 | 8 | 12 | 2016-12-05 08:00 | WEEKDAY | 26.0313 | 17.63 | 294.193 | 0 | 0 | 0 | 2549.0337 | 2472 | 200 | YES | 84.97%
| 9 | 1 | 2017-01-05 09:00 | 635.3027 | 1400.9022 | 371.7089 | 658.8956 | 310.4323 | 707.5264 | 745.94 | 269.4527 | 799.8882 | 353.7632 | 179.3147 | 170.0186 | 45.2815 | 612.8494 | 635.3027 | 310.4323 | 635.3027 | 106 | 9 | 12 | 2016-12-05 09:00 | WEEKDAY | 25.945 | 6.32 | 776.928 | 753.6202 | 0 | 753.6202 | 2843.2267 | 0 | 0 | NA | 94.77%
| 10 | 1 | 2017-01-05 10:00 | 633.1948 | 1438.2211 | 226.6966 | 714.7326 | 425.9252 | 726.3743 | 582.918 | 369.528 | 834.5705 | 363.1872 | 257.0378 | 182.7218 | 64.9085 | 631.5094 | 633.1948 | 425.9252 | 633.1948 | 107 | 10 | 12 | 2016-12-05 10:00 | WEEKDAY | 25.5497 | 6.32 | 606 | 587.82 | 0 | 587.82 | 2843.2267 | 0 | 0 | NA | 94.77%
| 11 | 1 | 2017-01-05 11:00 | 589.8899 | 1370.0338 | 365.0797 | 646.1178 | 550.2573 | 691.9362 | 555.812 | 472.7155 | 793.6171 | 345.9681 | 284.5619 | 174.0088 | 71.8591 | 657.029 | 589.8899 | 550.2573 | 589.8899 | 108 | 11 | 12 | 2016-12-05 11:00 | WEEKDAY | 24.2554 | 6.32 | 577.675 | 560.3447 | 0 | 560.3447 | 2843.2267 | 0 | 0 | NA | 94.77%
| 12 | 1 | 2017-01-05 12:00 | 628.7284 | 1307.5836 | 368.558 | 639.4479 | 588.5348 | 660.3958 | 584.76 | 628.0506 | 744.476 | 330.1979 | 332.15 | 165.6144 | 83.8763 | 406.0079 | 628.7284 | 588.5348 | 628.7284 | 109 | 12 | 12 | 2016-12-05 12:00 | WEEKDAY | 23.2561 | 6.32 | 607.87 | 589.6339 | 0 | 589.6339 | 2843.2267 | 0 | 0 | NA | 94.77%
| 13 | 1 | 2017-01-05 13:00 | 652.5761 | 1376.78 | 334.4488 | 665.931 | 563.9809 | 695.3434 | 689.077 | 520.9538 | 729.9037 | 347.6717 | 312.2797 | 167.7642 | 78.8585 | 500.4537 | 652.5761 | 563.9809 | 652.5761 | 110 | 13 | 12 | 2016-12-05 13:00 | WEEKDAY | 22.744 | 6.32 | 717.045 | 695.5336 | 0 | 695.5336 | 2843.2267 | 0 | 0 | NA | 94.77%
| 14 | 1 | 2017-01-05 14:00 | 674.6575 | 1383.2568 | 479.5717 | 696.7744 | 474.5983 | 698.6146 | 542.724 | 604.3091 | 990.1104 | 349.3073 | 284.3825 | 175.4271 | 71.8137 | 389.1579 | 674.6575 | 474.5983 | 674.6575 | 111 | 14 | 12 | 2016-12-05 14:00 | WEEKDAY | 22.0759 | 2.07 | 563.984 | 547.0645 | 0 | 547.0645 | 2843.2267 | 0 | 0 | NA | 94.77%
| 15 | 1 | 2017-01-05 15:00 | 338.2956 | 1393.8006 | 386.3427 | 667.1559 | 385.3429 | 703.9397 | 485.089 | 296.8443 | 805.4754 | 351.9698 | 225.4468 | 174.5104 | 56.931 | 320.0191 | 338.2956 | 385.3429 | 338.2956 | 112 | 15 | 12 | 2016-12-05 15:00 | WEEKDAY | 22.0676 | 2.07 | 504.009 | 488.8887 | 0 | 488.8887 | 2843.2267 | 0 | 0 | NA | 94.77%
| 16 | 1 | 2017-01-05 16:00 | 73.5436 | 1131.5715 | 293.0904 | 449.5347 | 260.7095 | 571.5008 | 759.824 | 125.5809 | 989.9503 | 285.7504 | 137.4038 | 129.753 | 34.6979 | 180.1748 | 73.5436 | 260.7095 | 73.5436 | 113 | 16 | 12 | 2016-12-05 16:00 | WEEKDAY | 22.0398 | 2.07 | 791.416 | 767.6735 | 0 | 767.6735 | 2843.2267 | 0 | 0 | NA | 94.77%
| 17 | 1 | 2017-01-05 17:00 | 0 | 153.6331 | 39.8723 | 32.6431 | 60.8906 | 77.5925 | 437.959 | 10.8554 | 0 | 38.7962 | 30.6545 | 14.9336 | 7.741 | 7.33 | 0 | 60.8906 | 0 | 114 | 17 | 12 | 2016-12-05 17:00 | WEEKDAY | 23.8574 | 17.14 | 455.14 | 441.4858 | 0 | 441.4858 | 2843.2267 | 0 | 0 | NA | 94.77%
| 18 | 1 | 2017-01-05 18:00 | 0 | 0 | 0 | 0 | 0 | 0 | 0 | 0 | 300 | 0 | 0 | 0 | 0 | 0 | 0 | 0 | 0 | 115 | 18 | 12 | 2016-12-05 18:00 | WEEKDAY | 24.1942 | 17.14 | 0 | 0 | 0 | 0 | 2843.2267 | 0 | 0 | NA | 94.77%
| 19 | 1 | 2017-01-05 19:00 | 0 | 0 | 0 | 0 | 0 | 0 | 0 | 0 | 0 | 0 | 0 | 0 | 0 | 0 | 0 | 0 | 0 | 116 | 19 | 12 | 2016-12-05 19:00 | WEEKDAY | 23.0724 | 17.14 | 0 | 0 | 0 | 0 | 2843.2267 | 0 | 0 | NA | 94.77%
| 20 | 1 | 2017-01-05 20:00 | 0 | 0 | 0 | 0 | 0 | 0 | 0 | 0 | 0 | 0 | 0 | 0 | 0 | 0 | 0 | 0 | 0 | 117 | 20 | 12 | 2016-12-05 20:00 | WEEKDAY | 22.5296 | 18.26 | 0 | 0 | 0 | 0 | 2843.2267 | 2472 | 200 | YES | 94.77%
| 21 | 1 | 2017-01-05 21:00 | 0 | 0 | 0 | 0 | 0 | 0 | 0 | 0 | 0 | 0 | 0 | 0 | 0 | 0 | 0 | 0 | 0 | 118 | 21 | 12 | 2016-12-05 21:00 | WEEKDAY | 21.7308 | 18.26 | 0 | 0 | 0 | 0 | 2843.2267 | 2472 | 200 | YES | 94.77%
| 22 | 1 | 2017-01-05 22:00 | 0 | 0 | 0 | 0 | 0 | 0 | 0 | 0 | 0 | 0 | 0 | 0 | 0 | 0 | 0 | 0 | 0 | 119 | 22 | 12 | 2016-12-05 22:00 | WEEKDAY | 21.3856 | 18.26 | 0 | 0 | 0 | 0 | 2843.2267 | 2472 | 200 | YES | 94.77%
| 23 | 1 | 2017-01-05 23:00 | 0 | 0 | 0 | 0 | 0 | 0 | 0 | 0 | 0 | 0 | 0 | 0 | 0 | 0 | 0 | 0 | 0 | 120 | 23 | 12 | 2016-12-05 23:00 | WEEKDAY | 15.2981 | 2.52 | 0 | 0 | -24 | -24 | 2843.2267 | 0 | 0 | NA | 94.77%
| 0 | 1 | 2017-01-06 | 0 | 0 | 0 | 0 | 0 | 0 | 0 | 0 | 0 | 0 | 0 | 0 | 0 | 0 | 0 | 0 | 0 | 121 | 0 | 12 | 2016-12-06 | WEEKDAY | 17.1046 | 2.52 | 0 | 0 | 0 | 0 | 2866.5067 | 0 | 0 | NA | 95.55%
| 1 | 1 | 2017-01-06 01:00 | 0 | 0 | 0 | 0 | 0 | 0 | 0 | 0 | 0 | 0 | 0 | 0 | 0 | 0 | 0 | 0 | 0 | 122 | 1 | 12 | 2016-12-06 01:00 | WEEKDAY | 16.4728 | 2.52 | 0 | 0 | 0 | 0 | 2866.5067 | 0 | 0 | NA | 95.55%
| 2 | 1 | 2017-01-06 02:00 | 0 | 0 | 0 | 0 | 0 | 0 | 0 | 0 | 0 | 0 | 0 | 0 | 0 | 0 | 0 | 0 | 0 | 123 | 2 | 12 | 2016-12-06 02:00 | WEEKDAY | 10.633 | 2.52 | 0 | 0 | 0 | 0 | 2866.5067 | 0 | 0 | NA | 95.55%
| 3 | 1 | 2017-01-06 03:00 | 0 | 0 | 0 | 0 | 0 | 0 | 0 | 0 | 0 | 0 | 0 | 0 | 0 | 0 | 0 | 0 | 0 | 124 | 3 | 12 | 2016-12-06 03:00 | WEEKDAY | 11.1925 | 2.52 | 0 | 0 | 0 | 0 | 2866.5067 | 0 | 0 | NA | 95.55%
| 4 | 1 | 2017-01-06 04:00 | 0 | 0 | 0 | 0 | 0 | 0 | 0 | 0 | 0 | 0 | 0 | 0 | 0 | 0 | 0 | 0 | 0 | 125 | 4 | 12 | 2016-12-06 04:00 | WEEKDAY | 13.294 | 2.52 | 0 | 0 | 0 | 0 | 2866.5067 | 0 | 0 | NA | 95.55%
| 5 | 1 | 2017-01-06 05:00 | 0 | 0 | 0 | 0 | 0 | 0 | 0 | 0 | 0 | 0 | 0 | 0 | 0 | 0 | 0 | 0 | 0 | 126 | 5 | 12 | 2016-12-06 05:00 | WEEKDAY | 12.3337 | 2.52 | 0 | 0 | 0 | 0 | 2866.5067 | 0 | 0 | NA | 95.55%
| 6 | 1 | 2017-01-06 06:00 | 0 | 0 | 0 | 0 | 0 | 0 | 0 | 0 | 0 | 0 | 0 | 0 | 0 | 0 | 0 | 0 | 0 | 127 | 6 | 12 | 2016-12-06 06:00 | WEEKDAY | 17.923 | 17.63 | 0 | 0 | 0 | 0 | 2866.5067 | 2472 | 200 | YES | 95.55%
| 7 | 1 | 2017-01-06 07:00 | 0 | 0 | 0 | 14.2075 | 8.6973 | 0 | 0 | 0 | 0 | 0 | 2.3367 | 0.62952 | 0.59007 | 3.4139 | 0 | 8.6973 | 0 | 128 | 7 | 12 | 2016-12-06 07:00 | WEEKDAY | 20.0969 | 17.63 | 0 | 0 | 0 | 0 | 2866.5067 | 2472 | 200 | YES | 95.55%
| 8 | 1 | 2017-01-06 08:00 | 712.0595 | 802.4769 | 154.6491 | 302.7344 | 81.1048 | 405.2914 | 267.396 | 65.3258 | 477.4844 | 202.6457 | 42.5717 | 65.6863 | 10.7504 | 116.8969 | 712.0595 | 81.1048 | 712.0595 | 129 | 8 | 12 | 2016-12-06 08:00 | WEEKDAY | 19.7072 | 17.63 | 278.896 | 270.5291 | 0 | 270.5291 | 2866.5067 | 2472 | 200 | YES | 95.55%
| 9 | 1 | 2017-01-06 09:00 | 756.3743 | 1437.6659 | 540.2205 | 608.213 | 175.631 | 726.0939 | 144.773 | 135.1286 | 845.291 | 363.0469 | 106.0387 | 167.1792 | 26.7774 | 147.0145 | 756.3743 | 175.631 | 756.3743 | 130 | 9 | 12 | 2016-12-06 09:00 | WEEKDAY | 18.9946 | 6.32 | 153.104 | 148.5109 | 0 | 148.5109 | 2866.5067 | 0 | 0 | NA | 95.55%
| 10 | 1 | 2017-01-06 10:00 | 692.732 | 1444.0256 | 681.9392 | 579.4855 | 259.1642 | 729.3059 | 257.875 | 245.0813 | 895.0432 | 364.6529 | 137.9449 | 180.4029 | 34.8346 | 158.4897 | 692.732 | 259.1642 | 692.732 | 131 | 10 | 12 | 2016-12-06 10:00 | WEEKDAY | 21.7113 | 6.32 | 269.129 | 261.0551 | 0 | 261.0551 | 2866.5067 | 0 | 0 | NA | 95.55%
| 11 | 1 | 2017-01-06 11:00 | 634.1928 | 1407.1203 | 649.2166 | 436.9167 | 653.6037 | 710.6668 | 285.076 | 324.2934 | 848.4726 | 355.3334 | 200.001 | 173.2786 | 50.5053 | 208.4952 | 634.1928 | 653.6037 | 634.1928 | 132 | 11 | 12 | 2016-12-06 11:00 | WEEKDAY | 24.8594 | 6.32 | 297.107 | 288.1938 | 0 | 288.1938 | 2866.5067 | 0 | 0 | NA | 95.55%
| 12 | 1 | 2017-01-06 12:00 | 681.8978 | 1326.8151 | 603.5604 | 643.1842 | 647.413 | 670.1086 | 298.928 | 366.1226 | 793.0633 | 335.0543 | 201.3387 | 154.6146 | 50.8431 | 236.6987 | 681.8978 | 647.413 | 681.8978 | 133 | 12 | 12 | 2016-12-06 12:00 | WEEKDAY | 26.5268 | 6.32 | 311.354 | 302.0134 | 0 | 302.0134 | 2866.5067 | 0 | 0 | NA | 95.55%
| 13 | 1 | 2017-01-06 13:00 | 650.2255 | 1352.6955 | 590.6838 | 595.096 | 640.3454 | 683.1796 | 345.633 | 339.8052 | 776.8778 | 341.5898 | 209.2534 | 151.5377 | 52.8418 | 169.8668 | 650.2255 | 640.3454 | 650.2255 | 134 | 13 | 12 | 2016-12-06 13:00 | WEEKDAY | 28.7452 | 6.32 | 359.496 | 348.7111 | 0 | 348.7111 | 2866.5067 | 0 | 0 | NA | 95.55%
| 14 | 1 | 2017-01-06 14:00 | 716.8165 | 961.2643 | 627.7301 | 564.4232 | 285.1219 | 485.487 | 711.675 | 266.9715 | 809.7036 | 242.7435 | 160.8464 | 160.2132 | 40.6178 | 167.8715 | 716.8165 | 285.1219 | 716.8165 | 135 | 14 | 12 | 2016-12-06 14:00 | WEEKDAY | 29.3631 | 2.07 | 740.591 | 718.3733 | 0 | 718.3733 | 2866.5067 | 0 | 0 | NA | 95.55%
| 15 | 1 | 2017-01-06 15:00 | 425.9155 | 1366.4131 | 642.5656 | 507.9732 | 371.9401 | 690.1076 | 758.677 | 191.2546 | 860.3153 | 345.0538 | 123.3276 | 170.3032 | 31.1433 | 117.1407 | 425.9155 | 371.9401 | 425.9155 | 136 | 15 | 12 | 2016-12-06 15:00 | WEEKDAY | 30.0757 | 2.07 | 790.005 | 766.3048 | 0 | 766.3048 | 2866.5067 | 0 | 0 | NA | 95.55%
| 16 | 1 | 2017-01-06 16:00 | 76.3929 | 1193.721 | 499.3087 | 287.9934 | 239.5045 | 602.8894 | 737.853 | 107.327 | 867.6611 | 301.4447 | 86.7086 | 114.0857 | 21.8961 | 56.3014 | 76.3929 | 239.5045 | 76.3929 | 137 | 16 | 12 | 2016-12-06 16:00 | WEEKDAY | 31.3116 | 2.07 | 768.133 | 745.089 | 0 | 745.089 | 2866.5067 | 0 | 0 | NA | 95.55%
| 17 | 1 | 2017-01-06 17:00 | 0 | 164.0919 | 72.383 | 26.3067 | 48.5141 | 82.8747 | 443.853 | 9.2432 | 723.8334 | 41.4373 | 19.9071 | 11.0582 | 5.027 | 3.1845 | 0 | 48.5141 | 0 | 138 | 17 | 12 | 2016-12-06 17:00 | WEEKDAY | 137.7359 | 17.14 | 461.212 | 447.3756 | 300 | 747.3756 | 2866.5067 | 0 | 0 | NA | 95.55%
| 18 | 1 | 2017-01-06 18:00 | 0 | 0 | 0 | 0 | 0 | 0 | 0 | 0 | 0 | 0 | 0 | 0 | 0 | 0 | 0 | 0 | 0 | 139 | 18 | 12 | 2016-12-06 18:00 | WEEKDAY | 75.8086 | 17.14 | 0 | 0 | 0 | 0 | 2557.2284 | 0 | 0 | NA | 85.24%
| 19 | 1 | 2017-01-06 19:00 | 0 | 0 | 0 | 0 | 0 | 0 | 0 | 0 | 0 | 0 | 0 | 0 | 0 | 0 | 0 | 0 | 0 | 140 | 19 | 12 | 2016-12-06 19:00 | WEEKDAY | 36.7004 | 17.14 | 0 | 0 | 0 | 0 | 2557.2284 | 0 | 0 | NA | 85.24%
| 20 | 1 | 2017-01-06 20:00 | 0 | 0 | 0 | 0 | 0 | 0 | 0 | 0 | 0 | 0 | 0 | 0 | 0 | 0 | 0 | 0 | 0 | 141 | 20 | 12 | 2016-12-06 20:00 | WEEKDAY | 34.006 | 18.26 | 0 | 0 | 0 | 0 | 2557.2284 | 2472 | 200 | YES | 85.24%
| 21 | 1 | 2017-01-06 21:00 | 0 | 0 | 0 | 0 | 0 | 0 | 0 | 0 | 0 | 0 | 0 | 0 | 0 | 0 | 0 | 0 | 0 | 142 | 21 | 12 | 2016-12-06 21:00 | WEEKDAY | 28.7563 | 18.26 | 0 | 0 | 0 | 0 | 2557.2284 | 2472 | 200 | YES | 85.24%
| 22 | 1 | 2017-01-06 22:00 | 0 | 0 | 0 | 0 | 0 | 0 | 0 | 0 | 0 | 0 | 0 | 0 | 0 | 0 | 0 | 0 | 0 | 143 | 22 | 12 | 2016-12-06 22:00 | WEEKDAY | 27.1809 | 18.26 | 0 | 0 | 0 | 0 | 2557.2284 | 2472 | 200 | YES | 85.24%
| 23 | 1 | 2017-01-06 23:00 | 0 | 0 | 0 | 0 | 0 | 0 | 0 | 0 | 0 | 0 | 0 | 0 | 0 | 0 | 0 | 0 | 0 | 144 | 23 | 12 | 2016-12-06 23:00 | WEEKDAY | 24.6228 | 2.52 | 0 | 0 | 0 | 0 | 2557.2284 | 0 | 0 | NA | 85.24%
| 0 | 1 | 2017-01-07 | 0 | 0 | 0 | 0 | 0 | 0 | 0 | 0 | 0 | 0 | 0 | 0 | 0 | 0 | 0 | 0 | 0 | 145 | 0 | 12 | 2016-12-07 | WEEKDAY | 25.2853 | 2.52 | 0 | 0 | 0 | 0 | 2557.2284 | 0 | 0 | NA | 85.24%
| 1 | 1 | 2017-01-07 01:00 | 0 | 0 | 0 | 0 | 0 | 0 | 0 | 0 | 0 | 0 | 0 | 0 | 0 | 0 | 0 | 0 | 0 | 146 | 1 | 12 | 2016-12-07 01:00 | WEEKDAY | 24.9819 | 2.52 | 0 | 0 | 0 | 0 | 2557.2284 | 0 | 0 | NA | 85.24%
| 2 | 1 | 2017-01-07 02:00 | 0 | 0 | 0 | 0 | 0 | 0 | 0 | 0 | 0 | 0 | 0 | 0 | 0 | 0 | 0 | 0 | 0 | 147 | 2 | 12 | 2016-12-07 02:00 | WEEKDAY | 25.263 | 2.52 | 0 | 0 | 0 | 0 | 2557.2284 | 0 | 0 | NA | 85.24%
| 3 | 1 | 2017-01-07 03:00 | 0 | 0 | 0 | 0 | 0 | 0 | 0 | 0 | 0 | 0 | 0 | 0 | 0 | 0 | 0 | 0 | 0 | 148 | 3 | 12 | 2016-12-07 03:00 | WEEKDAY | 26.0313 | 2.52 | 0 | 0 | 0 | 0 | 2557.2284 | 0 | 0 | NA | 85.24%
| 4 | 1 | 2017-01-07 04:00 | 0 | 0 | 0 | 0 | 0 | 0 | 0 | 0 | 0 | 0 | 0 | 0 | 0 | 0 | 0 | 0 | 0 | 149 | 4 | 12 | 2016-12-07 04:00 | WEEKDAY | 27.5873 | 2.52 | 0 | 0 | 0 | 0 | 2557.2284 | 0 | 0 | NA | 85.24%
| 5 | 1 | 2017-01-07 05:00 | 0 | 0 | 0 | 0 | 0 | 0 | 0 | 0 | 0 | 0 | 0 | 0 | 0 | 0 | 0 | 0 | 0 | 150 | 5 | 12 | 2016-12-07 05:00 | WEEKDAY | 339.651 | 2.52 | 0 | 0 | 0 | 0 | 2557.2284 | 0 | 0 | NA | 85.24%
| 6 | 1 | 2017-01-07 06:00 | 0 | 0 | 0 | 0 | 0 | 0 | 0 | 0 | 0 | 0 | 0 | 0 | 0 | 0 | 0 | 0 | 0 | 151 | 6 | 12 | 2016-12-07 06:00 | WEEKDAY | 31.3394 | 17.63 | 0 | 0 | 0 | 0 | 2557.2284 | 2472 | 200 | YES | 85.24%
| 7 | 1 | 2017-01-07 07:00 | 0 | 0 | 0 | 7.1819 | 12.0312 | 0 | 0 | 0 | 0 | 0 | 3.7082 | 0.72517 | 0.93642 | 4.3963 | 0 | 12.0312 | 0 | 152 | 7 | 12 | 2016-12-07 07:00 | WEEKDAY | 38.0115 | 17.63 | 0 | 0 | 0 | 0 | 2557.2284 | 2472 | 200 | YES | 85.24%
| 8 | 1 | 2017-01-07 08:00 | 621.9882 | 605.4459 | 49.1579 | 158.0148 | 241.251 | 305.7808 | 255.065 | 50.6208 | 478.4777 | 152.8904 | 76.1829 | 48.5822 | 19.2381 | 316.5658 | 621.9882 | 241.251 | 621.9882 | 153 | 8 | 12 | 2016-12-07 08:00 | WEEKDAY | 48.1685 | 17.63 | 266.197 | 258.2111 | 732 | 990.2111 | 2557.2284 | 2472 | 200 | YES | 85.24%
| 9 | 1 | 2017-01-07 09:00 | 708.2159 | 96.295 | 86.6383 | 628.4043 | 810.6027 | 48.6338 | 21.4535 | 117.4048 | 824.9637 | 24.3169 | 197.1972 | 130.931 | 49.7973 | 637.8108 | 708.2159 | 810.6027 | 708.2159 | 154 | 9 | 12 | 2016-12-07 09:00 | WEEKDAY | 58.9072 | 6.32 | 27.1562 | 26.3415 | 300 | 326.3415 | 1802.5892 | 0 | 0 | NA | 60.09%
| 10 | 1 | 2017-01-07 10:00 | 627.8748 | 136.7719 | 159.3621 | 515.9102 | 600.5833 | 69.0767 | 77.7505 | 224.1807 | 833.6355 | 34.5384 | 244.6544 | 153.2308 | 61.7814 | 740.1403 | 627.8748 | 600.5833 | 627.8748 | 155 | 10 | 12 | 2016-12-07 10:00 | WEEKDAY | 41.4018 | 6.32 | 84.5697 | 82.0326 | 500 | 582.0326 | 1493.3109 | 0 | 0 | NA | 49.78%
| 11 | 1 | 2017-01-07 11:00 | 506.6845 | 1272.0147 | 276.1229 | 640.7554 | 1181.5922 | 642.4317 | 155.107 | 306.9293 | 784.7009 | 321.2158 | 332.985 | 95.0002 | 84.0871 | 625.9961 | 506.6845 | 1181.5922 | 506.6845 | 156 | 11 | 12 | 2016-12-07 11:00 | WEEKDAY | 39.882 | 6.32 | 163.636 | 158.7269 | 300 | 458.7269 | 977.847 | 0 | 0 | NA | 32.59%
| 12 | 1 | 2017-01-07 12:00 | 485.9328 | 463.1639 | 277.026 | 617.8314 | 1274.2676 | 233.9211 | 160.166 | 350.3977 | 737.5638 | 116.9606 | 342.7885 | 141.8567 | 86.5627 | 668.0031 | 485.9328 | 1274.2676 | 485.9328 | 157 | 12 | 12 | 2016-12-07 12:00 | WEEKDAY | 37.6107 | 6.32 | 168.804 | 0 | 0 | 0 | 668.5686 | 0 | 0 | NA | 22.29%
| 13 | 1 | 2017-01-07 13:00 | 399.2369 | 596.1218 | 253.7428 | 650.9844 | 1268.9264 | 301.0716 | 206.614 | 322.3221 | 721.7731 | 150.5358 | 327.8978 | 135.9315 | 82.8025 | 690.5054 | 399.2369 | 1268.9264 | 399.2369 | 158 | 13 | 12 | 2016-12-07 13:00 | WEEKDAY | 34.0561 | 6.32 | 216.379 | 0 | 0 | 0 | 837.3726 | 0 | 0 | NA | 27.91%
| 14 | 1 | 2017-01-07 14:00 | 660.9244 | 1350.7584 | 213.0873 | 696.5425 | 1110.8888 | 682.2012 | 137.161 | 246.8106 | 747.5906 | 341.1006 | 275.6889 | 142.3584 | 69.6184 | 740.8058 | 660.9244 | 1110.8888 | 660.9244 | 159 | 14 | 12 | 2016-12-07 14:00 | WEEKDAY | 30.4849 | 2.07 | 145.237 | 0 | 0 | 0 | 1053.7516 | 0 | 0 | NA | 35.13%
| 15 | 1 | 2017-01-07 15:00 | 194.633 | 1463.0015 | 175.5105 | 651.959 | 1218.6628 | 738.8896 | 154.973 | 168.6304 | 789.9981 | 369.4448 | 243.1611 | 133.6578 | 61.4043 | 723.9623 | 194.633 | 1218.6628 | 194.633 | 160 | 15 | 12 | 2016-12-07 15:00 | WEEKDAY | 28.9957 | 2.07 | 163.463 | 0 | 0 | 0 | 1198.9886 | 0 | 0 | NA | 39.97%
| 16 | 1 | 2017-01-07 16:00 | 51.2076 | 1201.3988 | 134.5185 | 398.5113 | 893.0659 | 606.7671 | 718.561 | 83.0241 | 990.1566 | 303.3835 | 134.6809 | 89.6304 | 34.0103 | 462.6572 | 51.2076 | 893.0659 | 51.2076 | 161 | 16 | 12 | 2016-12-07 16:00 | WEEKDAY | 27.4648 | 2.07 | 747.815 | 0 | 0 | 0 | 1362.4516 | 0 | 0 | NA | 45.42%
| 17 | 1 | 2017-01-07 17:00 | 0 | 152.6024 | 34.319 | 42.4372 | 120.0354 | 77.0719 | 427.113 | 4.5577 | 714.6368 | 38.536 | 41.8199 | 12.0841 | 10.5606 | 30.6405 | 0 | 120.0354 | 0 | 162 | 17 | 12 | 2016-12-07 17:00 | WEEKDAY | 28.9178 | 17.14 | 443.772 | 0 | 0 | 0 | 2110.2666 | 0 | 0 | NA | 70.34%
| 18 | 1 | 2017-01-07 18:00 | 0 | 0 | 0 | 0 | 0 | 0 | 0 | 0 | 0 | 0 | 0 | 0 | 0 | 0 | 0 | 0 | 0 | 163 | 18 | 12 | 2016-12-07 18:00 | WEEKDAY | 28.4752 | 17.14 | 0 | 0 | 0 | 0 | 2554.0386 | 0 | 0 | NA | 85.13%
| 19 | 1 | 2017-01-07 19:00 | 0 | 0 | 0 | 0 | 0 | 0 | 0 | 0 | 0 | 0 | 0 | 0 | 0 | 0 | 0 | 0 | 0 | 164 | 19 | 12 | 2016-12-07 19:00 | WEEKDAY | 26.073 | 17.14 | 0 | 0 | 0 | 0 | 2554.0386 | 0 | 0 | NA | 85.13%
| 20 | 1 | 2017-01-07 20:00 | 0 | 0 | 0 | 0 | 0 | 0 | 0 | 0 | 0 | 0 | 0 | 0 | 0 | 0 | 0 | 0 | 0 | 165 | 20 | 12 | 2016-12-07 20:00 | WEEKDAY | 25.3159 | 18.26 | 0 | 0 | 0 | 0 | 2554.0386 | 2472 | 200 | YES | 85.13%
| 21 | 1 | 2017-01-07 21:00 | 0 | 0 | 0 | 0 | 0 | 0 | 0 | 0 | 0 | 0 | 0 | 0 | 0 | 0 | 0 | 0 | 0 | 166 | 21 | 12 | 2016-12-07 21:00 | WEEKDAY | 24.2944 | 18.26 | 0 | 0 | 0 | 0 | 2554.0386 | 2472 | 200 | YES | 85.13%
| 22 | 1 | 2017-01-07 22:00 | 0 | 0 | 0 | 0 | 0 | 0 | 0 | 0 | 0 | 0 | 0 | 0 | 0 | 0 | 0 | 0 | 0 | 167 | 22 | 12 | 2016-12-07 22:00 | WEEKDAY | 20.3808 | 18.26 | 0 | 0 | 0 | 0 | 2554.0386 | 2472 | 200 | YES | 85.13%
| 23 | 1 | 2017-01-07 23:00 | 0 | 0 | 0 | 0 | 0 | 0 | 0 | 0 | 0 | 0 | 0 | 0 | 0 | 0 | 0 | 0 | 0 | 168 | 23 | 12 | 2016-12-07 23:00 | WEEKDAY | 16.0441 | 2.52 | 0 | 0 | 0 | 0 | 2554.0386 | 0 | 0 | NA | 85.13%
| 0 | 1 | 2017-01-08 | 0 | 0 | 0 | 0 | 0 | 0 | 0 | 0 | 0 | 0 | 0 | 0 | 0 | 0 | 0 | 0 | 0 | 169 | 0 | 12 | 2016-12-08 | WEEKDAY | 14.6718 | 2.52 | 0 | 0 | -400 | -400 | 2554.0386 | 0 | 0 | NA | 85.13%
| 1 | 1 | 2017-01-08 01:00 | 0 | 0 | 0 | 0 | 0 | 0 | 0 | 0 | 0 | 0 | 0 | 0 | 0 | 0 | 0 | 0 | 0 | 170 | 1 | 12 | 2016-12-08 01:00 | WEEKDAY | 14.2543 | 2.52 | 0 | 0 | 0 | 0 | 2942.0386 | 0 | 0 | NA | 98.07%
| 2 | 1 | 2017-01-08 02:00 | 0 | 0 | 0 | 0 | 0 | 0 | 0 | 0 | 0 | 0 | 0 | 0 | 0 | 0 | 0 | 0 | 0 | 171 | 2 | 12 | 2016-12-08 02:00 | WEEKDAY | 11.4541 | 2.52 | 0 | 0 | 0 | 0 | 2942.0386 | 0 | 0 | NA | 98.07%
| 3 | 1 | 2017-01-08 03:00 | 0 | 0 | 0 | 0 | 0 | 0 | 0 | 0 | 0 | 0 | 0 | 0 | 0 | 0 | 0 | 0 | 0 | 172 | 3 | 12 | 2016-12-08 03:00 | WEEKDAY | 11.3567 | 2.52 | 0 | 0 | 0 | 0 | 2942.0386 | 0 | 0 | NA | 98.07%
| 4 | 1 | 2017-01-08 04:00 | 0 | 0 | 0 | 0 | 0 | 0 | 0 | 0 | 0 | 0 | 0 | 0 | 0 | 0 | 0 | 0 | 0 | 173 | 4 | 12 | 2016-12-08 04:00 | WEEKDAY | 15.6989 | 2.52 | 0 | 0 | 0 | 0 | 2942.0386 | 0 | 0 | NA | 98.07%
| 5 | 1 | 2017-01-08 05:00 | 0 | 0 | 0 | 0 | 0 | 0 | 0 | 0 | 0 | 0 | 0 | 0 | 0 | 0 | 0 | 0 | 0 | 174 | 5 | 12 | 2016-12-08 05:00 | WEEKDAY | 21.0015 | 2.52 | 0 | 0 | 0 | 0 | 2942.0386 | 0 | 0 | NA | 98.07%
| 6 | 1 | 2017-01-08 06:00 | 0 | 0 | 0 | 0 | 0 | 0 | 0 | 0 | 0 | 0 | 0 | 0 | 0 | 0 | 0 | 0 | 0 | 175 | 6 | 12 | 2016-12-08 06:00 | WEEKDAY | 22.1594 | 17.63 | 0 | 0 | 0 | 0 | 2942.0386 | 2472 | 200 | YES | 98.07%
| 7 | 1 | 2017-01-08 07:00 | 0 | 0 | 0 | 11.6046 | 39.5264 | 0 | 0 | 0 | 0 | 0 | 2.6873 | 0 | 0.67861 | 3.0719 | 0 | 39.5264 | 0 | 176 | 7 | 12 | 2016-12-08 07:00 | WEEKDAY | 23.7377 | 17.63 | 0 | 0 | 0 | 0 | 2942.0386 | 2472 | 200 | YES | 98.07%
| 8 | 1 | 2017-01-08 08:00 | 579.7454 | 830.7205 | 63.8558 | 383.8919 | 339.1326 | 419.5558 | 259.291 | 66.4305 | 0 | 209.7779 | 101.2204 | 30.4605 | 25.5607 | 289.2419 | 579.7454 | 339.1326 | 579.7454 | 177 | 8 | 12 | 2016-12-08 08:00 | WEEKDAY | 24.5616 | 17.63 | 270.532 | 262.416 | 0 | 262.416 | 2942.0386 | 2472 | 200 | YES | 98.07%
| 9 | 1 | 2017-01-08 09:00 | 258.1611 | 1323.4847 | 184.2715 | 718.861 | 1062.8051 | 668.4266 | 13.7487 | 139.3481 | 859.7149 | 334.2133 | 543.4241 | 133.4902 | 137.2283 | 570.9367 | 258.1611 | 1062.8051 | 258.1611 | 178 | 9 | 12 | 2016-12-08 09:00 | WEEKDAY | 25.9701 | 6.32 | 19.2834 | 0 | 0 | 0 | 2942.0386 | 0 | 0 | NA | 98.07%
| 10 | 1 | 2017-01-08 10:00 | 636.3561 | 1064.9585 | 136.5527 | 758.7109 | 667.135 | 537.8578 | 311.793 | 248.2024 | 147.8474 | 268.9289 | 493.3775 | 169.3128 | 124.5903 | 630.7028 | 636.3561 | 667.135 | 636.3561 | 179 | 10 | 12 | 2016-12-08 10:00 | WEEKDAY | 26.4071 | 6.32 | 324.636 | 314.8969 | 0 | 314.8969 | 2961.322 | 0 | 0 | NA | 98.71%
| 11 | 1 | 2017-01-08 11:00 | 586.2935 | 1335.1709 | 159.5173 | 719.6629 | 571.6087 | 674.3288 | 386.083 | 329.0971 | 158.1139 | 337.1644 | 641.7459 | 153.7383 | 162.057 | 611.7633 | 586.2935 | 571.6087 | 586.2935 | 180 | 11 | 12 | 2016-12-08 11:00 | WEEKDAY | 26.6854 | 6.32 | 401.358 | 389.3173 | 0 | 389.3173 | 2961.322 | 0 | 0 | NA | 98.71%
| 12 | 1 | 2017-01-08 12:00 | 527.438 | 840.06 | 194.2463 | 693.1884 | 719.1531 | 424.2727 | 234.974 | 370.8994 | 0 | 212.1364 | 709.7888 | 154.91 | 179.2396 | 533.0142 | 527.438 | 719.1531 | 527.438 | 181 | 12 | 12 | 2016-12-08 12:00 | WEEKDAY | 27.1642 | 6.32 | 245.576 | 238.2087 | 0 | 238.2087 | 2961.322 | 0 | 0 | NA | 98.71%
| 13 | 1 | 2017-01-08 13:00 | 663.3656 | 1177.2157 | 188.2929 | 695.395 | 489.3112 | 594.5534 | 203.138 | 345.3777 | 227.8443 | 297.2767 | 668.3053 | 132.1228 | 168.764 | 587.5344 | 663.3656 | 489.3112 | 663.3656 | 182 | 13 | 12 | 2016-12-08 13:00 | WEEKDAY | 28.0243 | 6.32 | 212.895 | 206.5082 | 0 | 206.5082 | 2961.322 | 0 | 0 | NA | 98.71%
| 14 | 1 | 2017-01-08 14:00 | 720.5579 | 1247.4167 | 148.8159 | 591.036 | 487.395 | 630.0084 | 279.437 | 270.5525 | 101.2098 | 315.0042 | 714.2839 | 123.284 | 180.3747 | 516.9301 | 720.5579 | 487.395 | 720.5579 | 183 | 14 | 12 | 2016-12-08 14:00 | WEEKDAY | 27.7598 | 2.07 | 291.338 | 282.5979 | 0 | 282.5979 | 2961.322 | 0 | 0 | NA | 98.71%
| 15 | 1 | 2017-01-08 15:00 | 610.6538 | 1393.212 | 116.2553 | 605.5162 | 331.9746 | 703.6424 | 178.667 | 196.1501 | 59.4967 | 351.8212 | 764.5794 | 155.347 | 193.0756 | 612.9772 | 610.6538 | 331.9746 | 610.6538 | 184 | 15 | 12 | 2016-12-08 15:00 | WEEKDAY | 27.3674 | 2.07 | 187.83 | 182.1951 | 0 | 182.1951 | 2961.322 | 0 | 0 | NA | 98.71%
| 16 | 1 | 2017-01-08 16:00 | 101.569 | 1132.9185 | 72.1572 | 185.4626 | 171.9949 | 572.1811 | 123.019 | 109.1309 | 990.0247 | 286.0905 | 665.4589 | 133.1816 | 168.0452 | 216.9333 | 101.569 | 171.9949 | 101.569 | 185 | 16 | 12 | 2016-12-08 16:00 | WEEKDAY | 28.5086 | 2.07 | 130.873 | 126.9468 | 0 | 126.9468 | 2961.322 | 0 | 0 | NA | 98.71%
| 17 | 1 | 2017-01-08 17:00 | 0 | 175.7729 | 17.5941 | 25.4465 | 67.4011 | 88.7742 | 36.4433 | 11.614 | 989.6017 | 44.3871 | 86.3909 | 16.182 | 21.8159 | 15.2096 | 0 | 67.4011 | 0 | 186 | 17 | 12 | 2016-12-08 17:00 | WEEKDAY | 33.3046 | 17.14 | 42.4956 | 41.2207 | 0 | 41.2207 | 2961.322 | 0 | 0 | NA | 98.71%
| 18 | 1 | 2017-01-08 18:00 | 0 | 0 | 0 | 0 | 0 | 0 | 0 | 0 | 0 | 0 | 0 | 0 | 0 | 0 | 0 | 0 | 0 | 187 | 18 | 12 | 2016-12-08 18:00 | WEEKDAY | 36.2829 | 17.14 | 0 | 0 | 0 | 0 | 2961.322 | 0 | 0 | NA | 98.71%
| 19 | 1 | 2017-01-08 19:00 | 0 | 0 | 0 | 0 | 0 | 0 | 0 | 0 | 0 | 0 | 0 | 0 | 0 | 0 | 0 | 0 | 0 | 188 | 19 | 12 | 2016-12-08 19:00 | WEEKDAY | 37.953 | 17.14 | 0 | 0 | 0 | 0 | 2961.322 | 0 | 0 | NA | 98.71%
| 20 | 1 | 2017-01-08 20:00 | 0 | 0 | 0 | 0 | 0 | 0 | 0 | 0 | 0 | 0 | 0 | 0 | 0 | 0 | 0 | 0 | 0 | 189 | 20 | 12 | 2016-12-08 20:00 | WEEKDAY | 40.5194 | 18.26 | 0 | 0 | 0 | 0 | 2961.322 | 2472 | 200 | YES | 98.71%
| 21 | 1 | 2017-01-08 21:00 | 0 | 0 | 0 | 0 | 0 | 0 | 0 | 0 | 0 | 0 | 0 | 0 | 0 | 0 | 0 | 0 | 0 | 190 | 21 | 12 | 2016-12-08 21:00 | WEEKDAY | 35.0415 | 18.26 | 0 | 0 | 0 | 0 | 2961.322 | 2472 | 200 | YES | 98.71%
| 22 | 1 | 2017-01-08 22:00 | 0 | 0 | 0 | 0 | 0 | 0 | 0 | 0 | 0 | 0 | 0 | 0 | 0 | 0 | 0 | 0 | 0 | 191 | 22 | 12 | 2016-12-08 22:00 | WEEKDAY | 30.3513 | 18.26 | 0 | 0 | 0 | 0 | 2961.322 | 2472 | 200 | YES | 98.71%
| 23 | 1 | 2017-01-08 23:00 | 0 | 0 | 0 | 0 | 0 | 0 | 0 | 0 | 0 | 0 | 0 | 0 | 0 | 0 | 0 | 0 | 0 | 192 | 23 | 12 | 2016-12-08 23:00 | WEEKDAY | 26.9304 | 2.52 | 0 | 0 | 0 | 0 | 2961.322 | 0 | 0 | NA | 98.71%
| 0 | 1 | 2017-01-09 | 0 | 0 | 0 | 0 | 0 | 0 | 0 | 0 | 0 | 0 | 0 | 0 | 0 | 0 | 0 | 0 | 0 | 193 | 0 | 12 | 2016-12-09 | WEEKDAY | 25.6722 | 2.52 | 0 | 0 | 0 | 0 | 2961.322 | 0 | 0 | NA | 98.71%
| 1 | 1 | 2017-01-09 01:00 | 0 | 0 | 0 | 0 | 0 | 0 | 0 | 0 | 0 | 0 | 0 | 0 | 0 | 0 | 0 | 0 | 0 | 194 | 1 | 12 | 2016-12-09 01:00 | WEEKDAY | 25.5219 | 2.52 | 0 | 0 | 0 | 0 | 2961.322 | 0 | 0 | NA | 98.71%
| 2 | 1 | 2017-01-09 02:00 | 0 | 0 | 0 | 0 | 0 | 0 | 0 | 0 | -970 | 0 | 0 | 0 | 0 | 0 | 0 | 0 | 0 | 195 | 2 | 12 | 2016-12-09 02:00 | WEEKDAY | 25.3493 | 2.52 | 0 | 0 | 0 | 0 | 2961.322 | 0 | 0 | NA | 98.71%
| 3 | 1 | 2017-01-09 03:00 | 0 | 0 | 0 | 0 | 0 | 0 | 0 | 0 | -205 | 0 | 0 | 0 | 0 | 0 | 0 | 0 | 0 | 196 | 3 | 12 | 2016-12-09 03:00 | WEEKDAY | 25.5386 | 2.52 | 0 | 0 | 0 | 0 | 2961.322 | 0 | 0 | NA | 98.71%
| 4 | 1 | 2017-01-09 04:00 | 0 | 0 | 0 | 0 | 0 | 0 | 0 | 0 | 0 | 0 | 0 | 0 | 0 | 0 | 0 | 0 | 0 | 197 | 4 | 12 | 2016-12-09 04:00 | WEEKDAY | 26.0452 | 2.52 | 0 | 0 | 0 | 0 | 2961.322 | 0 | 0 | NA | 98.71%
| 5 | 1 | 2017-01-09 05:00 | 0 | 0 | 0 | 0 | 0 | 0 | 0 | 0 | 0 | 0 | 0 | 0 | 0 | 0 | 0 | 0 | 0 | 198 | 5 | 12 | 2016-12-09 05:00 | WEEKDAY | 26.5657 | 2.52 | 0 | 0 | 0 | 0 | 2961.322 | 0 | 0 | NA | 98.71%
| 6 | 1 | 2017-01-09 06:00 | 0 | 0 | 0 | 0 | 0 | 0 | 0 | 0 | 0 | 0 | 0 | 0 | 0 | 0 | 0 | 0 | 0 | 199 | 6 | 12 | 2016-12-09 06:00 | WEEKDAY | 33.5885 | 17.63 | 0 | 0 | 0 | 0 | 2961.322 | 2472 | 200 | YES | 98.71%
| 7 | 1 | 2017-01-09 07:00 | 0 | 0 | 0 | 0 | 22.8501 | 0 | 0 | 19.9424 | 0 | 0 | 4.9687 | 0 | 1.2547 | 0 | 0 | 22.8501 | 0 | 200 | 7 | 12 | 2016-12-09 07:00 | WEEKDAY | 33.441 | 17.63 | 0 | 0 | 0 | 0 | 2961.322 | 2472 | 200 | YES | 98.71%
| 8 | 1 | 2017-01-09 08:00 | 668.8068 | 833.3139 | 195.56 | 121.1892 | 193.2549 | 420.8656 | 301.738 | 815.2313 | 520.4438 | 210.4328 | 89.5924 | 19.3521 | 22.6243 | 59.1859 | 668.8068 | 193.2549 | 668.8068 | 201 | 8 | 12 | 2016-12-09 08:00 | WEEKDAY | 31.0583 | 17.63 | 314.426 | 304.9932 | 0 | 304.9932 | 2961.322 | 2472 | 200 | YES | 98.71%
| 9 | 1 | 2017-01-09 09:00 | 697.2856 | 1402.9102 | 727.2174 | 429.3576 | 406.0286 | 708.5405 | 791.948 | 1519.5241 | 0 | 354.2702 | 212.8569 | 82.5807 | 53.7517 | 67.6007 | 697.2856 | 406.0286 | 697.2856 | 202 | 9 | 12 | 2016-12-09 09:00 | WEEKDAY | 31.4229 | 6.32 | 825.485 | 800.7205 | 0 | 800.7205 | 2961.322 | 0 | 0 | NA | 98.71%
| 10 | 1 | 2017-01-09 10:00 | 687.2442 | 1457.2805 | 782.7177 | 650.8128 | 448.4515 | 736.0003 | 849.337 | 1581.4779 | 0 | 368.0001 | 435.5513 | 120.1685 | 109.9877 | 105.5985 | 687.2442 | 448.4515 | 687.2442 | 203 | 10 | 12 | 2016-12-09 10:00 | WEEKDAY | 30.2038 | 6.32 | 886.001 | 859.421 | 0 | 859.421 | 2961.322 | 0 | 0 | NA | 98.71%
| 11 | 1 | 2017-01-09 11:00 | 597.2713 | 1479.8748 | 730.5251 | 670.5802 | 628.3787 | 747.4115 | 796.47 | 1483.0174 | 0 | 373.7058 | 299.759 | 169.1992 | 75.6967 | 217.6082 | 597.2713 | 628.3787 | 597.2713 | 204 | 11 | 12 | 2016-12-09 11:00 | WEEKDAY | 28.8844 | 6.32 | 830.127 | 805.2232 | 0 | 805.2232 | 2961.322 | 0 | 0 | NA | 98.71%
| 12 | 1 | 2017-01-09 12:00 | 632.0662 | 1311.2154 | 680.4636 | 342.5921 | 496.4782 | 662.23 | 726.692 | 1404.3661 | 0 | 331.115 | 282.9338 | 165.9741 | 71.4479 | 242.6304 | 632.0662 | 496.4782 | 632.0662 | 205 | 12 | 12 | 2016-12-09 12:00 | WEEKDAY | 27.4815 | 6.32 | 756.578 | 733.8807 | 0 | 733.8807 | 2961.322 | 0 | 0 | NA | 98.71%
| 13 | 1 | 2017-01-09 13:00 | 667.3182 | 557.2015 | 682.4552 | 544.187 | 1116.1824 | 281.4149 | 715.687 | 1441.6254 | 241.3011 | 140.7075 | 281.8572 | 156.6147 | 71.1761 | 223.1872 | 667.3182 | 1116.1824 | 667.3182 | 206 | 13 | 12 | 2016-12-09 13:00 | WEEKDAY | 26.2623 | 6.32 | 744.995 | 722.6451 | 0 | 722.6451 | 2961.322 | 0 | 0 | NA | 98.71%
| 14 | 1 | 2017-01-09 14:00 | 707.088 | 303.849 | 742.1492 | 291.5875 | 820.7425 | 153.4591 | 763.551 | 1516.7656 | 171.3592 | 76.7295 | 293.8889 | 180.2094 | 74.2144 | 173.8899 | 707.088 | 820.7425 | 707.088 | 207 | 14 | 12 | 2016-12-09 14:00 | WEEKDAY | 25.739 | 2.07 | 795.326 | 771.4662 | 0 | 771.4662 | 2961.322 | 0 | 0 | NA | 98.71%
| 15 | 1 | 2017-01-09 15:00 | 546.5011 | 251.1356 | 774.7259 | 397.445 | 570.5631 | 126.8361 | 801.555 | 1508.0539 | 901.4418 | 63.4181 | 178.3355 | 185.6247 | 45.0342 | 123.5036 | 546.5011 | 570.5631 | 546.5011 | 208 | 15 | 12 | 2016-12-09 15:00 | WEEKDAY | 25.9895 | 2.07 | 835.297 | 810.2381 | 0 | 810.2381 | 2961.322 | 0 | 0 | NA | 98.71%
| 16 | 1 | 2017-01-09 16:00 | 7.3607 | 112.1229 | 689.5224 | 74.8191 | 602.3735 | 56.6277 | 784.655 | 1132.8051 | 0 | 28.3139 | 171.1703 | 152.5174 | 43.2248 | 44.4061 | 7.3607 | 602.3735 | 7.3607 | 209 | 16 | 12 | 2016-12-09 16:00 | WEEKDAY | 26.2261 | 2.07 | 817.515 | 792.9896 | 0 | 792.9896 | 2961.322 | 0 | 0 | NA | 98.71%
| 17 | 1 | 2017-01-09 17:00 | 0 | 24.3626 | 112.5579 | 6.3052 | 97.9797 | 12.3043 | 492.894 | 122.2116 | 0 | 6.1522 | 38.195 | 11.1146 | 9.6452 | 1.933 | 0 | 97.9797 | 0 | 210 | 17 | 12 | 2016-12-09 17:00 | WEEKDAY | 30.1564 | 17.14 | 512.179 | 496.8136 | 0 | 496.8136 | 2961.322 | 0 | 0 | NA | 98.71%
| 18 | 1 | 2017-01-09 18:00 | 0 | 0 | 0 | 0 | 0 | 0 | 0 | 0 | 0 | 0 | 0 | 0 | 0 | 0 | 0 | 0 | 0 | 211 | 18 | 12 | 2016-12-09 18:00 | WEEKDAY | 29.8976 | 17.14 | 0 | 0 | 0 | 0 | 2961.322 | 0 | 0 | NA | 98.71%
| 19 | 1 | 2017-01-09 19:00 | 0 | 0 | 0 | 0 | 0 | 0 | 0 | 0 | 0 | 0 | 0 | 0 | 0 | 0 | 0 | 0 | 0 | 212 | 19 | 12 | 2016-12-09 19:00 | WEEKDAY | 26.5073 | 17.14 | 0 | 0 | 0 | 0 | 2961.322 | 0 | 0 | NA | 98.71%
| 20 | 1 | 2017-01-09 20:00 | 0 | 0 | 0 | 0 | 0 | 0 | 0 | 0 | 0 | 0 | 0 | 0 | 0 | 0 | 0 | 0 | 0 | 213 | 20 | 12 | 2016-12-09 20:00 | WEEKDAY | 24.6702 | 18.26 | 0 | 0 | 0 | 0 | 2961.322 | 2472 | 200 | YES | 98.71%
| 21 | 1 | 2017-01-09 21:00 | 0 | 0 | 0 | 0 | 0 | 0 | 0 | 0 | 0 | 0 | 0 | 0 | 0 | 0 | 0 | 0 | 0 | 214 | 21 | 12 | 2016-12-09 21:00 | WEEKDAY | 24.2916 | 18.26 | 0 | 0 | 0 | 0 | 2961.322 | 2472 | 200 | YES | 98.71%
| 22 | 1 | 2017-01-09 22:00 | 0 | 0 | 0 | 0 | 0 | 0 | 0 | 0 | 0 | 0 | 0 | 0 | 0 | 0 | 0 | 0 | 0 | 215 | 22 | 12 | 2016-12-09 22:00 | WEEKDAY | 23.6737 | 18.26 | 0 | 0 | 0 | 0 | 2961.322 | 2472 | 200 | YES | 98.71%
| 23 | 1 | 2017-01-09 23:00 | 0 | 0 | 0 | 0 | 0 | 0 | 0 | 0 | 0 | 0 | 0 | 0 | 0 | 0 | 0 | 0 | 0 | 216 | 23 | 12 | 2016-12-09 23:00 | WEEKDAY | 22.2513 | 2.52 | 0 | 0 | 0 | 0 | 2961.322 | 0 | 0 | NA | 98.71%
| 0 | 1 | 2017-01-10 | 0 | 0 | 0 | 0 | 0 | 0 | 0 | 0 | 0 | 0 | 0 | 0 | 0 | 0 | 0 | 0 | 0 | 217 | 0 | 12 | 2016-12-10 | WEEKEND | 22.8859 | 2.52 | 0 | 0 | 0 | 0 | 2961.322 | 0 | 0 | NA | 98.71%
| 1 | 1 | 2017-01-10 01:00 | 0 | 0 | 0 | 0 | 0 | 0 | 0 | 0 | 0 | 0 | 0 | 0 | 0 | 0 | 0 | 0 | 0 | 218 | 1 | 12 | 2016-12-10 01:00 | WEEKEND | 22.705 | 2.52 | 0 | 0 | 0 | 0 | 2961.322 | 0 | 0 | NA | 98.71%
| 2 | 1 | 2017-01-10 02:00 | 0 | 0 | 0 | 0 | 0 | 0 | 0 | 0 | 0 | 0 | 0 | 0 | 0 | 0 | 0 | 0 | 0 | 219 | 2 | 12 | 2016-12-10 02:00 | WEEKEND | 22.4879 | 2.52 | 0 | 0 | 0 | 0 | 2961.322 | 0 | 0 | NA | 98.71%
| 3 | 1 | 2017-01-10 03:00 | 0 | 0 | 0 | 0 | 0 | 0 | 0 | 0 | 0 | 0 | 0 | 0 | 0 | 0 | 0 | 0 | 0 | 220 | 3 | 12 | 2016-12-10 03:00 | WEEKEND | 22.4712 | 2.52 | 0 | 0 | 0 | 0 | 2961.322 | 0 | 0 | NA | 98.71%
| 4 | 1 | 2017-01-10 04:00 | 0 | 0 | 0 | 0 | 0 | 0 | 0 | 0 | 0 | 0 | 0 | 0 | 0 | 0 | 0 | 0 | 0 | 221 | 4 | 12 | 2016-12-10 04:00 | WEEKEND | 22.9138 | 2.52 | 0 | 0 | 0 | 0 | 2961.322 | 0 | 0 | NA | 98.71%
| 5 | 1 | 2017-01-10 05:00 | 0 | 0 | 0 | 0 | 0 | 0 | 0 | 0 | 0 | 0 | 0 | 0 | 0 | 0 | 0 | 0 | 0 | 222 | 5 | 12 | 2016-12-10 05:00 | WEEKEND | 22.5714 | 2.52 | 0 | 0 | 0 | 0 | 2961.322 | 0 | 0 | NA | 98.71%
| 6 | 1 | 2017-01-10 06:00 | 0 | 0 | 0 | 0 | 0 | 0 | 0 | 0 | 0 | 0 | 0 | 0 | 0 | 0 | 0 | 0 | 0 | 223 | 6 | 12 | 2016-12-10 06:00 | WEEKEND | 22.5853 | 2.52 | 0 | 0 | 0 | 0 | 2961.322 | 0 | 0 | NA | 98.71%
| 7 | 1 | 2017-01-10 07:00 | 0 | 0 | 0 | 7.3804 | 20.3105 | 0 | 0 | 19.3741 | 0 | 0 | 0 | 0.6318 | 0 | 0 | 0 | 20.3105 | 0 | 224 | 7 | 12 | 2016-12-10 07:00 | WEEKEND | 23.2227 | 2.52 | 0 | 0 | 0 | 0 | 2961.322 | 0 | 0 | NA | 98.71%
| 8 | 1 | 2017-01-10 08:00 | 46.7158 | 53.8678 | 200.3224 | 163.3812 | 194.409 | 27.2059 | 288.456 | 785.6377 | 0 | 13.603 | 109.2999 | 68.8576 | 27.601 | 22.3973 | 46.7158 | 194.409 | 46.7158 | 225 | 8 | 12 | 2016-12-10 08:00 | WEEKEND | 25.2408 | 2.52 | 300.67 | 291.6499 | 0 | 291.6499 | 2961.322 | 0 | 0 | NA | 98.71%
| 9 | 1 | 2017-01-10 09:00 | 86.4962 | 98.5967 | 736.064 | 60.5594 | 314.8464 | 49.7963 | 744.241 | 1358.128 | 0 | 24.8982 | 178.5462 | 179.4007 | 45.0874 | 54.6002 | 86.4962 | 314.8464 | 86.4962 | 226 | 9 | 12 | 2016-12-10 09:00 | WEEKEND | 25.8364 | 2.52 | 775.035 | 751.784 | 0 | 751.784 | 2961.322 | 0 | 0 | NA | 98.71%
| 10 | 1 | 2017-01-10 10:00 | 118.8674 | 139.5509 | 791.1461 | 351.7969 | 473.9154 | 70.4802 | 802.544 | 839.7111 | 0 | 35.2401 | 231.3201 | 191.0956 | 58.4142 | 104.9299 | 118.8674 | 473.9154 | 118.8674 | 227 | 10 | 12 | 2016-12-10 10:00 | WEEKEND | 25.7613 | 2.52 | 836.373 | 811.2818 | 0 | 811.2818 | 2961.322 | 0 | 0 | NA | 98.71%
| 11 | 1 | 2017-01-10 11:00 | 144.9142 | 934.8982 | 740.1285 | 231.5984 | 652.3217 | 472.1708 | 754.362 | 1128.799 | 292.7858 | 236.0854 | 258.1222 | 176.3125 | 65.1824 | 142.4652 | 144.9142 | 652.3217 | 144.9142 | 228 | 11 | 12 | 2016-12-10 11:00 | WEEKEND | 25.5748 | 2.52 | 785.559 | 761.9922 | 0 | 761.9922 | 2961.322 | 0 | 0 | NA | 98.71%
| 12 | 1 | 2017-01-10 12:00 | 138.3713 | 253.8084 | 683.9611 | 204.9528 | 774.2442 | 128.186 | 695.894 | 877.1057 | 333.0379 | 64.093 | 302.4169 | 173.5825 | 76.3679 | 161.7794 | 138.3713 | 774.2442 | 138.3713 | 229 | 12 | 12 | 2016-12-10 12:00 | WEEKEND | 25.3883 | 2.52 | 724.085 | 702.3624 | 0 | 702.3624 | 2961.322 | 0 | 0 | NA | 98.71%
| 13 | 1 | 2017-01-10 13:00 | 115.9995 | 749.8011 | 686.269 | 329.4614 | 672.5842 | 378.6874 | 685.217 | 1047.7594 | 358.3878 | 189.3437 | 570.6757 | 172.057 | 144.11 | 147.5296 | 115.9995 | 672.5842 | 115.9995 | 230 | 13 | 12 | 2016-12-10 13:00 | WEEKEND | 22.2986 | 2.52 | 712.865 | 691.4791 | 0 | 691.4791 | 2961.322 | 0 | 0 | NA | 98.71%
| 14 | 1 | 2017-01-10 14:00 | 77.7731 | 257.5922 | 739.1028 | 377.1528 | 502.7673 | 130.0971 | 718.795 | 569.9867 | 367.372 | 65.0485 | 755.6577 | 175.0255 | 190.8226 | 112.2957 | 77.7731 | 502.7673 | 77.7731 | 231 | 14 | 12 | 2016-12-10 14:00 | WEEKEND | 21.7419 | 2.52 | 748.031 | 725.5901 | 0 | 725.5901 | 2961.322 | 0 | 0 | NA | 98.71%
| 15 | 1 | 2017-01-10 15:00 | 45.6715 | 503.6945 | 767.8288 | 506.5003 | 405.463 | 254.3912 | 781.053 | 1120.6746 | 387.9855 | 127.1956 | 773.9703 | 157.2375 | 195.447 | 76.3698 | 45.6715 | 405.463 | 45.6715 | 232 | 15 | 12 | 2016-12-10 15:00 | WEEKEND | 21.3661 | 2.52 | 813.619 | 789.2104 | 0 | 789.2104 | 2961.322 | 0 | 0 | NA | 98.71%
| 16 | 1 | 2017-01-10 16:00 | 7.7686 | 137.3686 | 685.9391 | 49.1863 | 290.0956 | 69.3781 | 768.548 | 767.4671 | 0 | 34.6891 | 688.2844 | 125.8498 | 173.8092 | 46.6551 | 7.7686 | 290.0956 | 7.7686 | 233 | 16 | 12 | 2016-12-10 16:00 | WEEKEND | 21.9312 | 2.52 | 800.492 | 776.4772 | 0 | 776.4772 | 2961.322 | 0 | 0 | NA | 98.71%
| 17 | 1 | 2017-01-10 17:00 | 0 | 169.2947 | 114.4851 | 10.9351 | 97.9984 | 85.5024 | 486.859 | 115.572 | 0 | 42.7512 | 124.5647 | 15.1884 | 31.4557 | 3.0612 | 0 | 97.9984 | 0 | 234 | 17 | 12 | 2016-12-10 17:00 | WEEKEND | 24.9095 | 2.52 | 505.858 | 490.6823 | 0 | 490.6823 | 2961.322 | 0 | 0 | NA | 98.71%
| 18 | 1 | 2017-01-10 18:00 | 0 | 0 | 0 | 0 | 0 | 0 | 0 | 0 | 0 | 0 | 0 | 0 | 0 | 0 | 0 | 0 | 0 | 235 | 18 | 12 | 2016-12-10 18:00 | WEEKEND | 23.9854 | 2.52 | 0 | 0 | 0 | 0 | 2961.322 | 0 | 0 | NA | 98.71%
| 19 | 1 | 2017-01-10 19:00 | 0 | 0 | 0 | 0 | 0 | 0 | 0 | 0 | 0 | 0 | 0 | 0 | 0 | 0 | 0 | 0 | 0 | 236 | 19 | 12 | 2016-12-10 19:00 | WEEKEND | 21.5749 | 2.52 | 0 | 0 | 0 | 0 | 2961.322 | 0 | 0 | NA | 98.71%
| 20 | 1 | 2017-01-10 20:00 | 0 | 0 | 0 | 0 | 0 | 0 | 0 | 0 | 0 | 0 | 0 | 0 | 0 | 0 | 0 | 0 | 0 | 237 | 20 | 12 | 2016-12-10 20:00 | WEEKEND | 22.5992 | 2.52 | 0 | 0 | 0 | 0 | 2961.322 | 0 | 0 | NA | 98.71%
| 21 | 1 | 2017-01-10 21:00 | 0 | 0 | 0 | 0 | 0 | 0 | 0 | 0 | 0 | 0 | 0 | 0 | 0 | 0 | 0 | 0 | 0 | 238 | 21 | 12 | 2016-12-10 21:00 | WEEKEND | 22.0871 | 2.52 | 0 | 0 | 0 | 0 | 2961.322 | 0 | 0 | NA | 98.71%
| 22 | 1 | 2017-01-10 22:00 | 0 | 0 | 0 | 0 | 0 | 0 | 0 | 0 | 0 | 0 | 0 | 0 | 0 | 0 | 0 | 0 | 0 | 239 | 22 | 12 | 2016-12-10 22:00 | WEEKEND | 24.0968 | 2.52 | 0 | 0 | 0 | 0 | 2961.322 | 0 | 0 | NA | 98.71%
| 23 | 1 | 2017-01-10 23:00 | 0 | 0 | 0 | 0 | 0 | 0 | 0 | 0 | 0 | 0 | 0 | 0 | 0 | 0 | 0 | 0 | 0 | 240 | 23 | 12 | 2016-12-10 23:00 | WEEKEND | 19.3592 | 2.52 | 0 | 0 | 0 | 0 | 2961.322 | 0 | 0 | NA | 98.71%
| 0 | 1 | 2017-01-11 | 0 | 0 | 0 | 0 | 0 | 0 | 0 | 0 | 0 | 0 | 0 | 0 | 0 | 0 | 0 | 0 | 0 | 241 | 0 | 12 | 2016-12-11 | WEEKEND | 20.6731 | 2.52 | 0 | 0 | 0 | 0 | 2961.322 | 0 | 0 | NA | 98.71%
| 1 | 1 | 2017-01-11 01:00 | 0 | 0 | 0 | 0 | 0 | 0 | 0 | 0 | 0 | 0 | 0 | 0 | 0 | 0 | 0 | 0 | 0 | 242 | 1 | 12 | 2016-12-11 01:00 | WEEKEND | 17.3273 | 2.52 | 0 | 0 | 0 | 0 | 2961.322 | 0 | 0 | NA | 98.71%
| 2 | 1 | 2017-01-11 02:00 | 0 | 0 | 0 | 0 | 0 | 0 | 0 | 0 | 0 | 0 | 0 | 0 | 0 | 0 | 0 | 0 | 0 | 243 | 2 | 12 | 2016-12-11 02:00 | WEEKEND | 16.1471 | 2.52 | 0 | 0 | 0 | 0 | 2961.322 | 0 | 0 | NA | 98.71%
| 3 | 1 | 2017-01-11 03:00 | 0 | 0 | 0 | 0 | 0 | 0 | 0 | 0 | 0 | 0 | 0 | 0 | 0 | 0 | 0 | 0 | 0 | 244 | 3 | 12 | 2016-12-11 03:00 | WEEKEND | 15.9662 | 2.52 | 0 | 0 | 0 | 0 | 2961.322 | 0 | 0 | NA | 98.71%
| 4 | 1 | 2017-01-11 04:00 | 0 | 0 | 0 | 0 | 0 | 0 | 0 | 0 | 0 | 0 | 0 | 0 | 0 | 0 | 0 | 0 | 0 | 245 | 4 | 12 | 2016-12-11 04:00 | WEEKEND | 20.1804 | 2.52 | 0 | 0 | 0 | 0 | 2961.322 | 0 | 0 | NA | 98.71%
| 5 | 1 | 2017-01-11 05:00 | 0 | 0 | 0 | 0 | 0 | 0 | 0 | 0 | 0 | 0 | 0 | 0 | 0 | 0 | 0 | 0 | 0 | 246 | 5 | 12 | 2016-12-11 05:00 | WEEKEND | 20.1915 | 2.52 | 0 | 0 | 0 | 0 | 2961.322 | 0 | 0 | NA | 98.71%
| 6 | 1 | 2017-01-11 06:00 | 0 | 0 | 0 | 0 | 0 | 0 | 0 | 0 | 0 | 0 | 0 | 0 | 0 | 0 | 0 | 0 | 0 | 247 | 6 | 12 | 2016-12-11 06:00 | WEEKEND | 21.4831 | 2.52 | 0 | 0 | 0 | 0 | 2961.322 | 0 | 0 | NA | 98.71%
| 7 | 1 | 2017-01-11 07:00 | 0 | 0 | 0 | 2.2354 | 27.7611 | 0 | 0 | 9.2549 | 0 | 0 | 3.3434 | 1.2576 | 0.84429 | 0.9596 | 0 | 27.7611 | 0 | 248 | 7 | 12 | 2016-12-11 07:00 | WEEKEND | 21.8004 | 2.52 | 0 | 0 | 0 | 0 | 2961.322 | 0 | 0 | NA | 98.71%
| 8 | 1 | 2017-01-11 08:00 | 46.7913 | 351.4028 | 187.7643 | 42.3619 | 177.8371 | 177.4762 | 289.728 | 404.9595 | 530.1157 | 88.7381 | 242.1687 | 13.4528 | 61.1537 | 28.9216 | 46.7913 | 177.8371 | 46.7913 | 249 | 8 | 12 | 2016-12-11 08:00 | WEEKEND | 21.8171 | 2.52 | 301.968 | 292.909 | 0 | 292.909 | 2961.322 | 0 | 0 | NA | 98.71%
| 9 | 1 | 2017-01-11 09:00 | 86.7867 | 454.5077 | 718.5023 | 300.3933 | 237.9369 | 229.5494 | 759.16 | 1137.7445 | 88.6031 | 114.7747 | 661.3298 | 46.7488 | 167.0025 | 63.0178 | 86.7867 | 237.9369 | 86.7867 | 250 | 9 | 12 | 2016-12-11 09:00 | WEEKEND | 22.0592 | 2.52 | 790.815 | 767.0906 | 0 | 767.0906 | 2961.322 | 0 | 0 | NA | 98.71%
| 10 | 1 | 2017-01-11 10:00 | 118.3686 | 1123.0846 | 775.5315 | 732.5008 | 426.6338 | 567.2144 | 825.334 | 1236.7285 | 0 | 283.6072 | 696.3947 | 45.9504 | 175.8572 | 93.3638 | 118.3686 | 426.6338 | 118.3686 | 251 | 10 | 12 | 2016-12-11 10:00 | WEEKEND | 22.3014 | 2.52 | 860.55 | 834.7335 | 0 | 834.7335 | 2961.322 | 0 | 0 | NA | 98.71%
| 11 | 1 | 2017-01-11 11:00 | 144.2554 | 1439.6625 | 724.8581 | 700.272 | 554.4684 | 727.1023 | 775.964 | 1239.4919 | 200.0043 | 363.5511 | 661.9344 | 74.9256 | 167.1551 | 125.1896 | 144.2554 | 554.4684 | 144.2554 | 252 | 11 | 12 | 2016-12-11 11:00 | WEEKEND | 21.8588 | 2.52 | 808.423 | 784.1703 | 0 | 784.1703 | 2961.322 | 0 | 0 | NA | 98.71%
| 12 | 1 | 2017-01-11 12:00 | 151.6045 | 1385.0597 | 669.3786 | 671.4603 | 577.6865 | 699.5251 | 711.775 | 1205.4025 | 258.0879 | 349.7626 | 624.5477 | 77.8401 | 157.7141 | 171.7562 | 151.6045 | 577.6865 | 151.6045 | 253 | 12 | 12 | 2016-12-11 12:00 | WEEKEND | 21.3411 | 2.52 | 740.839 | 718.6138 | 0 | 718.6138 | 2961.322 | 0 | 0 | NA | 98.71%
| 13 | 1 | 2017-01-11 13:00 | 115.6799 | 1423.0975 | 671.0446 | 684.7227 | 574.1948 | 718.7361 | 696.845 | 1311.5922 | 313.3051 | 359.3681 | 639.0767 | 79.6577 | 161.383 | 158.5028 | 115.6799 | 574.1948 | 115.6799 | 254 | 13 | 12 | 2016-12-11 13:00 | WEEKEND | 21.0989 | 2.52 | 725.13 | 703.3761 | 0 | 703.3761 | 2961.322 | 0 | 0 | NA | 98.71%
| 14 | 1 | 2017-01-11 14:00 | 83.49 | 1480.5778 | 721.6118 | 711.6671 | 569.7439 | 747.7666 | 744.935 | 1411.3142 | 233.9524 | 373.8833 | 664.2847 | 71.9742 | 167.7487 | 149.1417 | 83.49 | 569.7439 | 83.49 | 255 | 14 | 12 | 2016-12-11 14:00 | WEEKEND | 20.8957 | 2.52 | 775.67 | 752.3999 | 0 | 752.3999 | 2961.322 | 0 | 0 | NA | 98.71%
| 15 | 1 | 2017-01-11 15:00 | 45.0331 | 1530.6182 | 739.441 | 691.0618 | 454.271 | 773.0395 | 793.034 | 966.3204 | 889.685 | 386.5197 | 339.9902 | 55.2032 | 85.8561 | 395.3957 | 45.0331 | 454.271 | 45.0331 | 256 | 15 | 12 | 2016-12-11 15:00 | WEEKEND | 21.689 | 2.52 | 826.329 | 801.5391 | 0 | 801.5391 | 2961.322 | 0 | 0 | NA | 98.71%
| 16 | 1 | 2017-01-11 16:00 | 7.5805 | 1158.3448 | 654.8547 | 507.1078 | 286.8945 | 585.0226 | 775.477 | 633.8049 | 895.6214 | 292.5113 | 136.773 | 35.7949 | 34.5386 | 364.4032 | 7.5805 | 286.8945 | 7.5805 | 257 | 16 | 12 | 2016-12-11 16:00 | WEEKEND | 22.2318 | 2.52 | 807.842 | 783.6067 | 0 | 783.6067 | 2961.322 | 0 | 0 | NA | 98.71%
| 17 | 1 | 2017-01-11 17:00 | 0 | 201.0308 | 117.8686 | 32.7327 | 119.2375 | 101.5307 | 485.38 | 16.3665 | 760.3364 | 50.7654 | 21.7487 | 11.3896 | 5.4921 | 40.9969 | 0 | 119.2375 | 0 | 258 | 17 | 12 | 2016-12-11 17:00 | WEEKEND | 26.9164 | 2.52 | 504.302 | 489.1729 | 0 | 489.1729 | 2961.322 | 0 | 0 | NA | 98.71%
| 18 | 1 | 2017-01-11 18:00 | 0 | 0 | 0 | 0 | 0 | 0 | 0 | 0 | 0 | 0 | 0 | 0 | 0 | 0 | 0 | 0 | 0 | 259 | 18 | 12 | 2016-12-11 18:00 | WEEKEND | 29.416 | 2.52 | 0 | 0 | 0 | 0 | 2961.322 | 0 | 0 | NA | 98.71%
| 19 | 1 | 2017-01-11 19:00 | 0 | 0 | 0 | 0 | 0 | 0 | 0 | 0 | 0 | 0 | 0 | 0 | 0 | 0 | 0 | 0 | 0 | 260 | 19 | 12 | 2016-12-11 19:00 | WEEKEND | 25.4078 | 2.52 | 0 | 0 | 0 | 0 | 2961.322 | 0 | 0 | NA | 98.71%
| 20 | 1 | 2017-01-11 20:00 | 0 | 0 | 0 | 0 | 0 | 0 | 0 | 0 | 0 | 0 | 0 | 0 | 0 | 0 | 0 | 0 | 0 | 261 | 20 | 12 | 2016-12-11 20:00 | WEEKEND | 24.016 | 2.52 | 0 | 0 | 0 | 0 | 2961.322 | 0 | 0 | NA | 98.71%
| 21 | 1 | 2017-01-11 21:00 | 0 | 0 | 0 | 0 | 0 | 0 | 0 | 0 | 0 | 0 | 0 | 0 | 0 | 0 | 0 | 0 | 0 | 262 | 21 | 12 | 2016-12-11 21:00 | WEEKEND | 22.9973 | 2.52 | 0 | 0 | 0 | 0 | 2961.322 | 0 | 0 | NA | 98.71%
| 22 | 1 | 2017-01-11 22:00 | 0 | 0 | 0 | 0 | 0 | 0 | 0 | 0 | 0 | 0 | 0 | 0 | 0 | 0 | 0 | 0 | 0 | 263 | 22 | 12 | 2016-12-11 22:00 | WEEKEND | 22.3766 | 2.52 | 0 | 0 | 0 | 0 | 2961.322 | 0 | 0 | NA | 98.71%
| 23 | 1 | 2017-01-11 23:00 | 0 | 0 | 0 | 0 | 0 | 0 | 0 | 0 | 0 | 0 | 0 | 0 | 0 | 0 | 0 | 0 | 0 | 264 | 23 | 12 | 2016-12-11 23:00 | WEEKEND | 22.6438 | 2.52 | 0 | 0 | 0 | 0 | 2961.322 | 0 | 0 | NA | 98.71%
| 0 | 1 | 2017-01-12 | 0 | 0 | 0 | 0 | 0 | 0 | 0 | 0 | 0 | 0 | 0 | 0 | 0 | 0 | 0 | 0 | 0 | 265 | 0 | 12 | 2016-12-12 | WEEKDAY | 21.7503 | 2.52 | 0 | 0 | 0 | 0 | 2961.322 | 0 | 0 | NA | 98.71%
| 1 | 1 | 2017-01-12 01:00 | 0 | 0 | 0 | 0 | 0 | 0 | 0 | 0 | 0 | 0 | 0 | 0 | 0 | 0 | 0 | 0 | 0 | 266 | 1 | 12 | 2016-12-12 01:00 | WEEKDAY | 21.6139 | 2.52 | 0 | 0 | 0 | 0 | 2961.322 | 0 | 0 | NA | 98.71%
| 2 | 1 | 2017-01-12 02:00 | 0 | 0 | 0 | 0 | 0 | 0 | 0 | 0 | 0 | 0 | 0 | 0 | 0 | 0 | 0 | 0 | 0 | 267 | 2 | 12 | 2016-12-12 02:00 | WEEKDAY | 21.7475 | 2.52 | 0 | 0 | 0 | 0 | 2961.322 | 0 | 0 | NA | 98.71%
| 3 | 1 | 2017-01-12 03:00 | 0 | 0 | 0 | 0 | 0 | 0 | 0 | 0 | 0 | 0 | 0 | 0 | 0 | 0 | 0 | 0 | 0 | 268 | 3 | 12 | 2016-12-12 03:00 | WEEKDAY | 21.895 | 2.52 | 0 | 0 | 0 | 0 | 2961.322 | 0 | 0 | NA | 98.71%
| 4 | 1 | 2017-01-12 04:00 | 0 | 0 | 0 | 0 | 0 | 0 | 0 | 0 | 0 | 0 | 0 | 0 | 0 | 0 | 0 | 0 | 0 | 269 | 4 | 12 | 2016-12-12 04:00 | WEEKDAY | 22.5241 | 2.52 | 0 | 0 | 0 | 0 | 2961.322 | 0 | 0 | NA | 98.71%
| 5 | 1 | 2017-01-12 05:00 | 0 | 0 | 0 | 0 | 0 | 0 | 0 | 0 | 0 | 0 | 0 | 0 | 0 | 0 | 0 | 0 | 0 | 270 | 5 | 12 | 2016-12-12 05:00 | WEEKDAY | 25.1406 | 2.52 | 0 | 0 | 0 | 0 | 2961.322 | 0 | 0 | NA | 98.71%
| 6 | 1 | 2017-01-12 06:00 | 0 | 0 | 0 | 0 | 0 | 0 | 0 | 0 | 0 | 0 | 0 | 0 | 0 | 0 | 0 | 0 | 0 | 271 | 6 | 12 | 2016-12-12 06:00 | WEEKDAY | 33.0596 | 17.63 | 0 | 0 | 0 | 0 | 2961.322 | 2472 | 200 | YES | 98.71%
| 7 | 1 | 2017-01-12 07:00 | 0 | 0 | 0 | 0 | 0.26081 | 0 | 0 | 0 | 0 | 0 | 5.8897 | 0.97409 | 1.4873 | 0 | 0 | 0.26081 | 0 | 272 | 7 | 12 | 2016-12-12 07:00 | WEEKDAY | 38.9105 | 17.63 | 0 | 0 | 0 | 0 | 2961.322 | 2472 | 200 | YES | 98.71%
| 8 | 1 | 2017-01-12 08:00 | 46.6597 | 73.6381 | 182.0061 | 41.7871 | 107.6193 | 37.191 | 44.6751 | 100.6697 | 0 | 18.5955 | 81.4544 | 22.1193 | 20.5693 | 64.9284 | 46.6597 | 107.6193 | 46.6597 | 273 | 8 | 12 | 2016-12-12 08:00 | WEEKDAY | 38.6656 | 17.63 | 50.8009 | 49.2769 | 0 | 49.2769 | 2961.322 | 2472 | 200 | YES | 98.71%
| 9 | 1 | 2017-01-12 09:00 | 87.0593 | 98.5901 | 690.6395 | 60.1218 | 491.4079 | 49.793 | 180.561 | 211.8113 | 3.5936 | 24.8965 | 137.6902 | 46.3747 | 34.7703 | 164.5023 | 87.0593 | 491.4079 | 87.0593 | 274 | 9 | 12 | 2016-12-12 09:00 | WEEKDAY | 45.8303 | 6.32 | 189.695 | 184.0041 | 806 | 990.0041 | 2961.322 | 0 | 0 | NA | 98.71%
| 10 | 1 | 2017-01-12 10:00 | 119.9022 | 249.4891 | 744.5185 | 92.8032 | 657.6472 | 126.0046 | 547.996 | 303.8125 | 7.0691 | 63.0023 | 343.7655 | 63.4081 | 86.8095 | 267.5116 | 119.9022 | 657.6472 | 119.9022 | 275 | 10 | 12 | 2016-12-12 10:00 | WEEKDAY | 34.5182 | 6.32 | 569.46 | 0 | 0 | 0 | 2130.3942 | 0 | 0 | NA | 71.01%
| 11 | 1 | 2017-01-12 11:00 | 540.0021 | 203.5878 | 688.4578 | 126.8438 | 1064.7164 | 102.8221 | 583.021 | 400.5698 | 49.7287 | 51.4111 | 555.8184 | 77.7267 | 140.3582 | 346.6017 | 540.0021 | 1064.7164 | 540.0021 | 276 | 11 | 12 | 2016-12-12 11:00 | WEEKDAY | 30.8801 | 6.32 | 605.982 | 587.8025 | 0 | 587.8025 | 2699.8542 | 0 | 0 | NA | 90%
| 12 | 1 | 2017-01-12 12:00 | 252.6115 | 226.0081 | 635.0012 | 145.714 | 1250.6035 | 114.1455 | 586.262 | 452.5956 | 63.4526 | 57.0728 | 614.3101 | 87.5826 | 155.1288 | 290.5382 | 252.6115 | 1250.6035 | 252.6115 | 277 | 12 | 12 | 2016-12-12 12:00 | WEEKDAY | 29.1989 | 6.32 | 609.344 | 591.0637 | 0 | 591.0637 | 2699.8542 | 0 | 0 | NA | 90%
| 13 | 1 | 2017-01-12 13:00 | 140.057 | 344.5313 | 638.0732 | 161.8515 | 1209.336 | 174.0057 | 622.476 | 423.6459 | 730.8239 | 87.0028 | 660.6839 | 93.1893 | 166.8394 | 252.5009 | 140.057 | 1209.336 | 140.057 | 278 | 13 | 12 | 2016-12-12 13:00 | WEEKDAY | 27.9463 | 6.32 | 647.174 | 627.7588 | 0 | 627.7588 | 2699.8542 | 0 | 0 | NA | 90%
| 14 | 1 | 2017-01-12 14:00 | 454.879 | 283.6271 | 686.8484 | 126.5922 | 956.3547 | 143.246 | 380.335 | 337.2929 | 0 | 71.623 | 725.4455 | 75.7402 | 183.1933 | 169.2116 | 454.879 | 956.3547 | 454.879 | 279 | 14 | 12 | 2016-12-12 14:00 | WEEKDAY | 26.7689 | 2.07 | 395.317 | 383.4575 | 0 | 383.4575 | 2699.8542 | 0 | 0 | NA | 90%
| 15 | 1 | 2017-01-12 15:00 | 559.5155 | 215.858 | 712.629 | 87.58 | 1200.1135 | 109.0192 | 251.846 | 246.7607 | 0 | 54.5096 | 645.0673 | 55.7099 | 162.8958 | 391.8364 | 559.5155 | 1200.1135 | 559.5155 | 280 | 15 | 12 | 2016-12-12 15:00 | WEEKDAY | 25.7502 | 2.07 | 262.816 | 0 | 0 | 0 | 2699.8542 | 0 | 0 | NA | 90%
| 16 | 1 | 2017-01-12 16:00 | 82.0415 | 136.7332 | 598.9513 | 43.8411 | 652.1221 | 69.0572 | 39.2348 | 138.1148 | 0 | 34.5286 | 693.526 | 40.2437 | 175.1328 | 340.9247 | 82.0415 | 652.1221 | 82.0415 | 281 | 16 | 12 | 2016-12-12 16:00 | WEEKDAY | 26.0452 | 2.07 | 45.202 | 43.8459 | 0 | 43.8459 | 2962.6702 | 0 | 0 | NA | 98.76%
| 17 | 1 | 2017-01-12 17:00 | 0 | 20.0339 | 112.7837 | 5.3251 | 108.9737 | 10.1182 | 470.235 | 16.8404 | 750.6103 | 5.0591 | 132.456 | 11.5551 | 33.4485 | 11.4379 | 0 | 108.9737 | 0 | 282 | 17 | 12 | 2016-12-12 17:00 | WEEKDAY | 28.7953 | 17.14 | 488.511 | 473.8557 | 0 | 473.8557 | 2962.6702 | 0 | 0 | NA | 98.76%
| 18 | 1 | 2017-01-12 18:00 | 0 | 0 | 0 | 0 | 0 | 0 | 0 | 0 | 0 | 0 | 0 | 0 | 0 | 0 | 0 | 0 | 0 | 283 | 18 | 12 | 2016-12-12 18:00 | WEEKDAY | 28.311 | 17.14 | 0 | 0 | 0 | 0 | 2962.6702 | 0 | 0 | NA | 98.76%
| 19 | 1 | 2017-01-12 19:00 | 0 | 0 | 0 | 0 | 0 | 0 | 0 | 0 | 0 | 0 | 0 | 0 | 0 | 0 | 0 | 0 | 0 | 284 | 19 | 12 | 2016-12-12 19:00 | WEEKDAY | 24.9012 | 17.14 | 0 | 0 | 0 | 0 | 2962.6702 | 0 | 0 | NA | 98.76%
| 20 | 1 | 2017-01-12 20:00 | 0 | 0 | 0 | 0 | 0 | 0 | 0 | 0 | 0 | 0 | 0 | 0 | 0 | 0 | 0 | 0 | 0 | 285 | 20 | 12 | 2016-12-12 20:00 | WEEKDAY | 21.4524 | 18.26 | 0 | 0 | 0 | 0 | 2962.6702 | 2472 | 200 | YES | 98.76%
| 21 | 1 | 2017-01-12 21:00 | 0 | 0 | 0 | 0 | 0 | 0 | 0 | 0 | 0 | 0 | 0 | 0 | 0 | 0 | 0 | 0 | 0 | 286 | 21 | 12 | 2016-12-12 21:00 | WEEKDAY | 24.9123 | 18.26 | 0 | 0 | 0 | 0 | 2962.6702 | 2472 | 200 | YES | 98.76%
| 22 | 1 | 2017-01-12 22:00 | 0 | 0 | 0 | 0 | 0 | 0 | 0 | 0 | 0 | 0 | 0 | 0 | 0 | 0 | 0 | 0 | 0 | 287 | 22 | 12 | 2016-12-12 22:00 | WEEKDAY | 26.5991 | 18.26 | 0 | 0 | 0 | 0 | 2962.6702 | 2472 | 200 | YES | 98.76%
| 23 | 1 | 2017-01-12 23:00 | 0 | 0 | 0 | 0 | 0 | 0 | 0 | 0 | 0 | 0 | 0 | 0 | 0 | 0 | 0 | 0 | 0 | 288 | 23 | 12 | 2016-12-12 23:00 | WEEKDAY | 22.2847 | 2.52 | 0 | 0 | 0 | 0 | 2962.6702 | 0 | 0 | NA | 98.76%
| 0 | 1 | 2017-01-13 | 0 | 0 | 0 | 0 | 0 | 0 | 0 | 0 | 0 | 0 | 0 | 0 | 0 | 0 | 0 | 0 | 0 | 289 | 0 | 12 | 2016-12-13 | WEEKDAY | 21.5276 | 2.52 | 0 | 0 | 0 | 0 | 2962.6702 | 0 | 0 | NA | 98.76%
| 1 | 1 | 2017-01-13 01:00 | 0 | 0 | 0 | 0 | 0 | 0 | 0 | 0 | 0 | 0 | 0 | 0 | 0 | 0 | 0 | 0 | 0 | 290 | 1 | 12 | 2016-12-13 01:00 | WEEKDAY | 20.9932 | 2.52 | 0 | 0 | 0 | 0 | 2962.6702 | 0 | 0 | NA | 98.76%
| 2 | 1 | 2017-01-13 02:00 | 0 | 0 | 0 | 0 | 0 | 0 | 0 | 0 | 0 | 0 | 0 | 0 | 0 | 0 | 0 | 0 | 0 | 291 | 2 | 12 | 2016-12-13 02:00 | WEEKDAY | 21.3272 | 2.52 | 0 | 0 | 0 | 0 | 2962.6702 | 0 | 0 | NA | 98.76%
| 3 | 1 | 2017-01-13 03:00 | 0 | 0 | 0 | 0 | 0 | 0 | 0 | 0 | 0 | 0 | 0 | 0 | 0 | 0 | 0 | 0 | 0 | 292 | 3 | 12 | 2016-12-13 03:00 | WEEKDAY | 21.7447 | 2.52 | 0 | 0 | 0 | 0 | 2962.6702 | 0 | 0 | NA | 98.76%
| 4 | 1 | 2017-01-13 04:00 | 0 | 0 | 0 | 0 | 0 | 0 | 0 | 0 | 0 | 0 | 0 | 0 | 0 | 0 | 0 | 0 | 0 | 293 | 4 | 12 | 2016-12-13 04:00 | WEEKDAY | 21.8477 | 2.52 | 0 | 0 | 0 | 0 | 2962.6702 | 0 | 0 | NA | 98.76%
| 5 | 1 | 2017-01-13 05:00 | 0 | 0 | 0 | 0 | 0 | 0 | 0 | 0 | 0 | 0 | 0 | 0 | 0 | 0 | 0 | 0 | 0 | 294 | 5 | 12 | 2016-12-13 05:00 | WEEKDAY | 22.0926 | 2.52 | 0 | 0 | 0 | 0 | 2962.6702 | 0 | 0 | NA | 98.76%
| 6 | 1 | 2017-01-13 06:00 | 0 | 0 | 0 | 0 | 0 | 0 | 0 | 0 | 0 | 0 | 0 | 0 | 0 | 0 | 0 | 0 | 0 | 295 | 6 | 12 | 2016-12-13 06:00 | WEEKDAY | 23.515 | 17.63 | 0 | 0 | 0 | 0 | 2962.6702 | 2472 | 200 | YES | 98.76%
| 7 | 1 | 2017-01-13 07:00 | 0 | 0 | 0 | 14.692 | 26.5593 | 0 | 0 | 0 | 0 | 0 | 6.6431 | 0.96783 | 1.6775 | 0 | 0 | 26.5593 | 0 | 296 | 7 | 12 | 2016-12-13 07:00 | WEEKDAY | 22.8609 | 17.63 | 0 | 0 | 0 | 0 | 2962.6702 | 2472 | 200 | YES | 98.76%
| 8 | 1 | 2017-01-13 08:00 | 681.6324 | 453.6555 | 72.7983 | 391.732 | 171.8633 | 229.1189 | 288.182 | 101.2674 | 0 | 114.5595 | 127.8465 | 20.9 | 32.2845 | 22.7443 | 681.6324 | 171.8633 | 681.6324 | 297 | 8 | 12 | 2016-12-13 08:00 | WEEKDAY | 21.8477 | 17.63 | 300.384 | 291.3725 | 0 | 291.3725 | 2962.6702 | 2472 | 200 | YES | 98.76%
| 9 | 1 | 2017-01-13 09:00 | 709.2392 | 97.6264 | 374.0158 | 676.5065 | 225.2846 | 49.3062 | 36.8954 | 212.394 | 990.0037 | 24.6531 | 659.2982 | 49.0849 | 166.4895 | 352.1806 | 709.2392 | 225.2846 | 709.2392 | 298 | 9 | 12 | 2016-12-13 09:00 | WEEKDAY | 22.2151 | 6.32 | 42.9398 | 41.6516 | 0 | 41.6516 | 2962.6702 | 0 | 0 | NA | 98.76%
| 10 | 1 | 2017-01-13 10:00 | 704.0639 | 163.844 | 426.524 | 543.8983 | 395.2033 | 82.7495 | 142.732 | 304.7609 | 0 | 41.3747 | 752.1869 | 59.9104 | 189.9462 | 731.7768 | 704.0639 | 395.2033 | 704.0639 | 299 | 10 | 12 | 2016-12-13 10:00 | WEEKDAY | 23.6653 | 6.32 | 151.026 | 146.4952 | 0 | 146.4952 | 2962.6702 | 0 | 0 | NA | 98.76%
| 11 | 1 | 2017-01-13 11:00 | 601.4898 | 201.5854 | 347.1287 | 743.417 | 644.7622 | 101.8108 | 319.045 | 401.8878 | 0 | 50.9054 | 712.7956 | 86.2147 | 179.9989 | 682.1607 | 601.4898 | 644.7622 | 601.4898 | 300 | 11 | 12 | 2016-12-13 11:00 | WEEKDAY | 24.5226 | 6.32 | 332.17 | 322.2049 | 0 | 322.2049 | 2962.6702 | 0 | 0 | NA | 98.76%
| 12 | 1 | 2017-01-13 12:00 | 631.7688 | 222.4778 | 348.8364 | 651.1706 | 647.579 | 112.3625 | 341.375 | 453.9903 | 0 | 56.1813 | 572.7782 | 86.5801 | 144.641 | 650.9869 | 631.7688 | 647.579 | 631.7688 | 301 | 12 | 12 | 2016-12-13 12:00 | WEEKDAY | 24.5421 | 6.32 | 355.2 | 344.544 | 0 | 344.544 | 2962.6702 | 0 | 0 | NA | 98.76%
| 13 | 1 | 2017-01-13 13:00 | 680.3253 | 236.0173 | 403.68 | 649.2038 | 575.8425 | 119.2006 | 428.488 | 424.0052 | 0 | 59.6003 | 660.0273 | 90.3392 | 166.6736 | 666.3094 | 680.3253 | 575.8425 | 680.3253 | 302 | 13 | 12 | 2016-12-13 13:00 | WEEKDAY | 27.9686 | 6.32 | 445.301 | 431.942 | 0 | 431.942 | 2962.6702 | 0 | 0 | NA | 98.76%
| 14 | 1 | 2017-01-13 14:00 | 708.9869 | 691.6 | 612.3064 | 757.8431 | 307.0652 | 349.2929 | 284.146 | 339.9144 | 234.1415 | 174.6465 | 675.5616 | 76.6338 | 170.5964 | 710.9511 | 708.9869 | 307.0652 | 708.9869 | 303 | 14 | 12 | 2016-12-13 14:00 | WEEKDAY | 28.1607 | 2.07 | 296.167 | 287.282 | 0 | 287.282 | 2962.6702 | 0 | 0 | NA | 98.76%
| 15 | 1 | 2017-01-13 15:00 | 606.8366 | 797.2172 | 551.1981 | 754.3723 | 209.1908 | 402.635 | 803.101 | 248.6779 | 136.1841 | 201.3175 | 784.3131 | 61.6972 | 198.0589 | 693.207 | 606.8366 | 209.1908 | 606.8366 | 304 | 15 | 12 | 2016-12-13 15:00 | WEEKDAY | 27.2894 | 2.07 | 837.023 | 811.9123 | 0 | 811.9123 | 2962.6702 | 0 | 0 | NA | 98.76%
| 16 | 1 | 2017-01-13 16:00 | 147.1137 | 810.9832 | 521.6154 | 611.7506 | 113.6344 | 409.5875 | 788.95 | 139.1828 | 74.1696 | 204.7937 | 505.1144 | 34.0418 | 127.5541 | 464.1672 | 147.1137 | 113.6344 | 147.1137 | 305 | 16 | 12 | 2016-12-13 16:00 | WEEKDAY | 27.9102 | 2.07 | 822.121 | 797.4574 | 0 | 797.4574 | 2962.6702 | 0 | 0 | NA | 98.76%
| 17 | 1 | 2017-01-13 17:00 | 0 | 200.4442 | 96.8506 | 86.0186 | 33.955 | 101.2344 | 510.687 | 19.1642 | 449.2808 | 50.6172 | 90.3116 | 9.6328 | 22.8059 | 37.1454 | 0 | 33.955 | 0 | 306 | 17 | 12 | 2016-12-13 17:00 | WEEKDAY | 33.9114 | 17.14 | 530.708 | 514.7868 | 0 | 514.7868 | 2962.6702 | 0 | 0 | NA | 98.76%
| 18 | 1 | 2017-01-13 18:00 | 0 | 0 | 0 | 0 | 0 | 0 | 0 | 0 | 0 | 0 | 0 | 0 | 0 | 0 | 0 | 0 | 0 | 307 | 18 | 12 | 2016-12-13 18:00 | WEEKDAY | 30.3095 | 17.14 | 0 | 0 | 0 | 0 | 2962.6702 | 0 | 0 | NA | 98.76%
| 19 | 1 | 2017-01-13 19:00 | 0 | 0 | 0 | 0 | 0 | 0 | 0 | 0 | 0 | 0 | 0 | 0 | 0 | 0 | 0 | 0 | 0 | 308 | 19 | 12 | 2016-12-13 19:00 | WEEKDAY | 27.8573 | 17.14 | 0 | 0 | 0 | 0 | 2962.6702 | 0 | 0 | NA | 98.76%
| 20 | 1 | 2017-01-13 20:00 | 0 | 0 | 0 | 0 | 0 | 0 | 0 | 0 | 0 | 0 | 0 | 0 | 0 | 0 | 0 | 0 | 0 | 309 | 20 | 12 | 2016-12-13 20:00 | WEEKDAY | 27.693 | 18.26 | 0 | 0 | 0 | 0 | 2962.6702 | 2472 | 200 | YES | 98.76%
| 21 | 1 | 2017-01-13 21:00 | 0 | 0 | 0 | 0 | 0 | 0 | 0 | 0 | 0 | 0 | 0 | 0 | 0 | 0 | 0 | 0 | 0 | 310 | 21 | 12 | 2016-12-13 21:00 | WEEKDAY | 26.8218 | 18.26 | 0 | 0 | 0 | 0 | 2962.6702 | 2472 | 200 | YES | 98.76%
| 22 | 1 | 2017-01-13 22:00 | 0 | 0 | 0 | 0 | 0 | 0 | 0 | 0 | 0 | 0 | 0 | 0 | 0 | 0 | 0 | 0 | 0 | 311 | 22 | 12 | 2016-12-13 22:00 | WEEKDAY | 94.4497 | 18.26 | 0 | 0 | 400 | 400 | 2962.6702 | 2472 | 200 | YES | 98.76%
| 23 | 1 | 2017-01-13 23:00 | 0 | 0 | 0 | 0 | 0 | 0 | 0 | 0 | 0 | 0 | 0 | 0 | 0 | 0 | 0 | 0 | 0 | 312 | 23 | 12 | 2016-12-13 23:00 | WEEKDAY | 24.7509 | 2.52 | 0 | 0 | 0 | 0 | 2550.299 | 0 | 0 | NA | 85.01%
| 0 | 1 | 2017-01-14 | 0 | 0 | 0 | 0 | 0 | 0 | 0 | 0 | 970 | 0 | 0 | 0 | 0 | 0 | 0 | 0 | 0 | 313 | 0 | 12 | 2016-12-14 | WEEKDAY | 23.6959 | 2.52 | 0 | 0 | 0 | 0 | 2550.299 | 0 | 0 | NA | 85.01%
| 1 | 1 | 2017-01-14 01:00 | 0 | 0 | 0 | 0 | 0 | 0 | 0 | 0 | 0 | 0 | 0 | 0 | 0 | 0 | 0 | 0 | 0 | 314 | 1 | 12 | 2016-12-14 01:00 | WEEKDAY | 23.6514 | 2.52 | 0 | 0 | 0 | 0 | 2550.299 | 0 | 0 | NA | 85.01%
| 2 | 1 | 2017-01-14 02:00 | 0 | 0 | 0 | 0 | 0 | 0 | 0 | 0 | 0 | 0 | 0 | 0 | 0 | 0 | 0 | 0 | 0 | 315 | 2 | 12 | 2016-12-14 02:00 | WEEKDAY | 23.8657 | 2.52 | 0 | 0 | 0 | 0 | 2550.299 | 0 | 0 | NA | 85.01%
| 3 | 1 | 2017-01-14 03:00 | 0 | 0 | 0 | 0 | 0 | 0 | 0 | 0 | 0 | 0 | 0 | 0 | 0 | 0 | 0 | 0 | 0 | 316 | 3 | 12 | 2016-12-14 03:00 | WEEKDAY | 24.2526 | 2.52 | 0 | 0 | 0 | 0 | 2550.299 | 0 | 0 | NA | 85.01%
| 4 | 1 | 2017-01-14 04:00 | 0 | 0 | 0 | 0 | 0 | 0 | 0 | 0 | 0 | 0 | 0 | 0 | 0 | 0 | 0 | 0 | 0 | 317 | 4 | 12 | 2016-12-14 04:00 | WEEKDAY | 27.1614 | 2.52 | 0 | 0 | 0 | 0 | 2550.299 | 0 | 0 | NA | 85.01%
| 5 | 1 | 2017-01-14 05:00 | 0 | 0 | 0 | 0 | 0 | 0 | 0 | 0 | 0 | 0 | 0 | 0 | 0 | 0 | 0 | 0 | 0 | 318 | 5 | 12 | 2016-12-14 05:00 | WEEKDAY | 29.146 | 2.52 | 0 | 0 | 0 | 0 | 2550.299 | 0 | 0 | NA | 85.01%
| 6 | 1 | 2017-01-14 06:00 | 0 | 0 | 0 | 0 | 0 | 0 | 0 | 0 | 0 | 0 | 0 | 0 | 0 | 0 | 0 | 0 | 0 | 319 | 6 | 12 | 2016-12-14 06:00 | WEEKDAY | 198.0015 | 17.63 | 0 | 0 | 0 | 0 | 2550.299 | 2472 | 200 | YES | 85.01%
| 7 | 1 | 2017-01-14 07:00 | 0 | 0 | 0 | 5.3723 | 39.3094 | 0 | 0 | 0 | 0 | 0 | 3.3644 | 1.2967 | 0.8496 | 1.5242 | 0 | 39.3094 | 0 | 320 | 7 | 12 | 2016-12-14 07:00 | WEEKDAY | 56.8252 | 17.63 | 0 | 0 | 0 | 0 | 2550.299 | 2472 | 200 | YES | 85.01%
| 8 | 1 | 2017-01-14 08:00 | 681.8077 | 377.2014 | 173.2781 | 292.8672 | 834.8771 | 190.5058 | 303.974 | 80.8047 | 0 | 95.2529 | 323.6368 | 46.98 | 81.7265 | 294.985 | 681.8077 | 834.8771 | 681.8077 | 321 | 8 | 12 | 2016-12-14 08:00 | WEEKDAY | 56.1933 | 17.63 | 316.679 | 0 | 0 | 0 | 2550.299 | 2472 | 200 | YES | 85.01%
| 9 | 1 | 2017-01-14 09:00 | 680.8031 | 1082.0803 | 618.4334 | 584.5601 | 1537.9299 | 546.5052 | 752.421 | 190.8209 | 0 | 273.2526 | 754.7147 | 164.419 | 190.5845 | 646.306 | 680.8031 | 1537.9299 | 680.8031 | 322 | 9 | 12 | 2016-12-14 09:00 | WEEKDAY | 54.1196 | 6.32 | 783.667 | 760.157 | 230 | 990.157 | 2866.978 | 0 | 0 | NA | 95.57%
| 10 | 1 | 2017-01-14 10:00 | 653.3877 | 950.958 | 710.9812 | 667.2049 | 1613.6167 | 480.2818 | 343.429 | 285.3455 | 0 | 240.1409 | 810.4649 | 191.6938 | 204.6629 | 702.0438 | 653.3877 | 1613.6167 | 653.3877 | 323 | 10 | 12 | 2016-12-14 10:00 | WEEKDAY | 33.4939 | 6.32 | 357.313 | 0 | 0 | 0 | 2629.8646 | 0 | 0 | NA | 87.66%
| 11 | 1 | 2017-01-14 11:00 | 584.1636 | 1299.4266 | 671.1726 | 681.6157 | 1518.1643 | 656.2761 | 773.248 | 379.8798 | 0 | 328.138 | 756.142 | 183.1937 | 190.9449 | 669.3035 | 584.1636 | 1518.1643 | 584.1636 | 324 | 11 | 12 | 2016-12-14 11:00 | WEEKDAY | 30.7104 | 6.32 | 805.492 | 781.3272 | 0 | 781.3272 | 2987.1776 | 0 | 0 | NA | 99.57%
| 12 | 1 | 2017-01-14 12:00 | 428.1822 | 1259.365 | 552.4313 | 659.8451 | 1464.1163 | 636.0429 | 717.902 | 431.3874 | 0 | 318.0215 | 719.907 | 171.9865 | 181.7947 | 636.1562 | 428.1822 | 1464.1163 | 428.1822 | 325 | 12 | 12 | 2016-12-14 12:00 | WEEKDAY | 25.6193 | 6.32 | 747.239 | 724.8218 | 0 | 724.8218 | 2987.1776 | 0 | 0 | NA | 99.57%
| 13 | 1 | 2017-01-14 13:00 | 421.2984 | 1015.2969 | 623.0168 | 580.751 | 1490.7415 | 512.7762 | 706.633 | 403.4984 | 0 | 256.3881 | 719.5562 | 174.9098 | 181.7061 | 651.399 | 421.2984 | 1490.7415 | 421.2984 | 326 | 13 | 12 | 2016-12-14 13:00 | WEEKDAY | 24.6535 | 6.32 | 735.384 | 713.3225 | 0 | 713.3225 | 2987.1776 | 0 | 0 | NA | 99.57%
| 14 | 1 | 2017-01-14 14:00 | 387.7903 | 957.4048 | 517.7045 | 629.6313 | 1571.0263 | 483.5378 | 753.26 | 318.4431 | 530.1583 | 241.7689 | 764.438 | 180.7988 | 193.0399 | 682.937 | 387.7903 | 1571.0263 | 387.7903 | 327 | 14 | 12 | 2016-12-14 14:00 | WEEKDAY | 24.1246 | 2.07 | 784.388 | 760.8564 | 0 | 760.8564 | 2987.1776 | 0 | 0 | NA | 99.57%
| 15 | 1 | 2017-01-14 15:00 | 418.1031 | 401.158 | 687.5475 | 595.0204 | 1572.2506 | 202.6051 | 791.289 | 495.3978 | 0 | 101.3025 | 777.3456 | 182.6213 | 196.2994 | 660.2121 | 418.1031 | 1572.2506 | 418.1031 | 328 | 15 | 12 | 2016-12-14 15:00 | WEEKDAY | 23.2367 | 2.07 | 824.361 | 799.6302 | 0 | 799.6302 | 2987.1776 | 0 | 0 | NA | 99.57%
| 16 | 1 | 2017-01-14 16:00 | 81.2248 | 144.5529 | 358.7263 | 310.6762 | 1341.5072 | 73.0065 | 776.834 | 114.3241 | 142.3747 | 36.5032 | 680.0712 | 152.4025 | 171.7351 | 437.7647 | 81.2248 | 1341.5072 | 81.2248 | 329 | 16 | 12 | 2016-12-14 16:00 | WEEKDAY | 23.4482 | 2.07 | 809.164 | 784.8891 | 0 | 784.8891 | 2987.1776 | 0 | 0 | NA | 99.57%
| 17 | 1 | 2017-01-14 17:00 | 0 | 170.8691 | 50.4714 | 38.4334 | 235.1272 | 86.2975 | 529.686 | 18.8143 | 0 | 43.1488 | 137.3302 | 22.1638 | 34.6794 | 31.9499 | 0 | 235.1272 | 0 | 330 | 17 | 12 | 2016-12-14 17:00 | WEEKDAY | 24.826 | 17.14 | 550.387 | 533.8754 | 0 | 533.8754 | 2987.1776 | 0 | 0 | NA | 99.57%
| 18 | 1 | 2017-01-14 18:00 | 0 | 0 | 0 | 0 | 0 | 0 | 0 | 0 | 0 | 0 | 0 | 0 | 0 | 0 | 0 | 0 | 0 | 331 | 18 | 12 | 2016-12-14 18:00 | WEEKDAY | 24.6869 | 17.14 | 0 | 0 | 0 | 0 | 2987.1776 | 0 | 0 | NA | 99.57%
| 19 | 1 | 2017-01-14 19:00 | 0 | 0 | 0 | 0 | 0 | 0 | 0 | 0 | 0 | 0 | 0 | 0 | 0 | 0 | 0 | 0 | 0 | 332 | 19 | 12 | 2016-12-14 19:00 | WEEKDAY | 24.1079 | 17.14 | 0 | 0 | 0 | 0 | 2987.1776 | 0 | 0 | NA | 99.57%
| 20 | 1 | 2017-01-14 20:00 | 0 | 0 | 0 | 0 | 0 | 0 | 0 | 0 | 0 | 0 | 0 | 0 | 0 | 0 | 0 | 0 | 0 | 333 | 20 | 12 | 2016-12-14 20:00 | WEEKDAY | 25.3744 | 18.26 | 0 | 0 | 0 | 0 | 2987.1776 | 2472 | 200 | YES | 99.57%
| 21 | 1 | 2017-01-14 21:00 | 0 | 0 | 0 | 0 | 0 | 0 | 0 | 0 | 0 | 0 | 0 | 0 | 0 | 0 | 0 | 0 | 0 | 334 | 21 | 12 | 2016-12-14 21:00 | WEEKDAY | 24.4252 | 18.26 | 0 | 0 | 0 | 0 | 2987.1776 | 2472 | 200 | YES | 99.57%
| 22 | 1 | 2017-01-14 22:00 | 0 | 0 | 0 | 0 | 0 | 0 | 0 | 0 | 0 | 0 | 0 | 0 | 0 | 0 | 0 | 0 | 0 | 335 | 22 | 12 | 2016-12-14 22:00 | WEEKDAY | 25.7362 | 18.26 | 0 | 0 | 0 | 0 | 2987.1776 | 2472 | 200 | YES | 99.57%
| 23 | 1 | 2017-01-14 23:00 | 0 | 0 | 0 | 0 | 0 | 0 | 0 | 0 | 0 | 0 | 0 | 0 | 0 | 0 | 0 | 0 | 0 | 336 | 23 | 12 | 2016-12-14 23:00 | WEEKDAY | 22.7857 | 2.52 | 0 | 0 | 0 | 0 | 2987.1776 | 0 | 0 | NA | 99.57%
| 0 | 1 | 2017-01-15 | 0 | 0 | 0 | 0 | 0 | 0 | 0 | 0 | 0 | 0 | 0 | 0 | 0 | 0 | 0 | 0 | 0 | 337 | 0 | 12 | 2016-12-15 | WEEKDAY | 21.9757 | 2.52 | 0 | 0 | 0 | 0 | 2987.1776 | 0 | 0 | NA | 99.57%
| 1 | 1 | 2017-01-15 01:00 | 0 | 0 | 0 | 0 | 0 | 0 | 0 | 0 | 0 | 0 | 0 | 0 | 0 | 0 | 0 | 0 | 0 | 338 | 1 | 12 | 2016-12-15 01:00 | WEEKDAY | 21.7503 | 2.52 | 0 | 0 | 0 | 0 | 2987.1776 | 0 | 0 | NA | 99.57%
| 2 | 1 | 2017-01-15 02:00 | 0 | 0 | 0 | 0 | 0 | 0 | 0 | 0 | 0 | 0 | 0 | 0 | 0 | 0 | 0 | 0 | 0 | 339 | 2 | 12 | 2016-12-15 02:00 | WEEKDAY | 21.8171 | 2.52 | 0 | 0 | 0 | 0 | 2987.1776 | 0 | 0 | NA | 99.57%
| 3 | 1 | 2017-01-15 03:00 | 0 | 0 | 0 | 0 | 0 | 0 | 0 | 0 | 0 | 0 | 0 | 0 | 0 | 0 | 0 | 0 | 0 | 340 | 3 | 12 | 2016-12-15 03:00 | WEEKDAY | 22.0453 | 2.52 | 0 | 0 | 0 | 0 | 2987.1776 | 0 | 0 | NA | 99.57%
| 4 | 1 | 2017-01-15 04:00 | 0 | 0 | 0 | 0 | 0 | 0 | 0 | 0 | 0 | 0 | 0 | 0 | 0 | 0 | 0 | 0 | 0 | 341 | 4 | 12 | 2016-12-15 04:00 | WEEKDAY | 23.1198 | 2.52 | 0 | 0 | 0 | 0 | 2987.1776 | 0 | 0 | NA | 99.57%
| 5 | 1 | 2017-01-15 05:00 | 0 | 0 | 0 | 0 | 0 | 0 | 0 | 0 | 0 | 0 | 0 | 0 | 0 | 0 | 0 | 0 | 0 | 342 | 5 | 12 | 2016-12-15 05:00 | WEEKDAY | 24.9513 | 2.52 | 0 | 0 | 0 | 0 | 2987.1776 | 0 | 0 | NA | 99.57%
| 6 | 1 | 2017-01-15 06:00 | 0 | 0 | 0 | 0 | 0 | 0 | 0 | 0 | 0 | 0 | 0 | 0 | 0 | 0 | 0 | 0 | 0 | 343 | 6 | 12 | 2016-12-15 06:00 | WEEKDAY | 27.6235 | 17.63 | 0 | 0 | 0 | 0 | 2987.1776 | 2472 | 200 | YES | 99.57%
| 7 | 1 | 2017-01-15 07:00 | 0 | 0 | 0 | 6.9323 | 41.891 | 0 | 0 | 8.8171 | 0 | 0 | 2.679 | 0.028727 | 0.67652 | 4.2714 | 0 | 41.891 | 0 | 344 | 7 | 12 | 2016-12-15 07:00 | WEEKDAY | 28.336 | 17.63 | 0 | 0 | 0 | 0 | 2987.1776 | 2472 | 200 | YES | 99.57%
| 8 | 1 | 2017-01-15 08:00 | 86.5222 | 618.2435 | 76.6759 | 227.5885 | 857.951 | 312.2442 | 314.017 | 613.1102 | 191.6216 | 156.1221 | 284.4767 | 31.0392 | 71.8376 | 267.9688 | 86.5222 | 857.951 | 86.5222 | 345 | 8 | 12 | 2016-12-15 08:00 | WEEKDAY | 28.2108 | 17.63 | 326.995 | 317.1852 | 0 | 317.1852 | 2987.1776 | 2472 | 200 | YES | 99.57%
| 9 | 1 | 2017-01-15 09:00 | 73.1708 | 708.4729 | 248.0355 | 375.8024 | 1497.8676 | 357.8146 | 769.142 | 1357.4723 | 335.2844 | 178.9073 | 727.6963 | 29.6566 | 183.7617 | 605.1372 | 73.1708 | 1497.8676 | 73.1708 | 346 | 9 | 12 | 2016-12-15 09:00 | WEEKDAY | 28.2943 | 6.32 | 801.274 | 777.2358 | 0 | 777.2358 | 2987.1776 | 0 | 0 | NA | 99.57%
| 10 | 1 | 2017-01-15 10:00 | 112.3194 | 349.0811 | 436.8018 | 326.9231 | 1604.2954 | 176.3036 | 828.363 | 1282.9603 | 608.3452 | 88.1518 | 782.0045 | 99.5294 | 197.4759 | 659.1784 | 112.3194 | 1604.2954 | 112.3194 | 347 | 10 | 12 | 2016-12-15 10:00 | WEEKDAY | 31.1418 | 6.32 | 863.655 | 837.7453 | 0 | 837.7453 | 2987.1776 | 0 | 0 | NA | 99.57%
| 11 | 1 | 2017-01-15 11:00 | 154.2668 | 310.5485 | 176.9708 | 234.9827 | 1391.6152 | 156.8427 | 777.122 | 1477.9157 | 736.3464 | 78.4213 | 741.6772 | 93.2648 | 187.2922 | 284.6304 | 154.2668 | 1391.6152 | 154.2668 | 348 | 11 | 12 | 2016-12-15 11:00 | WEEKDAY | 29.8864 | 6.32 | 809.533 | 785.247 | 0 | 785.247 | 2987.1776 | 0 | 0 | NA | 99.57%
| 12 | 1 | 2017-01-15 12:00 | 102.133 | 429.0381 | 290.4402 | 575.4134 | 1338.1537 | 216.6859 | 722.238 | 1399.2905 | 634.0599 | 108.343 | 697.7853 | 117.1831 | 176.2084 | 335.173 | 102.133 | 1338.1537 | 102.133 | 349 | 12 | 12 | 2016-12-15 12:00 | WEEKDAY | 33.5801 | 6.32 | 751.772 | 729.2188 | 0 | 729.2188 | 2987.1776 | 0 | 0 | NA | 99.57%
| 13 | 1 | 2017-01-15 13:00 | 151.3635 | 290.7197 | 318.9639 | 246.3094 | 1255.195 | 146.8281 | 708.579 | 1424.7071 | 620.9183 | 73.4141 | 701.5198 | 140.3476 | 177.1515 | 250.4358 | 151.3635 | 1255.195 | 151.3635 | 350 | 13 | 12 | 2016-12-15 13:00 | WEEKDAY | 28.4863 | 6.32 | 737.405 | 715.2828 | 0 | 715.2828 | 2987.1776 | 0 | 0 | NA | 99.57%
| 14 | 1 | 2017-01-15 14:00 | 226.7072 | 233.4036 | 243.2518 | 197.527 | 1397.9375 | 117.8806 | 754.684 | 1497.2936 | 941.1978 | 58.9403 | 674.3916 | 172.9905 | 170.3009 | 364.0031 | 226.7072 | 1397.9375 | 226.7072 | 351 | 14 | 12 | 2016-12-15 14:00 | WEEKDAY | 26.883 | 2.07 | 785.872 | 762.2958 | 0 | 762.2958 | 2987.1776 | 0 | 0 | NA | 99.57%
| 15 | 1 | 2017-01-15 15:00 | 238.2116 | 179.3222 | 154.479 | 205.7711 | 1410.0881 | 90.5668 | 808.129 | 1486.8341 | 990 | 45.2834 | 501.7102 | 177.2176 | 126.6945 | 97.7984 | 238.2116 | 1410.0881 | 238.2116 | 352 | 15 | 12 | 2016-12-15 15:00 | WEEKDAY | 25.9506 | 2.07 | 842.203 | 816.9369 | 0 | 816.9369 | 2987.1776 | 0 | 0 | NA | 99.57%
| 16 | 1 | 2017-01-15 16:00 | 5.4133 | 91.3939 | 115.7969 | 238.3642 | 924.7006 | 46.1585 | 718.337 | 1188.3023 | 990 | 23.0793 | 365.4102 | 139.9861 | 92.2753 | 72.2504 | 5.4133 | 924.7006 | 5.4133 | 353 | 16 | 12 | 2016-12-15 16:00 | WEEKDAY | 26.613 | 2.07 | 747.691 | 725.2603 | 0 | 725.2603 | 2987.1776 | 0 | 0 | NA | 99.57%
| 17 | 1 | 2017-01-15 17:00 | 0 | 42.4492 | 31.5091 | 14.3774 | 88.4002 | 21.439 | 540.165 | 155.3268 | 883.0259 | 10.7195 | 67.4803 | 6.5677 | 17.0405 | 8.0081 | 0 | 88.4002 | 0 | 354 | 17 | 12 | 2016-12-15 17:00 | WEEKDAY | 46.8825 | 17.14 | 561.319 | 544.4794 | 400 | 944.4794 | 2987.1776 | 0 | 0 | NA | 99.57%
| 18 | 1 | 2017-01-15 18:00 | 0 | 0 | 0 | 0 | 0 | 0 | 0 | 0 | 0 | 0 | 0 | 0 | 0 | 0 | 0 | 0 | 0 | 355 | 18 | 12 | 2016-12-15 18:00 | WEEKDAY | 28.9011 | 17.14 | 0 | 0 | 0 | 0 | 2574.8065 | 0 | 0 | NA | 85.83%
| 19 | 1 | 2017-01-15 19:00 | 0 | 0 | 0 | 0 | 0 | 0 | 0 | 0 | 0 | 0 | 0 | 0 | 0 | 0 | 0 | 0 | 0 | 356 | 19 | 12 | 2016-12-15 19:00 | WEEKDAY | 25.2436 | 17.14 | 0 | 0 | 0 | 0 | 2574.8065 | 0 | 0 | NA | 85.83%
| 20 | 1 | 2017-01-15 20:00 | 0 | 0 | 0 | 0 | 0 | 0 | 0 | 0 | 0 | 0 | 0 | 0 | 0 | 0 | 0 | 0 | 0 | 357 | 20 | 12 | 2016-12-15 20:00 | WEEKDAY | 24.6395 | 18.26 | 0 | 0 | 0 | 0 | 2574.8065 | 2472 | 200 | YES | 85.83%
| 21 | 1 | 2017-01-15 21:00 | 0 | 0 | 0 | 0 | 0 | 0 | 0 | 0 | 0 | 0 | 0 | 0 | 0 | 0 | 0 | 0 | 0 | 358 | 21 | 12 | 2016-12-15 21:00 | WEEKDAY | 31.615 | 18.26 | 0 | 0 | 0 | 0 | 2574.8065 | 2472 | 200 | YES | 85.83%
| 22 | 1 | 2017-01-15 22:00 | 0 | 0 | 0 | 0 | 0 | 0 | 0 | 0 | 0 | 0 | 0 | 0 | 0 | 0 | 0 | 0 | 0 | 359 | 22 | 12 | 2016-12-15 22:00 | WEEKDAY | 22.8191 | 18.26 | 0 | 0 | 0 | 0 | 2574.8065 | 2472 | 200 | YES | 85.83%
| 23 | 1 | 2017-01-15 23:00 | 0 | 0 | 0 | 0 | 0 | 0 | 0 | 0 | 0 | 0 | 0 | 0 | 0 | 0 | 0 | 0 | 0 | 360 | 23 | 12 | 2016-12-15 23:00 | WEEKDAY | 21.4274 | 2.52 | 0 | 0 | 0 | 0 | 2574.8065 | 0 | 0 | NA | 85.83%
| 0 | 1 | 2017-01-16 | 0 | 0 | 0 | 0 | 0 | 0 | 0 | 0 | 0 | 0 | 0 | 0 | 0 | 0 | 0 | 0 | 0 | 361 | 0 | 12 | 2016-12-16 | WEEKDAY | 20.172 | 2.52 | 0 | 0 | 0 | 0 | 2574.8065 | 0 | 0 | NA | 85.83%
| 1 | 1 | 2017-01-16 01:00 | 0 | 0 | 0 | 0 | 0 | 0 | 0 | 0 | 0 | 0 | 0 | 0 | 0 | 0 | 0 | 0 | 0 | 362 | 1 | 12 | 2016-12-16 01:00 | WEEKDAY | 19.0948 | 2.52 | 0 | 0 | 0 | 0 | 2574.8065 | 0 | 0 | NA | 85.83%
| 2 | 1 | 2017-01-16 02:00 | 0 | 0 | 0 | 0 | 0 | 0 | 0 | 0 | 0 | 0 | 0 | 0 | 0 | 0 | 0 | 0 | 0 | 363 | 2 | 12 | 2016-12-16 02:00 | WEEKDAY | 16.9237 | 2.52 | 0 | 0 | 0 | 0 | 2574.8065 | 0 | 0 | NA | 85.83%
| 3 | 1 | 2017-01-16 03:00 | 0 | 0 | 0 | 0 | 0 | 0 | 0 | 0 | 0 | 0 | 0 | 0 | 0 | 0 | 0 | 0 | 0 | 364 | 3 | 12 | 2016-12-16 03:00 | WEEKDAY | 19.4316 | 2.52 | 0 | 0 | 0 | 0 | 2574.8065 | 0 | 0 | NA | 85.83%
| 4 | 1 | 2017-01-16 04:00 | 0 | 0 | 0 | 0 | 0 | 0 | 0 | 0 | 0 | 0 | 0 | 0 | 0 | 0 | 0 | 0 | 0 | 365 | 4 | 12 | 2016-12-16 04:00 | WEEKDAY | 19.8909 | 2.52 | 0 | 0 | 0 | 0 | 2574.8065 | 0 | 0 | NA | 85.83%
| 5 | 1 | 2017-01-16 05:00 | 0 | 0 | 0 | 0 | 0 | 0 | 0 | 0 | 0 | 0 | 0 | 0 | 0 | 0 | 0 | 0 | 0 | 366 | 5 | 12 | 2016-12-16 05:00 | WEEKDAY | 21.9757 | 2.52 | 0 | 0 | 0 | 0 | 2574.8065 | 0 | 0 | NA | 85.83%
| 6 | 1 | 2017-01-16 06:00 | 0 | 0 | 0 | 0 | 0 | 0 | 0 | 0 | 0 | 0 | 0 | 0 | 0 | 0 | 0 | 0 | 0 | 367 | 6 | 12 | 2016-12-16 06:00 | WEEKDAY | 59.2078 | 17.63 | 0 | 0 | 0 | 0 | 2574.8065 | 2472 | 200 | YES | 85.83%
| 7 | 1 | 2017-01-16 07:00 | 0 | 0 | 0 | 0 | 33.4721 | 0 | 0 | 26.4546 | 0 | 0 | 0 | 0.47778 | 0 | 0 | 0 | 33.4721 | 0 | 368 | 7 | 12 | 2016-12-16 07:00 | WEEKDAY | 47.7593 | 17.63 | 0 | 0 | 0 | 0 | 2574.8065 | 2472 | 200 | YES | 85.83%
| 8 | 1 | 2017-01-16 08:00 | 97.0659 | 50.968 | 29.5775 | 32.7235 | 495.899 | 25.7414 | 316.358 | 817.7379 | 662.703 | 12.8707 | 80.0006 | 48.7596 | 20.2022 | 86.9659 | 97.0659 | 495.899 | 97.0659 | 369 | 8 | 12 | 2016-12-16 08:00 | WEEKDAY | 54.1586 | 17.63 | 329.357 | 0 | 0 | 0 | 2574.8065 | 2472 | 200 | YES | 85.83%
| 9 | 1 | 2017-01-16 09:00 | 157.4335 | 98.0081 | 96.725 | 67.543 | 1010.2345 | 49.499 | 741.972 | 1508.0315 | 976.3244 | 24.7495 | 325.6303 | 21.3354 | 82.2299 | 314.89 | 157.4335 | 1010.2345 | 157.4335 | 370 | 9 | 12 | 2016-12-16 09:00 | WEEKDAY | 51.1635 | 6.32 | 772.474 | 749.2998 | 241 | 990.2998 | 2904.1635 | 0 | 0 | NA | 96.81%
| 10 | 1 | 2017-01-16 10:00 | 92.0142 | 138.739 | 128.2234 | 99.0161 | 577.7167 | 70.0702 | 796.232 | 1496.6209 | 990 | 35.0351 | 601.7331 | 55.1932 | 151.9528 | 304.3075 | 92.0142 | 577.7167 | 92.0142 | 371 | 10 | 12 | 2016-12-16 10:00 | WEEKDAY | 54.1892 | 6.32 | 829.529 | 804.6431 | 185 | 989.6431 | 2655.7099 | 0 | 0 | NA | 88.52%
| 11 | 1 | 2017-01-16 11:00 | 186.4694 | 202.6474 | 177.0565 | 192.7213 | 1091.4499 | 102.3472 | 749.319 | 1386.6468 | 963.5815 | 51.1736 | 643.4986 | 120.6015 | 162.4997 | 220.4755 | 186.4694 | 1091.4499 | 186.4694 | 372 | 11 | 12 | 2016-12-16 11:00 | WEEKDAY | 42.4289 | 6.32 | 780.077 | 756.6747 | 233 | 989.6747 | 2464.9882 | 0 | 0 | NA | 82.17%
| 12 | 1 | 2017-01-16 12:00 | 161.2695 | 266.1303 | 220.6889 | 217.0159 | 854.2917 | 134.4092 | 692.667 | 1220.8043 | 910.2771 | 67.2046 | 587.2591 | 72.8923 | 148.2978 | 364.3229 | 161.2695 | 854.2917 | 161.2695 | 373 | 12 | 12 | 2016-12-16 12:00 | WEEKDAY | 35.4924 | 6.32 | 720.536 | 0 | 0 | 0 | 2224.7821 | 0 | 0 | NA | 74.16%
| 13 | 1 | 2017-01-16 13:00 | 100.2089 | 239.3337 | 343.3371 | 203.794 | 506.5786 | 120.8756 | 679.806 | 1317.3269 | 898.318 | 60.4378 | 436.8688 | 85.735 | 110.3204 | 458.693 | 100.2089 | 506.5786 | 100.2089 | 374 | 13 | 12 | 2016-12-16 13:00 | WEEKDAY | 23.49 | 6.32 | 707.03 | 685.8191 | 0 | 685.8191 | 2945.3181 | 0 | 0 | NA | 98.18%
| 14 | 1 | 2017-01-16 14:00 | 183.6146 | 186.826 | 311.1035 | 163.2512 | 531.9241 | 94.3566 | 719.733 | 1396.5312 | 928.9147 | 47.1783 | 365.3992 | 81.1182 | 92.2725 | 288.6897 | 183.6146 | 531.9241 | 183.6146 | 375 | 14 | 12 | 2016-12-16 14:00 | WEEKDAY | 21.6668 | 2.07 | 748.919 | 726.4514 | 0 | 726.4514 | 2945.3181 | 0 | 0 | NA | 98.18%
| 15 | 1 | 2017-01-16 15:00 | 159.3244 | 180.3525 | 231.491 | 120.2528 | 368.035 | 91.0871 | 764.524 | 1250.0615 | 990.1956 | 45.5436 | 376.7232 | 109.2578 | 95.1321 | 245.2836 | 159.3244 | 368.035 | 159.3244 | 376 | 15 | 12 | 2016-12-16 15:00 | WEEKDAY | 21.6083 | 2.07 | 796.02 | 772.1394 | 0 | 772.1394 | 2945.3181 | 0 | 0 | NA | 98.18%
| 16 | 1 | 2017-01-16 16:00 | 12.127 | 91.9531 | 179.2718 | 168.5897 | 197.7886 | 46.4409 | 748.966 | 1084.3774 | 989.5843 | 23.2205 | 167.5259 | 147.9947 | 42.3045 | 114.0132 | 12.127 | 197.7886 | 12.127 | 377 | 16 | 12 | 2016-12-16 16:00 | WEEKDAY | 21.9061 | 2.07 | 779.684 | 756.2935 | 0 | 756.2935 | 2945.3181 | 0 | 0 | NA | 98.18%
| 17 | 1 | 2017-01-16 17:00 | 0 | 87.4767 | 51.2275 | 11.6695 | 87.0381 | 44.1802 | 512.634 | 100.7305 | 856.7583 | 22.0901 | 48.6323 | 24.8767 | 12.2809 | 12.5429 | 0 | 87.0381 | 0 | 378 | 17 | 12 | 2016-12-16 17:00 | WEEKDAY | 61.3511 | 17.14 | 532.521 | 516.5454 | 0 | 516.5454 | 2945.3181 | 0 | 0 | NA | 98.18%
| 18 | 1 | 2017-01-16 18:00 | 0 | 0 | 0 | 0 | 0 | 0 | 0 | 0 | 0 | 0 | 0 | 0 | 0 | 0 | 0 | 0 | 0 | 379 | 18 | 12 | 2016-12-16 18:00 | WEEKDAY | 23.0724 | 17.14 | 0 | 0 | 0 | 0 | 2945.3181 | 0 | 0 | NA | 98.18%
| 19 | 1 | 2017-01-16 19:00 | 0 | 0 | 0 | 0 | 0 | 0 | 0 | 0 | 0 | 0 | 0 | 0 | 0 | 0 | 0 | 0 | 0 | 380 | 19 | 12 | 2016-12-16 19:00 | WEEKDAY | 22.1956 | 17.14 | 0 | 0 | 0 | 0 | 2945.3181 | 0 | 0 | NA | 98.18%
| 20 | 1 | 2017-01-16 20:00 | 0 | 0 | 0 | 0 | 0 | 0 | 0 | 0 | 0 | 0 | 0 | 0 | 0 | 0 | 0 | 0 | 0 | 381 | 20 | 12 | 2016-12-16 20:00 | WEEKDAY | 21.3912 | 18.26 | 0 | 0 | 0 | 0 | 2945.3181 | 2472 | 200 | YES | 98.18%
| 21 | 1 | 2017-01-16 21:00 | 0 | 0 | 0 | 0 | 0 | 0 | 0 | 0 | 0 | 0 | 0 | 0 | 0 | 0 | 0 | 0 | 0 | 382 | 21 | 12 | 2016-12-16 21:00 | WEEKDAY | 18.0566 | 18.26 | 0 | 0 | 0 | 0 | 2945.3181 | 2472 | 200 | YES | 98.18%
| 22 | 1 | 2017-01-16 22:00 | 0 | 0 | 0 | 0 | 0 | 0 | 0 | 0 | 0 | 0 | 0 | 0 | 0 | 0 | 0 | 0 | 0 | 383 | 22 | 12 | 2016-12-16 22:00 | WEEKDAY | 14.8194 | 18.26 | 0 | 0 | -55 | -55 | 2945.3181 | 2472 | 200 | YES | 98.18%
| 23 | 1 | 2017-01-16 23:00 | 0 | 0 | 0 | 0 | 0 | 0 | 0 | 0 | 0 | 0 | 0 | 0 | 0 | 0 | 0 | 0 | 0 | 384 | 23 | 12 | 2016-12-16 23:00 | WEEKDAY | 7.0645 | 2.52 | 0 | 0 | 0 | 0 | 2998.6681 | 0 | 0 | NA | 99.96%
| 0 | 1 | 2017-01-17 | 0 | 0 | 0 | 0 | 0 | 0 | 0 | 0 | 0 | 0 | 0 | 0 | 0 | 0 | 0 | 0 | 0 | 385 | 0 | 12 | 2016-12-17 | WEEKEND | 3.2316 | 2.52 | 0 | 0 | 0 | 0 | 2998.6681 | 0 | 0 | NA | 99.96%
| 1 | 1 | 2017-01-17 01:00 | 0 | 0 | 0 | 0 | 0 | 0 | 0 | 0 | 0 | 0 | 0 | 0 | 0 | 0 | 0 | 0 | 0 | 386 | 1 | 12 | 2016-12-17 01:00 | WEEKEND | 3.6213 | 2.52 | 0 | 0 | 0 | 0 | 2998.6681 | 0 | 0 | NA | 99.96%
| 2 | 1 | 2017-01-17 02:00 | 0 | 0 | 0 | 0 | 0 | 0 | 0 | 0 | 0 | 0 | 0 | 0 | 0 | 0 | 0 | 0 | 0 | 387 | 2 | 12 | 2016-12-17 02:00 | WEEKEND | -0.37577 | 2.52 | 0 | 0 | 0 | 0 | 2998.6681 | 0 | 0 | NA | 99.96%
| 3 | 1 | 2017-01-17 03:00 | 0 | 0 | 0 | 0 | 0 | 0 | 0 | 0 | 0 | 0 | 0 | 0 | 0 | 0 | 0 | 0 | 0 | 388 | 3 | 12 | 2016-12-17 03:00 | WEEKEND | -0.42309 | 2.52 | 0 | 0 | 0 | 0 | 2998.6681 | 0 | 0 | NA | 99.96%
| 4 | 1 | 2017-01-17 04:00 | 0 | 0 | 0 | 0 | 0 | 0 | 0 | 0 | 0 | 0 | 0 | 0 | 0 | 0 | 0 | 0 | 0 | 389 | 4 | 12 | 2016-12-17 04:00 | WEEKEND | -0.56505 | 2.52 | 0 | 0 | 0 | 0 | 2998.6681 | 0 | 0 | NA | 99.96%
| 5 | 1 | 2017-01-17 05:00 | 0 | 0 | 0 | 0 | 0 | 0 | 0 | 0 | 0 | 0 | 0 | 0 | 0 | 0 | 0 | 0 | 0 | 390 | 5 | 12 | 2016-12-17 05:00 | WEEKEND | 2.1377 | 2.52 | 0 | 0 | 0 | 0 | 2998.6681 | 0 | 0 | NA | 99.96%
| 6 | 1 | 2017-01-17 06:00 | 0 | 0 | 0 | 0 | 0 | 0 | 0 | 0 | 0 | 0 | 0 | 0 | 0 | 0 | 0 | 0 | 0 | 391 | 6 | 12 | 2016-12-17 06:00 | WEEKEND | 9.6699 | 2.52 | 0 | 0 | 0 | 0 | 2998.6681 | 0 | 0 | NA | 99.96%
| 7 | 1 | 2017-01-17 07:00 | 0 | 0 | 0 | 12.0037 | 16.456 | 0 | 0 | 7.3788 | 0 | 0 | 2.4993 | 1.0247 | 0.63113 | 9.0504 | 0 | 16.456 | 0 | 392 | 7 | 12 | 2016-12-17 07:00 | WEEKEND | 16.8012 | 2.52 | 0 | 0 | 0 | 0 | 2998.6681 | 0 | 0 | NA | 99.96%
| 8 | 1 | 2017-01-17 08:00 | 39.7305 | 51.4603 | 29.0975 | 201.1946 | 154.3635 | 25.99 | 317.932 | 401.8882 | 648.2355 | 12.995 | 229.6975 | 77.9359 | 58.0044 | 388.0045 | 39.7305 | 154.3635 | 39.7305 | 393 | 8 | 12 | 2016-12-17 08:00 | WEEKEND | 20.0412 | 2.52 | 330.978 | 321.0487 | 0 | 321.0487 | 2998.6681 | 0 | 0 | NA | 99.96%
| 9 | 1 | 2017-01-17 09:00 | 60.8007 | 158.1887 | 101.5623 | 697.2462 | 438.3128 | 79.8933 | 759.013 | 1073.2475 | 952.314 | 39.9466 | 547.2403 | 187.1502 | 138.192 | 759.2467 | 60.8007 | 438.3128 | 60.8007 | 394 | 9 | 12 | 2016-12-17 09:00 | WEEKEND | 21.5499 | 2.52 | 790.531 | 766.8151 | 0 | 766.8151 | 2998.6681 | 0 | 0 | NA | 99.96%
| 10 | 1 | 2017-01-17 10:00 | 88.1488 | 140.0793 | 140.9285 | 789.262 | 505.6355 | 70.7471 | 817.517 | 1067.8672 | 990 | 35.3736 | 752.0156 | 197.5237 | 189.9029 | 787.5337 | 88.1488 | 505.6355 | 88.1488 | 395 | 10 | 12 | 2016-12-17 10:00 | WEEKEND | 22.3738 | 2.52 | 852.104 | 826.5409 | 0 | 826.5409 | 2998.6681 | 0 | 0 | NA | 99.96%
| 11 | 1 | 2017-01-17 11:00 | 107.9704 | 217.916 | 173.0002 | 745.4536 | 671.918 | 110.0586 | 770.736 | 1317.4621 | 951.407 | 55.0293 | 634.9117 | 187.0176 | 160.3312 | 733.1285 | 107.9704 | 671.918 | 107.9704 | 396 | 11 | 12 | 2016-12-17 11:00 | WEEKEND | 21.9618 | 2.52 | 802.727 | 778.6452 | 0 | 778.6452 | 2998.6681 | 0 | 0 | NA | 99.96%
| 12 | 1 | 2017-01-17 12:00 | 104.6944 | 254.6222 | 204.8072 | 719.6517 | 703.6671 | 128.597 | 625.617 | 1218.6518 | 906.6454 | 64.2985 | 590.5725 | 179.9193 | 149.1345 | 701.2956 | 104.6944 | 703.6671 | 104.6944 | 397 | 12 | 12 | 2016-12-17 12:00 | WEEKEND | 21.0238 | 2.52 | 650.383 | 630.8715 | 0 | 630.8715 | 2998.6681 | 0 | 0 | NA | 99.96%
| 13 | 1 | 2017-01-17 13:00 | 110.3118 | 282.8179 | 200.6879 | 718.1692 | 755.9969 | 142.8373 | 698.669 | 478.9978 | 989.8579 | 71.4187 | 639.5626 | 180.3718 | 161.5057 | 708.9402 | 110.3118 | 755.9969 | 110.3118 | 398 | 13 | 12 | 2016-12-17 13:00 | WEEKEND | 16.1916 | 2.52 | 726.905 | 705.0978 | 0 | 705.0978 | 2998.6681 | 0 | 0 | NA | 99.96%
| 14 | 1 | 2017-01-17 14:00 | 87.4273 | 311.5427 | 165.9172 | 680.3935 | 637.2715 | 157.3448 | 740.824 | 383.4977 | 928.6043 | 78.6724 | 661.5373 | 190.3257 | 167.0549 | 758.4586 | 87.4273 | 637.2715 | 87.4273 | 399 | 14 | 12 | 2016-12-17 14:00 | WEEKEND | 9.5474 | 2.52 | 771.193 | 748.0572 | 0 | 748.0572 | 2998.6681 | 0 | 0 | NA | 99.96%
| 15 | 1 | 2017-01-17 15:00 | 59.7238 | 255.5429 | 250.5272 | 704.8397 | 511.7725 | 129.0621 | 784.77 | 206.4002 | 984.1814 | 64.531 | 324.2851 | 194.9857 | 81.8902 | 761.8072 | 59.7238 | 511.7725 | 59.7238 | 400 | 15 | 12 | 2016-12-17 15:00 | WEEKEND | 11.8299 | 2.52 | 817.43 | 792.9071 | 0 | 792.9071 | 2998.6681 | 0 | 0 | NA | 99.96%
| 16 | 1 | 2017-01-17 16:00 | 17.187 | 164.2776 | 164.8294 | 209.4196 | 273.5372 | 82.9685 | 774.3 | 135.853 | 990 | 41.4843 | 405.3411 | 169.6697 | 102.3589 | 580.7674 | 17.187 | 273.5372 | 17.187 | 401 | 16 | 12 | 2016-12-17 16:00 | WEEKEND | 0.75433 | 2.52 | 806.442 | 782.2487 | 0 | 782.2487 | 2998.6681 | 0 | 0 | NA | 99.96%
| 17 | 1 | 2017-01-17 17:00 | 0 | 160.0932 | 55.0138 | 50.261 | 78.8005 | 80.8551 | 538.931 | 39.4204 | 990.4905 | 40.4276 | 56.3349 | 30.0169 | 14.226 | 67.3803 | 0 | 78.8005 | 0 | 402 | 17 | 12 | 2016-12-17 17:00 | WEEKEND | 21.0767 | 2.52 | 559.966 | 543.167 | 0 | 543.167 | 2998.6681 | 0 | 0 | NA | 99.96%
| 18 | 1 | 2017-01-17 18:00 | 0 | 0 | 0 | 0 | 0 | 0 | 0 | 0 | 0 | 0 | 0 | 0 | 0 | 0 | 0 | 0 | 0 | 403 | 18 | 12 | 2016-12-17 18:00 | WEEKEND | 26.0619 | 2.52 | 0 | 0 | 0 | 0 | 2998.6681 | 0 | 0 | NA | 99.96%
| 19 | 1 | 2017-01-17 19:00 | 0 | 0 | 0 | 0 | 0 | 0 | 0 | 0 | 0 | 0 | 0 | 0 | 0 | 0 | 0 | 0 | 0 | 404 | 19 | 12 | 2016-12-17 19:00 | WEEKEND | 23.1198 | 2.52 | 0 | 0 | 0 | 0 | 2998.6681 | 0 | 0 | NA | 99.96%
| 20 | 1 | 2017-01-17 20:00 | 0 | 0 | 0 | 0 | 0 | 0 | 0 | 0 | 0 | 0 | 0 | 0 | 0 | 0 | 0 | 0 | 0 | 405 | 20 | 12 | 2016-12-17 20:00 | WEEKEND | 22.1817 | 2.52 | 0 | 0 | 0 | 0 | 2998.6681 | 0 | 0 | NA | 99.96%
| 21 | 1 | 2017-01-17 21:00 | 0 | 0 | 0 | 0 | 0 | 0 | 0 | 0 | 0 | 0 | 0 | 0 | 0 | 0 | 0 | 0 | 0 | 406 | 21 | 12 | 2016-12-17 21:00 | WEEKEND | 22.2931 | 2.52 | 0 | 0 | 0 | 0 | 2998.6681 | 0 | 0 | NA | 99.96%
| 22 | 1 | 2017-01-17 22:00 | 0 | 0 | 0 | 0 | 0 | 0 | 0 | 0 | 0 | 0 | 0 | 0 | 0 | 0 | 0 | 0 | 0 | 407 | 22 | 12 | 2016-12-17 22:00 | WEEKEND | 21.3467 | 2.52 | 0 | 0 | 0 | 0 | 2998.6681 | 0 | 0 | NA | 99.96%
| 23 | 1 | 2017-01-17 23:00 | 0 | 0 | 0 | 0 | 0 | 0 | 0 | 0 | 0 | 0 | 0 | 0 | 0 | 0 | 0 | 0 | 0 | 408 | 23 | 12 | 2016-12-17 23:00 | WEEKEND | 21.0488 | 2.52 | 0 | 0 | 0 | 0 | 2998.6681 | 0 | 0 | NA | 99.96%
| 0 | 1 | 2017-01-18 | 0 | 0 | 0 | 0 | 0 | 0 | 0 | 0 | 0 | 0 | 0 | 0 | 0 | 0 | 0 | 0 | 0 | 409 | 0 | 12 | 2016-12-18 | WEEKEND | 21.5916 | 2.52 | 0 | 0 | 0 | 0 | 2998.6681 | 0 | 0 | NA | 99.96%
| 1 | 1 | 2017-01-18 01:00 | 0 | 0 | 0 | 0 | 0 | 0 | 0 | 0 | 0 | 0 | 0 | 0 | 0 | 0 | 0 | 0 | 0 | 410 | 1 | 12 | 2016-12-18 01:00 | WEEKEND | 22.1706 | 2.52 | 0 | 0 | 0 | 0 | 2998.6681 | 0 | 0 | NA | 99.96%
| 2 | 1 | 2017-01-18 02:00 | 0 | 0 | 0 | 0 | 0 | 0 | 0 | 0 | 0 | 0 | 0 | 0 | 0 | 0 | 0 | 0 | 0 | 411 | 2 | 12 | 2016-12-18 02:00 | WEEKEND | 22.6688 | 2.52 | 0 | 0 | 0 | 0 | 2998.6681 | 0 | 0 | NA | 99.96%
| 3 | 1 | 2017-01-18 03:00 | 0 | 0 | 0 | 0 | 0 | 0 | 0 | 0 | 0 | 0 | 0 | 0 | 0 | 0 | 0 | 0 | 0 | 412 | 3 | 12 | 2016-12-18 03:00 | WEEKEND | 24.9736 | 2.52 | 0 | 0 | 0 | 0 | 2998.6681 | 0 | 0 | NA | 99.96%
| 4 | 1 | 2017-01-18 04:00 | 0 | 0 | 0 | 0 | 0 | 0 | 0 | 0 | 0 | 0 | 0 | 0 | 0 | 0 | 0 | 0 | 0 | 413 | 4 | 12 | 2016-12-18 04:00 | WEEKEND | 26.073 | 2.52 | 0 | 0 | 0 | 0 | 2998.6681 | 0 | 0 | NA | 99.96%
| 5 | 1 | 2017-01-18 05:00 | 0 | 0 | 0 | 0 | 0 | 0 | 0 | 0 | 0 | 0 | 0 | 0 | 0 | 0 | 0 | 0 | 0 | 414 | 5 | 12 | 2016-12-18 05:00 | WEEKEND | 29.1182 | 2.52 | 0 | 0 | 0 | 0 | 2998.6681 | 0 | 0 | NA | 99.96%
| 6 | 1 | 2017-01-18 06:00 | 0 | 0 | 0 | 0 | 0 | 0 | 0 | 0 | 0 | 0 | 0 | 0 | 0 | 0 | 0 | 0 | 0 | 415 | 6 | 12 | 2016-12-18 06:00 | WEEKEND | 31.6345 | 2.52 | 0 | 0 | 0 | 0 | 2998.6681 | 0 | 0 | NA | 99.96%
| 7 | 1 | 2017-01-18 07:00 | 0 | 0 | 0 | 12.622 | 28.4947 | 0 | 0 | 9.3638 | 0 | 0 | 6.9949 | 0.88633 | 1.7664 | 10.1361 | 0 | 28.4947 | 0 | 416 | 7 | 12 | 2016-12-18 07:00 | WEEKEND | 31.6178 | 2.52 | 0 | 0 | 0 | 0 | 2998.6681 | 0 | 0 | NA | 99.96%
| 8 | 1 | 2017-01-18 08:00 | 354.6235 | 734.1297 | 77.8077 | 410.5557 | 224.3847 | 370.7726 | 323.636 | 126.6489 | 643.6396 | 185.3863 | 151.3872 | 67.961 | 38.2291 | 400.863 | 354.6235 | 224.3847 | 354.6235 | 417 | 8 | 12 | 2016-12-18 08:00 | WEEKEND | 33.1069 | 2.52 | 336.844 | 326.7387 | 0 | 326.7387 | 2998.6681 | 0 | 0 | NA | 99.96%
| 9 | 1 | 2017-01-18 09:00 | 160.8389 | 302.2807 | 257.5887 | 778.7706 | 387.0157 | 152.667 | 744.174 | 265.7044 | 911.7893 | 76.3335 | 572.5346 | 172.7831 | 144.5795 | 770.1601 | 160.8389 | 387.0157 | 160.8389 | 418 | 9 | 12 | 2016-12-18 09:00 | WEEKEND | 32.0798 | 2.52 | 774.844 | 751.5987 | 0 | 751.5987 | 2998.6681 | 0 | 0 | NA | 99.96%
| 10 | 1 | 2017-01-18 10:00 | 158.707 | 264.9839 | 245.7406 | 811.1959 | 295.8838 | 133.8303 | 569.337 | 583.1704 | 957.4172 | 66.9151 | 709.5744 | 188.0725 | 179.1855 | 804.1586 | 158.707 | 295.8838 | 158.707 | 419 | 10 | 12 | 2016-12-18 10:00 | WEEKEND | 29.558 | 2.52 | 591.597 | 573.8491 | 0 | 573.8491 | 2998.6681 | 0 | 0 | NA | 99.96%
| 11 | 1 | 2017-01-18 11:00 | 255.2101 | 205.7538 | 453.5483 | 770.9165 | 397.2329 | 103.916 | 582.751 | 850.1264 | 909.4507 | 51.958 | 732.29 | 179.1794 | 184.9217 | 751.8144 | 255.2101 | 397.2329 | 255.2101 | 420 | 11 | 12 | 2016-12-18 11:00 | WEEKEND | 28.5698 | 2.52 | 605.534 | 587.368 | 0 | 587.368 | 2998.6681 | 0 | 0 | NA | 99.96%
| 12 | 1 | 2017-01-18 12:00 | 642.9144 | 242.4875 | 681.188 | 741.607 | 449.7838 | 122.4684 | 585.722 | 976.0748 | 864.5862 | 61.2342 | 684.4951 | 171.6506 | 172.8523 | 714.7495 | 642.9144 | 449.7838 | 642.9144 | 421 | 12 | 12 | 2016-12-18 12:00 | WEEKEND | 27.4175 | 2.52 | 608.516 | 590.2605 | 0 | 590.2605 | 2998.6681 | 0 | 0 | NA | 99.96%
| 13 | 1 | 2017-01-18 13:00 | 712.9184 | 230.3411 | 553.5607 | 756.5571 | 399.906 | 116.3339 | 675.549 | 809.5756 | 863.7055 | 58.1669 | 681.6851 | 171.6722 | 172.1427 | 733.6472 | 712.9184 | 399.906 | 712.9184 | 422 | 13 | 12 | 2016-12-18 13:00 | WEEKEND | 26.2484 | 2.52 | 702.553 | 681.4764 | 0 | 681.4764 | 2998.6681 | 0 | 0 | NA | 99.96%
| 14 | 1 | 2017-01-18 14:00 | 760.5533 | 871.6966 | 612.3403 | 796.5061 | 579.6826 | 440.2508 | 716.607 | 1295.6828 | 894.7746 | 220.1254 | 528.7361 | 180.3724 | 133.5192 | 763.4696 | 760.5533 | 579.6826 | 760.5533 | 423 | 14 | 12 | 2016-12-18 14:00 | WEEKEND | 24.8511 | 2.52 | 745.629 | 723.2601 | 0 | 723.2601 | 2998.6681 | 0 | 0 | NA | 99.96%
| 15 | 1 | 2017-01-18 15:00 | 684.6565 | 183.0248 | 689.3243 | 602.0487 | 497.1454 | 92.4368 | 766.269 | 449.9356 | 939.4954 | 46.2184 | 754.5651 | 182.392 | 190.5468 | 768.4661 | 684.6565 | 497.1454 | 684.6565 | 424 | 15 | 12 | 2016-12-18 15:00 | WEEKEND | 25.0682 | 2.52 | 797.857 | 773.9213 | 0 | 773.9213 | 2998.6681 | 0 | 0 | NA | 99.96%
| 16 | 1 | 2017-01-18 16:00 | 178.8609 | 127.0239 | 112.9345 | 587.4276 | 286.5727 | 64.1535 | 772.135 | 435.8406 | 819.1357 | 32.0767 | 555.0129 | 150.0383 | 140.1548 | 583.8878 | 178.8609 | 286.5727 | 178.8609 | 425 | 16 | 12 | 2016-12-18 16:00 | WEEKEND | 26.1064 | 2.52 | 804.157 | 780.0323 | 0 | 780.0323 | 2998.6681 | 0 | 0 | NA | 99.96%
| 17 | 1 | 2017-01-18 17:00 | 0 | 73.1314 | 48.4418 | 65.0118 | 98.7637 | 36.9351 | 615.116 | 54.5363 | 481.2422 | 18.4675 | 139.0466 | 25.4251 | 35.1128 | 68.8712 | 0 | 98.7637 | 0 | 426 | 17 | 12 | 2016-12-18 17:00 | WEEKEND | 28.9039 | 2.52 | 639.455 | 620.2713 | 0 | 620.2713 | 2998.6681 | 0 | 0 | NA | 99.96%
| 18 | 1 | 2017-01-18 18:00 | 0 | 0 | 0 | 0 | 0 | 0 | 0 | 0 | 0 | 0 | 0 | 0 | 0 | 0 | 0 | 0 | 0 | 427 | 18 | 12 | 2016-12-18 18:00 | WEEKEND | 31.3895 | 2.52 | 0 | 0 | 0 | 0 | 2998.6681 | 0 | 0 | NA | 99.96%
| 19 | 1 | 2017-01-18 19:00 | 0 | 0 | 0 | 0 | 0 | 0 | 0 | 0 | 0 | 0 | 0 | 0 | 0 | 0 | 0 | 0 | 0 | 428 | 19 | 12 | 2016-12-18 19:00 | WEEKEND | 30.7716 | 2.52 | 0 | 0 | 0 | 0 | 2998.6681 | 0 | 0 | NA | 99.96%
| 20 | 1 | 2017-01-18 20:00 | 0 | 0 | 0 | 0 | 0 | 0 | 0 | 0 | 0 | 0 | 0 | 0 | 0 | 0 | 0 | 0 | 0 | 429 | 20 | 12 | 2016-12-18 20:00 | WEEKEND | 30.7855 | 2.52 | 0 | 0 | 0 | 0 | 2998.6681 | 0 | 0 | NA | 99.96%
| 21 | 1 | 2017-01-18 21:00 | 0 | 0 | 0 | 0 | 0 | 0 | 0 | 0 | 0 | 0 | 0 | 0 | 0 | 0 | 0 | 0 | 0 | 430 | 21 | 12 | 2016-12-18 21:00 | WEEKEND | 30.226 | 2.52 | 0 | 0 | 0 | 0 | 2998.6681 | 0 | 0 | NA | 99.96%
| 22 | 1 | 2017-01-18 22:00 | 0 | 0 | 0 | 0 | 0 | 0 | 0 | 0 | 0 | 0 | 0 | 0 | 0 | 0 | 0 | 0 | 0 | 431 | 22 | 12 | 2016-12-18 22:00 | WEEKEND | 28.8454 | 2.52 | 0 | 0 | 0 | 0 | 2998.6681 | 0 | 0 | NA | 99.96%
| 23 | 1 | 2017-01-18 23:00 | 0 | 0 | 0 | 0 | 0 | 0 | 0 | 0 | 0 | 0 | 0 | 0 | 0 | 0 | 0 | 0 | 0 | 432 | 23 | 12 | 2016-12-18 23:00 | WEEKEND | 27.5678 | 2.52 | 0 | 0 | 0 | 0 | 2998.6681 | 0 | 0 | NA | 99.96%
| 0 | 1 | 2017-01-19 | 0 | 0 | 0 | 0 | 0 | 0 | 0 | 0 | 0 | 0 | 0 | 0 | 0 | 0 | 0 | 0 | 0 | 433 | 0 | 12 | 2016-12-19 | WEEKDAY | 26.6019 | 2.52 | 0 | 0 | 0 | 0 | 2998.6681 | 0 | 0 | NA | 99.96%
| 1 | 1 | 2017-01-19 01:00 | 0 | 0 | 0 | 0 | 0 | 0 | 0 | 0 | 0 | 0 | 0 | 0 | 0 | 0 | 0 | 0 | 0 | 434 | 1 | 12 | 2016-12-19 01:00 | WEEKDAY | 26.3876 | 2.52 | 0 | 0 | 0 | 0 | 2998.6681 | 0 | 0 | NA | 99.96%
| 2 | 1 | 2017-01-19 02:00 | 0 | 0 | 0 | 0 | 0 | 0 | 0 | 0 | 0 | 0 | 0 | 0 | 0 | 0 | 0 | 0 | 0 | 435 | 2 | 12 | 2016-12-19 02:00 | WEEKDAY | 26.9749 | 2.52 | 0 | 0 | 0 | 0 | 2998.6681 | 0 | 0 | NA | 99.96%
| 3 | 1 | 2017-01-19 03:00 | 0 | 0 | 0 | 0 | 0 | 0 | 0 | 0 | 0 | 0 | 0 | 0 | 0 | 0 | 0 | 0 | 0 | 436 | 3 | 12 | 2016-12-19 03:00 | WEEKDAY | 27.128 | 2.52 | 0 | 0 | 0 | 0 | 2998.6681 | 0 | 0 | NA | 99.96%
| 4 | 1 | 2017-01-19 04:00 | 0 | 0 | 0 | 0 | 0 | 0 | 0 | 0 | 0 | 0 | 0 | 0 | 0 | 0 | 0 | 0 | 0 | 437 | 4 | 12 | 2016-12-19 04:00 | WEEKDAY | 27.7264 | 2.52 | 0 | 0 | 0 | 0 | 2998.6681 | 0 | 0 | NA | 99.96%
| 5 | 1 | 2017-01-19 05:00 | 0 | 0 | 0 | 0 | 0 | 0 | 0 | 0 | 0 | 0 | 0 | 0 | 0 | 0 | 0 | 0 | 0 | 438 | 5 | 12 | 2016-12-19 05:00 | WEEKDAY | 29.3798 | 2.52 | 0 | 0 | 0 | 0 | 2998.6681 | 0 | 0 | NA | 99.96%
| 6 | 1 | 2017-01-19 06:00 | 0 | 0 | 0 | 0 | 0 | 0 | 0 | 0 | 0 | 0 | 0 | 0 | 0 | 0 | 0 | 0 | 0 | 439 | 6 | 12 | 2016-12-19 06:00 | WEEKDAY | 34.6462 | 17.63 | 0 | 0 | 0 | 0 | 2998.6681 | 2472 | 200 | YES | 99.96%
| 7 | 1 | 2017-01-19 07:00 | 0 | 0 | 0 | 7.4431 | 14.1568 | 0 | 0 | 3.0376 | 0 | 0 | 2.4614 | 1.0766 | 0.62156 | 6.9949 | 0 | 14.1568 | 0 | 440 | 7 | 12 | 2016-12-19 07:00 | WEEKDAY | 38.8577 | 17.63 | 0 | 0 | 0 | 0 | 2998.6681 | 2472 | 200 | YES | 99.96%
| 8 | 1 | 2017-01-19 08:00 | 789.4196 | 863.4113 | 223.2681 | 266.8245 | 119.5348 | 436.0663 | 324.236 | 331.8003 | 638.3036 | 218.0332 | 100.8431 | 73.7984 | 25.4654 | 374.1235 | 789.4196 | 119.5348 | 789.4196 | 441 | 8 | 12 | 2016-12-19 08:00 | WEEKDAY | 37.8667 | 17.63 | 337.473 | 327.3488 | 0 | 327.3488 | 2998.6681 | 2472 | 200 | YES | 99.96%
| 9 | 1 | 2017-01-19 09:00 | 814.7272 | 1643.395 | 721.5666 | 558.8343 | 210.6664 | 829.9975 | 458.227 | 675.7007 | 919.5454 | 414.9987 | 340.4973 | 178.9692 | 85.9842 | 457.5542 | 814.7272 | 210.6664 | 814.7272 | 442 | 9 | 12 | 2016-12-19 09:00 | WEEKDAY | 36.0074 | 6.32 | 476.098 | 461.8151 | 0 | 461.8151 | 2998.6681 | 0 | 0 | NA | 99.96%
| 10 | 1 | 2017-01-19 10:00 | 762.3088 | 1658.1681 | 770.5201 | 610.03 | 310.6465 | 837.4586 | 553.744 | 902.6143 | 952.2616 | 418.7293 | 332.9599 | 191.8307 | 84.0808 | 139.7338 | 762.3088 | 310.6465 | 762.3088 | 443 | 10 | 12 | 2016-12-19 10:00 | WEEKDAY | 33.7305 | 6.32 | 575.406 | 558.1438 | 0 | 558.1438 | 2998.6681 | 0 | 0 | NA | 99.96%
| 11 | 1 | 2017-01-19 11:00 | 691.1326 | 1584.14 | 744.2567 | 662.7117 | 377.298 | 800.0707 | 663.974 | 862.772 | 903.1117 | 400.0353 | 646.3069 | 182.94 | 163.2088 | 185.381 | 691.1326 | 377.298 | 691.1326 | 444 | 11 | 12 | 2016-12-19 11:00 | WEEKDAY | 31.1891 | 6.32 | 690.568 | 669.851 | 0 | 669.851 | 2998.6681 | 0 | 0 | NA | 99.96%
| 12 | 1 | 2017-01-19 12:00 | 689.5731 | 1471.681 | 710.4292 | 622.5053 | 493.0352 | 743.2732 | 589.972 | 990.1761 | 857.0008 | 371.6366 | 626.4951 | 174.5132 | 158.2058 | 210.6583 | 689.5731 | 493.0352 | 689.5731 | 445 | 12 | 12 | 2016-12-19 12:00 | WEEKDAY | 28.2831 | 6.32 | 613.1 | 594.707 | 0 | 594.707 | 2998.6681 | 0 | 0 | NA | 99.96%
| 13 | 1 | 2017-01-19 13:00 | 724.0142 | 1486.0905 | 690.0378 | 623.6256 | 426.6568 | 750.5507 | 681.451 | 1129.2475 | 843.8476 | 375.2754 | 620.179 | 173.8535 | 156.6109 | 194.5968 | 724.0142 | 426.6568 | 724.0142 | 446 | 13 | 12 | 2016-12-19 13:00 | WEEKDAY | 26.5796 | 6.32 | 708.803 | 687.5389 | 0 | 687.5389 | 2998.6681 | 0 | 0 | NA | 99.96%
| 14 | 1 | 2017-01-19 14:00 | 774.1437 | 1556.638 | 753.2078 | 357.0588 | 347.337 | 786.1808 | 724.647 | 909.854 | 989.7973 | 393.0904 | 596.0611 | 182.1504 | 150.5205 | 153.2875 | 774.1437 | 347.337 | 774.1437 | 447 | 14 | 12 | 2016-12-19 14:00 | WEEKDAY | 25.1517 | 2.07 | 754.145 | 731.5206 | 0 | 731.5206 | 2998.6681 | 0 | 0 | NA | 99.96%
| 15 | 1 | 2017-01-19 15:00 | 638.5473 | 1578.1893 | 787.2064 | 97.3313 | 244.7205 | 797.0653 | 770.761 | 839.0387 | 990.0459 | 398.5327 | 516.6765 | 184.3013 | 130.4739 | 108.2719 | 638.5473 | 244.7205 | 638.5473 | 448 | 15 | 12 | 2016-12-19 15:00 | WEEKDAY | 25.3744 | 2.07 | 802.634 | 778.555 | 0 | 778.555 | 2998.6681 | 0 | 0 | NA | 99.96%
| 16 | 1 | 2017-01-19 16:00 | 70.7548 | 1398.0573 | 721.1859 | 53.5083 | 142.8896 | 706.0896 | 766.318 | 357.9825 | 990.2759 | 353.0448 | 505.7914 | 162.8951 | 127.7251 | 57.2303 | 70.7548 | 142.8896 | 70.7548 | 449 | 16 | 12 | 2016-12-19 16:00 | WEEKDAY | 25.8253 | 2.07 | 798.002 | 774.0619 | 0 | 774.0619 | 2998.6681 | 0 | 0 | NA | 99.96%
| 17 | 1 | 2017-01-19 17:00 | 0 | 282.5594 | 154.9294 | 15.5975 | 41.4778 | 142.7067 | 608.582 | 58.5758 | 0 | 71.3534 | 121.6236 | 29.5904 | 30.713 | 6.6605 | 0 | 41.4778 | 0 | 450 | 17 | 12 | 2016-12-19 17:00 | WEEKDAY | 27.9129 | 17.14 | 632.593 | 613.6152 | 0 | 613.6152 | 2998.6681 | 0 | 0 | NA | 99.96%
| 18 | 1 | 2017-01-19 18:00 | 0 | 0 | 0 | 0 | 0 | 0 | 0 | 0 | 0 | 0 | 0 | 0 | 0 | 0 | 0 | 0 | 0 | 451 | 18 | 12 | 2016-12-19 18:00 | WEEKDAY | 28.5281 | 17.14 | 0 | 0 | 0 | 0 | 2998.6681 | 0 | 0 | NA | 99.96%
| 19 | 1 | 2017-01-19 19:00 | 0 | 0 | 0 | 0 | 0 | 0 | 0 | 0 | 0 | 0 | 0 | 0 | 0 | 0 | 0 | 0 | 0 | 452 | 19 | 12 | 2016-12-19 19:00 | WEEKDAY | 28.2024 | 17.14 | 0 | 0 | 0 | 0 | 2998.6681 | 0 | 0 | NA | 99.96%
| 20 | 1 | 2017-01-19 20:00 | 0 | 0 | 0 | 0 | 0 | 0 | 0 | 0 | 0 | 0 | 0 | 0 | 0 | 0 | 0 | 0 | 0 | 453 | 20 | 12 | 2016-12-19 20:00 | WEEKDAY | 27.1224 | 18.26 | 0 | 0 | 0 | 0 | 2998.6681 | 2472 | 200 | YES | 99.96%
| 21 | 1 | 2017-01-19 21:00 | 0 | 0 | 0 | 0 | 0 | 0 | 0 | 0 | 0 | 0 | 0 | 0 | 0 | 0 | 0 | 0 | 0 | 454 | 21 | 12 | 2016-12-19 21:00 | WEEKDAY | 26.5741 | 18.26 | 0 | 0 | 0 | 0 | 2998.6681 | 2472 | 200 | YES | 99.96%
| 22 | 1 | 2017-01-19 22:00 | 0 | 0 | 0 | 0 | 0 | 0 | 0 | 0 | 970 | 0 | 0 | 0 | 0 | 0 | 0 | 0 | 0 | 455 | 22 | 12 | 2016-12-19 22:00 | WEEKDAY | 22.7217 | 18.26 | 0 | 0 | 0 | 0 | 2998.6681 | 2472 | 200 | YES | 99.96%
| 23 | 1 | 2017-01-19 23:00 | 0 | 0 | 0 | 0 | 0 | 0 | 0 | 0 | 0 | 0 | 0 | 0 | 0 | 0 | 0 | 0 | 0 | 456 | 23 | 12 | 2016-12-19 23:00 | WEEKDAY | 21.2604 | 2.52 | 0 | 0 | 0 | 0 | 2998.6681 | 0 | 0 | NA | 99.96%
| 0 | 1 | 2017-01-20 | 0 | 0 | 0 | 0 | 0 | 0 | 0 | 0 | 0 | 0 | 0 | 0 | 0 | 0 | 0 | 0 | 0 | 457 | 0 | 12 | 2016-12-20 | WEEKDAY | 20.2305 | 2.52 | 0 | 0 | 0 | 0 | 2998.6681 | 0 | 0 | NA | 99.96%
| 1 | 1 | 2017-01-20 01:00 | 0 | 0 | 0 | 0 | 0 | 0 | 0 | 0 | 0 | 0 | 0 | 0 | 0 | 0 | 0 | 0 | 0 | 458 | 1 | 12 | 2016-12-20 01:00 | WEEKDAY | 19.6571 | 2.52 | 0 | 0 | 0 | 0 | 2998.6681 | 0 | 0 | NA | 99.96%
| 2 | 1 | 2017-01-20 02:00 | 0 | 0 | 0 | 0 | 0 | 0 | 0 | 0 | 0 | 0 | 0 | 0 | 0 | 0 | 0 | 0 | 0 | 459 | 2 | 12 | 2016-12-20 02:00 | WEEKDAY | 19.3314 | 2.52 | 0 | 0 | 0 | 0 | 2998.6681 | 0 | 0 | NA | 99.96%
| 3 | 1 | 2017-01-20 03:00 | 0 | 0 | 0 | 0 | 0 | 0 | 0 | 0 | -970 | 0 | 0 | 0 | 0 | 0 | 0 | 0 | 0 | 460 | 3 | 12 | 2016-12-20 03:00 | WEEKDAY | 19.5819 | 2.52 | 0 | 0 | 0 | 0 | 2998.6681 | 0 | 0 | NA | 99.96%
| 4 | 1 | 2017-01-20 04:00 | 0 | 0 | 0 | 0 | 0 | 0 | 0 | 0 | -400 | 0 | 0 | 0 | 0 | 0 | 0 | 0 | 0 | 461 | 4 | 12 | 2016-12-20 04:00 | WEEKDAY | 20.4476 | 2.52 | 0 | 0 | 0 | 0 | 2998.6681 | 0 | 0 | NA | 99.96%
| 5 | 1 | 2017-01-20 05:00 | 0 | 0 | 0 | 0 | 0 | 0 | 0 | 0 | 0 | 0 | 0 | 0 | 0 | 0 | 0 | 0 | 0 | 462 | 5 | 12 | 2016-12-20 05:00 | WEEKDAY | 21.4079 | 2.52 | 0 | 0 | 0 | 0 | 2998.6681 | 0 | 0 | NA | 99.96%
| 6 | 1 | 2017-01-20 06:00 | 0 | 0 | 0 | 0 | 0 | 0 | 0 | 0 | 0 | 0 | 0 | 0 | 0 | 0 | 0 | 0 | 0 | 463 | 6 | 12 | 2016-12-20 06:00 | WEEKDAY | 22.126 | 17.63 | 0 | 0 | 0 | 0 | 2998.6681 | 2472 | 200 | YES | 99.96%
| 7 | 1 | 2017-01-20 07:00 | 0 | 0 | 0 | 0 | 54.2874 | 0 | 0 | 0 | 0 | 0 | 7.6462 | 0.44154 | 1.9309 | 0 | 0 | 54.2874 | 0 | 464 | 7 | 12 | 2016-12-20 07:00 | WEEKDAY | 22.2318 | 17.63 | 0 | 0 | 0 | 0 | 2998.6681 | 2472 | 200 | YES | 99.96%
| 8 | 1 | 2017-01-20 08:00 | 109.3488 | 897.3681 | 56.2723 | 28.4885 | 911.6845 | 453.2162 | 325.871 | 71.575 | 159.92 | 226.6081 | 74.0548 | 14.13 | 18.7007 | 24.9728 | 109.3488 | 911.6845 | 109.3488 | 465 | 8 | 12 | 2016-12-20 08:00 | WEEKDAY | 22.9583 | 17.63 | 339.118 | 328.9445 | 0 | 328.9445 | 2998.6681 | 2472 | 200 | YES | 99.96%
| 9 | 1 | 2017-01-20 09:00 | 60.5863 | 1483.2201 | 145.4964 | 63.7507 | 1584.6012 | 749.1011 | 724.595 | 159.029 | 281.0488 | 374.5505 | 326.1759 | 76.7855 | 82.3677 | 57.5939 | 60.5863 | 1584.6012 | 60.5863 | 466 | 9 | 12 | 2016-12-20 09:00 | WEEKDAY | 24.4308 | 6.32 | 754.22 | 731.5934 | 0 | 731.5934 | 2998.6681 | 0 | 0 | NA | 99.96%
| 10 | 1 | 2017-01-20 10:00 | 285.7744 | 1640.7394 | 269.4771 | 97.6256 | 1626.6584 | 828.6562 | 785.494 | 1218.2147 | 565.4402 | 414.3281 | 488.1049 | 77.1628 | 123.2588 | 90.5033 | 285.7744 | 1626.6584 | 285.7744 | 467 | 10 | 12 | 2016-12-20 10:00 | WEEKDAY | 24.4029 | 6.32 | 818.255 | 793.7074 | 0 | 793.7074 | 2998.6681 | 0 | 0 | NA | 99.96%
| 11 | 1 | 2017-01-20 11:00 | 192.8137 | 1560.3798 | 336.1117 | 132.5312 | 1561.1416 | 788.0706 | 751.734 | 1119.6863 | 599.0681 | 394.0353 | 684.0104 | 195.0388 | 172.7299 | 124.8179 | 192.8137 | 1561.1416 | 192.8137 | 468 | 11 | 12 | 2016-12-20 11:00 | WEEKDAY | 24.6145 | 6.32 | 782.705 | 759.2238 | 0 | 759.2238 | 2998.6681 | 0 | 0 | NA | 99.96%
| 12 | 1 | 2017-01-20 12:00 | 174.8637 | 1488.1165 | 345.0128 | 152.8364 | 1492.2077 | 751.574 | 558.578 | 355.0763 | 604.5961 | 375.787 | 690.3673 | 196.3115 | 174.3352 | 143.4252 | 174.8637 | 1492.2077 | 174.8637 | 469 | 12 | 12 | 2016-12-20 12:00 | WEEKDAY | 24.2972 | 6.32 | 580.348 | 562.9376 | 0 | 562.9376 | 2998.6681 | 0 | 0 | NA | 99.96%
| 13 | 1 | 2017-01-20 13:00 | 320.1463 | 1493.2875 | 410.2888 | 143.4206 | 1516.3482 | 754.1856 | 681.676 | 400.9662 | 845.9894 | 377.0928 | 650.1436 | 197.365 | 164.1777 | 133.539 | 320.1463 | 1516.3482 | 320.1463 | 470 | 13 | 12 | 2016-12-20 13:00 | WEEKDAY | 22.7996 | 6.32 | 709.032 | 687.761 | 0 | 687.761 | 2998.6681 | 0 | 0 | NA | 99.96%
| 14 | 1 | 2017-01-20 14:00 | 663.0831 | 1561.2122 | 367.2329 | 112.4555 | 1594.6526 | 788.491 | 687.992 | 1174.9482 | 876.5502 | 394.2455 | 697.2722 | 206.1283 | 176.0788 | 103.2973 | 663.0831 | 1594.6526 | 663.0831 | 471 | 14 | 12 | 2016-12-20 14:00 | WEEKDAY | 22.6132 | 2.07 | 715.643 | 694.1737 | 0 | 694.1737 | 2998.6681 | 0 | 0 | NA | 99.96%
| 15 | 1 | 2017-01-20 15:00 | 603.4431 | 1582.948 | 768.9899 | 78.5975 | 1612.3915 | 799.4687 | 513.555 | 967.4944 | 990.2465 | 399.7343 | 807.3818 | 208.8831 | 203.8843 | 70.9109 | 603.4431 | 1612.3915 | 603.4431 | 472 | 15 | 12 | 2016-12-20 15:00 | WEEKDAY | 22.3849 | 2.07 | 533.428 | 517.4252 | 0 | 517.4252 | 2998.6681 | 0 | 0 | NA | 99.96%
| 16 | 1 | 2017-01-20 16:00 | 190.0964 | 1238.9798 | 633.4796 | 40.276 | 1426.1879 | 625.7474 | 618.724 | 517.1174 | 990.4666 | 312.8737 | 713.7924 | 178.1761 | 180.2506 | 35.9433 | 190.0964 | 1426.1879 | 190.0964 | 473 | 16 | 12 | 2016-12-20 16:00 | WEEKDAY | 22.8052 | 2.07 | 643.14 | 623.8458 | 0 | 623.8458 | 2998.6681 | 0 | 0 | NA | 99.96%
| 17 | 1 | 2017-01-20 17:00 | 0 | 236.0787 | 146.587 | 6.5638 | 301.4268 | 119.2317 | 311.794 | 83.9266 | 807.3805 | 59.6158 | 159.4319 | 32.4135 | 40.2606 | 3.3275 | 0 | 301.4268 | 0 | 474 | 17 | 12 | 2016-12-20 17:00 | WEEKDAY | 24.3361 | 17.14 | 324.524 | 314.7883 | 0 | 314.7883 | 2998.6681 | 0 | 0 | NA | 99.96%
| 18 | 1 | 2017-01-20 18:00 | 0 | 0 | 0 | 0 | 0 | 0 | 0 | 0 | 0 | 0 | 0 | 0 | 0 | 0 | 0 | 0 | 0 | 475 | 18 | 12 | 2016-12-20 18:00 | WEEKDAY | 25.0097 | 17.14 | 0 | 0 | 0 | 0 | 2998.6681 | 0 | 0 | NA | 99.96%
| 19 | 1 | 2017-01-20 19:00 | 0 | 0 | 0 | 0 | 0 | 0 | 0 | 0 | 0 | 0 | 0 | 0 | 0 | 0 | 0 | 0 | 0 | 476 | 19 | 12 | 2016-12-20 19:00 | WEEKDAY | 24.6841 | 17.14 | 0 | 0 | 0 | 0 | 2998.6681 | 0 | 0 | NA | 99.96%
| 20 | 1 | 2017-01-20 20:00 | 0 | 0 | 0 | 0 | 0 | 0 | 0 | 0 | 0 | 0 | 0 | 0 | 0 | 0 | 0 | 0 | 0 | 477 | 20 | 12 | 2016-12-20 20:00 | WEEKDAY | 24.1803 | 18.26 | 0 | 0 | 0 | 0 | 2998.6681 | 2472 | 200 | YES | 99.96%
| 21 | 1 | 2017-01-20 21:00 | 0 | 0 | 0 | 0 | 0 | 0 | 0 | 0 | 0 | 0 | 0 | 0 | 0 | 0 | 0 | 0 | 0 | 478 | 21 | 12 | 2016-12-20 21:00 | WEEKDAY | 23.3647 | 18.26 | 0 | 0 | 0 | 0 | 2998.6681 | 2472 | 200 | YES | 99.96%
| 22 | 1 | 2017-01-20 22:00 | 0 | 0 | 0 | 0 | 0 | 0 | 0 | 0 | 0 | 0 | 0 | 0 | 0 | 0 | 0 | 0 | 0 | 479 | 22 | 12 | 2016-12-20 22:00 | WEEKDAY | 22.6605 | 18.26 | 0 | 0 | 0 | 0 | 2998.6681 | 2472 | 200 | YES | 99.96%
| 23 | 1 | 2017-01-20 23:00 | 0 | 0 | 0 | 0 | 0 | 0 | 0 | 0 | 0 | 0 | 0 | 0 | 0 | 0 | 0 | 0 | 0 | 480 | 23 | 12 | 2016-12-20 23:00 | WEEKDAY | 21.7865 | 2.52 | 0 | 0 | 0 | 0 | 2998.6681 | 0 | 0 | NA | 99.96%
| 0 | 1 | 2017-01-21 | 0 | 0 | 0 | 0 | 0 | 0 | 0 | 0 | 0 | 0 | 0 | 0 | 0 | 0 | 0 | 0 | 0 | 481 | 0 | 12 | 2016-12-21 | WEEKDAY | 21.6473 | 2.52 | 0 | 0 | 0 | 0 | 2998.6681 | 0 | 0 | NA | 99.96%
| 1 | 1 | 2017-01-21 01:00 | 0 | 0 | 0 | 0 | 0 | 0 | 0 | 0 | 0 | 0 | 0 | 0 | 0 | 0 | 0 | 0 | 0 | 482 | 1 | 12 | 2016-12-21 01:00 | WEEKDAY | 21.5499 | 2.52 | 0 | 0 | 0 | 0 | 2998.6681 | 0 | 0 | NA | 99.96%
| 2 | 1 | 2017-01-21 02:00 | 0 | 0 | 0 | 0 | 0 | 0 | 0 | 0 | 0 | 0 | 0 | 0 | 0 | 0 | 0 | 0 | 0 | 483 | 2 | 12 | 2016-12-21 02:00 | WEEKDAY | 20.7037 | 2.52 | 0 | 0 | 0 | 0 | 2998.6681 | 0 | 0 | NA | 99.96%
| 3 | 1 | 2017-01-21 03:00 | 0 | 0 | 0 | 0 | 0 | 0 | 0 | 0 | 0 | 0 | 0 | 0 | 0 | 0 | 0 | 0 | 0 | 484 | 3 | 12 | 2016-12-21 03:00 | WEEKDAY | 20.7482 | 2.52 | 0 | 0 | 0 | 0 | 2998.6681 | 0 | 0 | NA | 99.96%
| 4 | 1 | 2017-01-21 04:00 | 0 | 0 | 0 | 0 | 0 | 0 | 0 | 0 | 0 | 0 | 0 | 0 | 0 | 0 | 0 | 0 | 0 | 485 | 4 | 12 | 2016-12-21 04:00 | WEEKDAY | 21.8032 | 2.52 | 0 | 0 | 0 | 0 | 2998.6681 | 0 | 0 | NA | 99.96%
| 5 | 1 | 2017-01-21 05:00 | 0 | 0 | 0 | 0 | 0 | 0 | 0 | 0 | 0 | 0 | 0 | 0 | 0 | 0 | 0 | 0 | 0 | 486 | 5 | 12 | 2016-12-21 05:00 | WEEKDAY | 22.5798 | 2.52 | 0 | 0 | 0 | 0 | 2998.6681 | 0 | 0 | NA | 99.96%
| 6 | 1 | 2017-01-21 06:00 | 0 | 0 | 0 | 0 | 0 | 0 | 0 | 0 | 0 | 0 | 0 | 0 | 0 | 0 | 0 | 0 | 0 | 487 | 6 | 12 | 2016-12-21 06:00 | WEEKDAY | 22.3877 | 17.63 | 0 | 0 | 0 | 0 | 2998.6681 | 2472 | 200 | YES | 99.96%
| 7 | 1 | 2017-01-21 07:00 | 0 | 0 | 0 | 0 | 52.2198 | 0 | 0 | 0 | 0 | 0 | 5.7509 | 1.1347 | 1.4523 | 0 | 0 | 52.2198 | 0 | 488 | 7 | 12 | 2016-12-21 07:00 | WEEKDAY | 22.6076 | 17.63 | 0 | 0 | 0 | 0 | 2998.6681 | 2472 | 200 | YES | 99.96%
| 8 | 1 | 2017-01-21 08:00 | 76.641 | 658.5795 | 194.8467 | 27.6965 | 461.911 | 332.6159 | 5.2372 | 84.5474 | 658.5243 | 166.308 | 343.0713 | 79.3538 | 86.6342 | 27.5608 | 76.641 | 461.911 | 76.641 | 489 | 8 | 12 | 2016-12-21 08:00 | WEEKDAY | 22.0286 | 17.63 | 10.5557 | 10.239 | 0 | 10.239 | 2998.6681 | 2472 | 200 | YES | 99.96%
| 9 | 1 | 2017-01-21 09:00 | 97.4151 | 1574.0171 | 728.4827 | 62.3375 | 686.2807 | 794.9581 | 601.866 | 1049.2681 | 989.9772 | 397.4791 | 781.0317 | 188.4875 | 197.2302 | 62.4764 | 97.4151 | 686.2807 | 97.4151 | 490 | 9 | 12 | 2016-12-21 09:00 | WEEKDAY | 22.2736 | 6.32 | 625.605 | 606.8369 | 0 | 606.8369 | 2998.6681 | 0 | 0 | NA | 99.96%
| 10 | 1 | 2017-01-21 10:00 | 186.8579 | 1630.714 | 821.683 | 118.6755 | 1261.7602 | 823.5929 | 786.746 | 906.1317 | 913.9728 | 411.7965 | 825.7844 | 200.0994 | 208.5314 | 95.0874 | 186.8579 | 1261.7602 | 186.8579 | 491 | 10 | 12 | 2016-12-21 10:00 | WEEKDAY | 23.3647 | 6.32 | 819.546 | 794.9596 | 0 | 794.9596 | 2998.6681 | 0 | 0 | NA | 99.96%
| 11 | 1 | 2017-01-21 11:00 | 476.8623 | 1494.4779 | 794.6651 | 193.83 | 1127.1131 | 754.7868 | 385.313 | 1309.4507 | 869.2442 | 377.3934 | 702.5218 | 192.0695 | 177.4045 | 129.846 | 476.8623 | 1127.1131 | 476.8623 | 492 | 11 | 12 | 2016-12-21 11:00 | WEEKDAY | 24.5338 | 6.32 | 400.402 | 388.3899 | 0 | 388.3899 | 2998.6681 | 0 | 0 | NA | 99.96%
| 12 | 1 | 2017-01-21 12:00 | 672.2614 | 1446.6283 | 749.3762 | 182.9011 | 1432.8219 | 730.6204 | 381.72 | 1028.8336 | 829.2957 | 365.3102 | 673.4135 | 184.1419 | 170.0539 | 179.8705 | 672.2614 | 1432.8219 | 672.2614 | 493 | 12 | 12 | 2016-12-21 12:00 | WEEKDAY | 22.7161 | 6.32 | 396.674 | 384.7738 | 0 | 384.7738 | 2998.6681 | 0 | 0 | NA | 99.96%
| 13 | 1 | 2017-01-21 13:00 | 593.0489 | 1460.4482 | 748.1364 | 600.8691 | 1390.4025 | 737.6001 | 558.748 | 1186.0455 | 818.0796 | 368.8001 | 640.2346 | 186.2207 | 161.6754 | 167.4607 | 593.0489 | 1390.4025 | 593.0489 | 494 | 13 | 12 | 2016-12-21 13:00 | WEEKDAY | 22.0314 | 6.32 | 580.483 | 563.0685 | 0 | 563.0685 | 2998.6681 | 0 | 0 | NA | 99.96%
| 14 | 1 | 2017-01-21 14:00 | 756.4841 | 1543.7592 | 800.2298 | 135.9091 | 1510.3257 | 779.6764 | 724.02 | 1308.0254 | 844.8351 | 389.8382 | 734.7239 | 193.3161 | 185.5363 | 130.8108 | 756.4841 | 1510.3257 | 756.4841 | 495 | 14 | 12 | 2016-12-21 14:00 | WEEKDAY | 21.9702 | 2.07 | 753.468 | 730.864 | 0 | 730.864 | 2998.6681 | 0 | 0 | NA | 99.96%
| 15 | 1 | 2017-01-21 15:00 | 713.0564 | 1566.9699 | 816.5549 | 94.7034 | 1519.078 | 791.3989 | 772.924 | 1376.2037 | 989.8232 | 395.6995 | 743.3971 | 195.0524 | 187.7265 | 93.2381 | 713.0564 | 1519.078 | 713.0564 | 496 | 15 | 12 | 2016-12-21 15:00 | WEEKDAY | 22.4239 | 2.07 | 804.929 | 780.7811 | 0 | 780.7811 | 2998.6681 | 0 | 0 | NA | 99.96%
| 16 | 1 | 2017-01-21 16:00 | 212.2502 | 1353.9591 | 715.3922 | 60.9679 | 1335.7152 | 683.8178 | 766.432 | 700.4634 | 863.7161 | 341.9089 | 699.97 | 170.0706 | 176.7601 | 48.5221 | 212.2502 | 1335.7152 | 212.2502 | 497 | 16 | 12 | 2016-12-21 16:00 | WEEKDAY | 22.8971 | 2.07 | 798.129 | 774.1851 | 0 | 774.1851 | 2998.6681 | 0 | 0 | NA | 99.96%
| 17 | 1 | 2017-01-21 17:00 | 0 | 314.6482 | 168.6299 | 14.6402 | 305.8597 | 158.9132 | 599.779 | 182.2766 | 777.8731 | 79.4566 | 132.9402 | 33.0916 | 33.5708 | 5.6969 | 0 | 305.8597 | 0 | 498 | 17 | 12 | 2016-12-21 17:00 | WEEKDAY | 23.7126 | 17.14 | 623.385 | 604.6834 | 0 | 604.6834 | 2998.6681 | 0 | 0 | NA | 99.96%
| 18 | 1 | 2017-01-21 18:00 | 0 | 0 | 0 | 0 | 0 | 0 | 0 | 0 | 0 | 0 | 0 | 0 | 0 | 0 | 0 | 0 | 0 | 499 | 18 | 12 | 2016-12-21 18:00 | WEEKDAY | 24.3862 | 17.14 | 0 | 0 | 0 | 0 | 2998.6681 | 0 | 0 | NA | 99.96%
| 19 | 1 | 2017-01-21 19:00 | 0 | 0 | 0 | 0 | 0 | 0 | 0 | 0 | 0 | 0 | 0 | 0 | 0 | 0 | 0 | 0 | 0 | 500 | 19 | 12 | 2016-12-21 19:00 | WEEKDAY | 22.9639 | 17.14 | 0 | 0 | 0 | 0 | 2998.6681 | 0 | 0 | NA | 99.96%
| 20 | 1 | 2017-01-21 20:00 | 0 | 0 | 0 | 0 | 0 | 0 | 0 | 0 | 970 | 0 | 0 | 0 | 0 | 0 | 0 | 0 | 0 | 501 | 20 | 12 | 2016-12-21 20:00 | WEEKDAY | 22.2847 | 18.26 | 0 | 0 | 0 | 0 | 2998.6681 | 2472 | 200 | YES | 99.96%
| 21 | 1 | 2017-01-21 21:00 | 0 | 0 | 0 | 0 | 0 | 0 | 0 | 0 | 0 | 0 | 0 | 0 | 0 | 0 | 0 | 0 | 0 | 502 | 21 | 12 | 2016-12-21 21:00 | WEEKDAY | 21.9562 | 18.26 | 0 | 0 | 0 | 0 | 2998.6681 | 2472 | 200 | YES | 99.96%
| 22 | 1 | 2017-01-21 22:00 | 0 | 0 | 0 | 0 | 0 | 0 | 0 | 0 | 0 | 0 | 0 | 0 | 0 | 0 | 0 | 0 | 0 | 503 | 22 | 12 | 2016-12-21 22:00 | WEEKDAY | 19.3592 | 18.26 | 0 | 0 | 0 | 0 | 2998.6681 | 2472 | 200 | YES | 99.96%
| 23 | 1 | 2017-01-21 23:00 | 0 | 0 | 0 | 0 | 0 | 0 | 0 | 0 | 0 | 0 | 0 | 0 | 0 | 0 | 0 | 0 | 0 | 504 | 23 | 12 | 2016-12-21 23:00 | WEEKDAY | 18.218 | 2.52 | 0 | 0 | 0 | 0 | 2998.6681 | 0 | 0 | NA | 99.96%
| 0 | 1 | 2017-01-22 | 0 | 0 | 0 | 0 | 0 | 0 | 0 | 0 | 0 | 0 | 0 | 0 | 0 | 0 | 0 | 0 | 0 | 505 | 0 | 12 | 2016-12-22 | WEEKDAY | 16.9682 | 2.52 | 0 | 0 | 0 | 0 | 2998.6681 | 0 | 0 | NA | 99.96%
| 1 | 1 | 2017-01-22 01:00 | 0 | 0 | 0 | 0 | 0 | 0 | 0 | 0 | 0 | 0 | 0 | 0 | 0 | 0 | 0 | 0 | 0 | 506 | 1 | 12 | 2016-12-22 01:00 | WEEKDAY | 16.7817 | 2.52 | 0 | 0 | 0 | 0 | 2998.6681 | 0 | 0 | NA | 99.96%
| 2 | 1 | 2017-01-22 02:00 | 0 | 0 | 0 | 0 | 0 | 0 | 0 | 0 | 0 | 0 | 0 | 0 | 0 | 0 | 0 | 0 | 0 | 507 | 2 | 12 | 2016-12-22 02:00 | WEEKDAY | 17.7476 | 2.52 | 0 | 0 | 0 | 0 | 2998.6681 | 0 | 0 | NA | 99.96%
| 3 | 1 | 2017-01-22 03:00 | 0 | 0 | 0 | 0 | 0 | 0 | 0 | 0 | 0 | 0 | 0 | 0 | 0 | 0 | 0 | 0 | 0 | 508 | 3 | 12 | 2016-12-22 03:00 | WEEKDAY | 18.6411 | 2.52 | 0 | 0 | 0 | 0 | 2998.6681 | 0 | 0 | NA | 99.96%
| 4 | 1 | 2017-01-22 04:00 | 0 | 0 | 0 | 0 | 0 | 0 | 0 | 0 | 0 | 0 | 0 | 0 | 0 | 0 | 0 | 0 | 0 | 509 | 4 | 12 | 2016-12-22 04:00 | WEEKDAY | 19.8714 | 2.52 | 0 | 0 | 0 | 0 | 2998.6681 | 0 | 0 | NA | 99.96%
| 5 | 1 | 2017-01-22 05:00 | 0 | 0 | 0 | 0 | 0 | 0 | 0 | 0 | 0 | 0 | 0 | 0 | 0 | 0 | 0 | 0 | 0 | 510 | 5 | 12 | 2016-12-22 05:00 | WEEKDAY | 20.2667 | 2.52 | 0 | 0 | 0 | 0 | 2998.6681 | 0 | 0 | NA | 99.96%
| 6 | 1 | 2017-01-22 06:00 | 0 | 0 | 0 | 0 | 0 | 0 | 0 | 0 | 0 | 0 | 0 | 0 | 0 | 0 | 0 | 0 | 0 | 511 | 6 | 12 | 2016-12-22 06:00 | WEEKDAY | 21.5192 | 17.63 | 0 | 0 | 0 | 0 | 2998.6681 | 2472 | 200 | YES | 99.96%
| 7 | 1 | 2017-01-22 07:00 | 0 | 0 | 0 | 2.177 | 54.6615 | 0 | 0 | 0 | 0 | 0 | 8.6138 | 1.7513 | 2.1752 | 0 | 0 | 54.6615 | 0 | 512 | 7 | 12 | 2016-12-22 07:00 | WEEKDAY | 22.0676 | 17.63 | 0 | 0 | 0 | 0 | 2998.6681 | 2472 | 200 | YES | 99.96%
| 8 | 1 | 2017-01-22 08:00 | 780.5211 | 872.7456 | 219.2555 | 70.8429 | 755.6395 | 440.7806 | 352.139 | 585.5471 | 0 | 220.3903 | 128.9993 | 59.1798 | 32.5756 | 39.8114 | 780.5211 | 755.6395 | 780.5211 | 513 | 8 | 12 | 2016-12-22 08:00 | WEEKDAY | 23.4705 | 17.63 | 366.242 | 355.2547 | 0 | 355.2547 | 2998.6681 | 2472 | 200 | YES | 99.96%
| 9 | 1 | 2017-01-22 09:00 | 806.9853 | 1513.044 | 742.9384 | 86.4926 | 1294.4304 | 764.1636 | 560.969 | 1242.4875 | 908.3875 | 382.0818 | 631.0865 | 158.5494 | 159.3653 | 91.8558 | 806.9853 | 1294.4304 | 806.9853 | 514 | 9 | 12 | 2016-12-22 09:00 | WEEKDAY | 23.9854 | 6.32 | 582.942 | 565.4537 | 0 | 565.4537 | 2998.6681 | 0 | 0 | NA | 99.96%
| 10 | 1 | 2017-01-22 10:00 | 715.8684 | 1466.2114 | 823.3782 | 165.8748 | 1480.7989 | 740.5108 | 505.815 | 1110.9233 | 929.9167 | 370.2554 | 540.5459 | 177.6904 | 136.5015 | 138.4597 | 715.8684 | 1480.7989 | 715.8684 | 515 | 10 | 12 | 2016-12-22 10:00 | WEEKDAY | 23.5735 | 6.32 | 525.496 | 509.7311 | 0 | 509.7311 | 2998.6681 | 0 | 0 | NA | 99.96%
| 11 | 1 | 2017-01-22 11:00 | 689.7797 | 1453.5845 | 779.5299 | 184.1561 | 1490.196 | 734.1336 | 289.304 | 1211.2641 | 895.1587 | 367.0668 | 680.045 | 184.7997 | 171.7285 | 126.0341 | 689.7797 | 1490.196 | 689.7797 | 516 | 11 | 12 | 2016-12-22 11:00 | WEEKDAY | 23.6681 | 6.32 | 301.384 | 292.3425 | 0 | 292.3425 | 2998.6681 | 0 | 0 | NA | 99.96%
| 12 | 1 | 2017-01-22 12:00 | 702.8942 | 1363.907 | 733.655 | 210.6547 | 1395.4283 | 688.8419 | 172.933 | 1172.3183 | 854.2266 | 344.421 | 645.276 | 172.7923 | 162.9485 | 175.1848 | 702.8942 | 1395.4283 | 702.8942 | 517 | 12 | 12 | 2016-12-22 12:00 | WEEKDAY | 24.9847 | 6.32 | 181.841 | 176.3858 | 0 | 176.3858 | 2998.6681 | 0 | 0 | NA | 99.96%
| 13 | 1 | 2017-01-22 13:00 | 739.699 | 1455.4788 | 739.5573 | 198.5193 | 1405.4318 | 735.0903 | 172.484 | 711.8967 | 842.284 | 367.5452 | 753.1946 | 174.6808 | 190.2007 | 135.4587 | 739.699 | 1405.4318 | 739.699 | 518 | 13 | 12 | 2016-12-22 13:00 | WEEKDAY | 25.7808 | 6.32 | 181.384 | 175.9425 | 0 | 175.9425 | 2998.6681 | 0 | 0 | NA | 99.96%
| 14 | 1 | 2017-01-22 14:00 | 767.3881 | 1453.0878 | 787.6487 | 157.7328 | 1487.4578 | 733.8827 | 88.4912 | 419.4508 | 871.1842 | 366.9414 | 774.4378 | 185.4201 | 195.5651 | 127.6667 | 767.3881 | 1487.4578 | 767.3881 | 519 | 14 | 12 | 2016-12-22 14:00 | WEEKDAY | 25.1573 | 2.07 | 95.4941 | 92.6293 | 0 | 92.6293 | 2998.6681 | 0 | 0 | NA | 99.96%
| 15 | 1 | 2017-01-22 15:00 | 702.7138 | 1555.3411 | 816.9685 | 88.0881 | 1599.2151 | 785.5258 | 81.5112 | 424.0681 | 840.5787 | 392.7629 | 817.9602 | 170.4801 | 206.5556 | 93.7108 | 702.7138 | 1599.2151 | 702.7138 | 520 | 15 | 12 | 2016-12-22 15:00 | WEEKDAY | 24.1775 | 2.07 | 88.3872 | 85.7356 | 0 | 85.7356 | 2998.6681 | 0 | 0 | NA | 99.96%
| 16 | 1 | 2017-01-22 16:00 | 225.2376 | 1398.7586 | 714.0506 | 43.0992 | 1338.253 | 706.4438 | 34.1081 | 762.7712 | 0 | 353.2219 | 729.1 | 33.4529 | 184.1162 | 57.4934 | 225.2376 | 1338.253 | 225.2376 | 521 | 16 | 12 | 2016-12-22 16:00 | WEEKDAY | 23.4844 | 2.07 | 40.0474 | 38.846 | 0 | 38.846 | 2998.6681 | 0 | 0 | NA | 99.96%
| 17 | 1 | 2017-01-22 17:00 | 0 | 321.842 | 180.9796 | 14.5475 | 312.4731 | 162.5465 | 21.7717 | 95.5228 | 817.9292 | 81.2732 | 202.4436 | 9.3029 | 51.1221 | 9.1288 | 0 | 312.4731 | 0 | 522 | 17 | 12 | 2016-12-22 17:00 | WEEKDAY | 25.2742 | 17.14 | 27.4838 | 26.6593 | 0 | 26.6593 | 2998.6681 | 0 | 0 | NA | 99.96%
| 18 | 1 | 2017-01-22 18:00 | 0 | 0 | 0 | 0 | 0 | 0 | 0 | 0 | 0 | 0 | 0 | 0 | 0 | 0 | 0 | 0 | 0 | 523 | 18 | 12 | 2016-12-22 18:00 | WEEKDAY | 26.446 | 17.14 | 0 | 0 | 0 | 0 | 2998.6681 | 0 | 0 | NA | 99.96%
| 19 | 1 | 2017-01-22 19:00 | 0 | 0 | 0 | 0 | 0 | 0 | 0 | 0 | 0 | 0 | 0 | 0 | 0 | 0 | 0 | 0 | 0 | 524 | 19 | 12 | 2016-12-22 19:00 | WEEKDAY | 25.7028 | 17.14 | 0 | 0 | 0 | 0 | 2998.6681 | 0 | 0 | NA | 99.96%
| 20 | 1 | 2017-01-22 20:00 | 0 | 0 | 0 | 0 | 0 | 0 | 0 | 0 | 0 | 0 | 0 | 0 | 0 | 0 | 0 | 0 | 0 | 525 | 20 | 12 | 2016-12-22 20:00 | WEEKDAY | 26.009 | 18.26 | 0 | 0 | 0 | 0 | 2998.6681 | 2472 | 200 | YES | 99.96%
| 21 | 1 | 2017-01-22 21:00 | 0 | 0 | 0 | 0 | 0 | 0 | 0 | 0 | 0 | 0 | 0 | 0 | 0 | 0 | 0 | 0 | 0 | 526 | 21 | 12 | 2016-12-22 21:00 | WEEKDAY | 25.8615 | 18.26 | 0 | 0 | 0 | 0 | 2998.6681 | 2472 | 200 | YES | 99.96%
| 22 | 1 | 2017-01-22 22:00 | 0 | 0 | 0 | 0 | 0 | 0 | 0 | 0 | 0 | 0 | 0 | 0 | 0 | 0 | 0 | 0 | 0 | 527 | 22 | 12 | 2016-12-22 22:00 | WEEKDAY | 99.126 | 18.26 | 0 | 0 | 500 | 500 | 2998.6681 | 2472 | 200 | YES | 99.96%
| 23 | 1 | 2017-01-22 23:00 | 0 | 0 | 0 | 0 | 0 | 0 | 0 | 0 | 0 | 0 | 0 | 0 | 0 | 0 | 0 | 0 | 0 | 528 | 23 | 12 | 2016-12-22 23:00 | WEEKDAY | 25.1823 | 2.52 | 0 | 0 | 0 | 0 | 2483.2041 | 0 | 0 | NA | 82.77%
| 0 | 1 | 2017-01-23 | 0 | 0 | 0 | 0 | 0 | 0 | 0 | 0 | 0 | 0 | 0 | 0 | 0 | 0 | 0 | 0 | 0 | 529 | 0 | 12 | 2016-12-23 | WEEKDAY | 25.9979 | 2.52 | 0 | 0 | 0 | 0 | 2483.2041 | 0 | 0 | NA | 82.77%
| 1 | 1 | 2017-01-23 01:00 | 0 | 0 | 0 | 0 | 0 | 0 | 0 | 0 | 0 | 0 | 0 | 0 | 0 | 0 | 0 | 0 | 0 | 530 | 1 | 12 | 2016-12-23 01:00 | WEEKDAY | 24.5588 | 2.52 | 0 | 0 | 0 | 0 | 2483.2041 | 0 | 0 | NA | 82.77%
| 2 | 1 | 2017-01-23 02:00 | 0 | 0 | 0 | 0 | 0 | 0 | 0 | 0 | 0 | 0 | 0 | 0 | 0 | 0 | 0 | 0 | 0 | 531 | 2 | 12 | 2016-12-23 02:00 | WEEKDAY | 22.9667 | 2.52 | 0 | 0 | 0 | 0 | 2483.2041 | 0 | 0 | NA | 82.77%
| 3 | 1 | 2017-01-23 03:00 | 0 | 0 | 0 | 0 | 0 | 0 | 0 | 0 | 0 | 0 | 0 | 0 | 0 | 0 | 0 | 0 | 0 | 532 | 3 | 12 | 2016-12-23 03:00 | WEEKDAY | 22.2624 | 2.52 | 0 | 0 | 0 | 0 | 2483.2041 | 0 | 0 | NA | 82.77%
| 4 | 1 | 2017-01-23 04:00 | 0 | 0 | 0 | 0 | 0 | 0 | 0 | 0 | 0 | 0 | 0 | 0 | 0 | 0 | 0 | 0 | 0 | 533 | 4 | 12 | 2016-12-23 04:00 | WEEKDAY | 22.1177 | 2.52 | 0 | 0 | 0 | 0 | 2483.2041 | 0 | 0 | NA | 82.77%
| 5 | 1 | 2017-01-23 05:00 | 0 | 0 | 0 | 0 | 0 | 0 | 0 | 0 | 0 | 0 | 0 | 0 | 0 | 0 | 0 | 0 | 0 | 534 | 5 | 12 | 2016-12-23 05:00 | WEEKDAY | 21.8867 | 2.52 | 0 | 0 | 0 | 0 | 2483.2041 | 0 | 0 | NA | 82.77%
| 6 | 1 | 2017-01-23 06:00 | 0 | 0 | 0 | 0 | 0 | 0 | 0 | 0 | 0 | 0 | 0 | 0 | 0 | 0 | 0 | 0 | 0 | 535 | 6 | 12 | 2016-12-23 06:00 | WEEKDAY | 21.87 | 17.63 | 0 | 0 | 0 | 0 | 2483.2041 | 2472 | 200 | YES | 82.77%
| 7 | 1 | 2017-01-23 07:00 | 67.3789 | 0 | 0.62063 | 0 | 51.5438 | 0 | 0 | 0 | 0 | 0 | 4.4497 | 1.9144 | 1.1237 | 0 | 67.3789 | 51.5438 | 67.3789 | 536 | 7 | 12 | 2016-12-23 07:00 | WEEKDAY | 21.5805 | 17.63 | 0 | 0 | 0 | 0 | 2483.2041 | 2472 | 200 | YES | 82.77%
| 8 | 1 | 2017-01-23 08:00 | 752.4474 | 459.4175 | 158.2339 | 35.8686 | 873.6876 | 232.029 | 379.949 | 66.8404 | 640.8256 | 116.0145 | 337.9328 | 29.049 | 85.3366 | 34.3645 | 752.4474 | 873.6876 | 752.4474 | 537 | 8 | 12 | 2016-12-23 08:00 | WEEKDAY | 21.9006 | 17.63 | 395.081 | 0 | 0 | 0 | 2483.2041 | 2472 | 200 | YES | 82.77%
| 9 | 1 | 2017-01-23 09:00 | 811.9318 | 152.9691 | 609.8702 | 64.63 | 1478.0923 | 77.2571 | 792.239 | 137.1361 | 0 | 38.6286 | 780.5092 | 79.0984 | 197.0983 | 83.052 | 811.9318 | 1478.0923 | 811.9318 | 538 | 9 | 12 | 2016-12-23 09:00 | WEEKDAY | 24.0133 | 6.32 | 825.583 | 800.8155 | 0 | 800.8155 | 2878.2851 | 0 | 0 | NA | 95.94%
| 10 | 1 | 2017-01-23 10:00 | 719.6771 | 160.9919 | 727.0708 | 98.5854 | 1600.7196 | 81.309 | 853.969 | 199.4816 | 271.4865 | 40.6545 | 841.2227 | 45.5397 | 212.43 | 423.0302 | 719.6771 | 1600.7196 | 719.6771 | 539 | 10 | 12 | 2016-12-23 10:00 | WEEKDAY | 24.2109 | 6.32 | 890.705 | 863.9838 | 0 | 863.9838 | 2878.2851 | 0 | 0 | NA | 95.94%
| 11 | 1 | 2017-01-23 11:00 | 671.6542 | 197.565 | 659.0872 | 134.5247 | 1546.5947 | 99.7803 | 810.191 | 321.9254 | 392.9043 | 49.8902 | 799.4098 | 88.2045 | 201.8712 | 472.4932 | 671.6542 | 1546.5947 | 671.6542 | 540 | 11 | 12 | 2016-12-23 11:00 | WEEKDAY | 22.9054 | 6.32 | 844.414 | 819.0816 | 0 | 819.0816 | 2878.2851 | 0 | 0 | NA | 95.94%
| 12 | 1 | 2017-01-23 12:00 | 699.6547 | 813.8708 | 618.7858 | 154.2636 | 1498.2266 | 411.0459 | 741.499 | 439.5882 | 563.1403 | 205.5229 | 759.0872 | 81.5147 | 191.6887 | 545.1066 | 699.6547 | 1498.2266 | 699.6547 | 541 | 12 | 12 | 2016-12-23 12:00 | WEEKDAY | 22.1205 | 6.32 | 771.964 | 748.8051 | 0 | 748.8051 | 2878.2851 | 0 | 0 | NA | 95.94%
| 13 | 1 | 2017-01-23 13:00 | 734.5645 | 1315.7698 | 528.1017 | 144.9819 | 1517.667 | 664.5302 | 728.17 | 421.8921 | 501.0875 | 332.2651 | 758.0887 | 102.7252 | 191.4365 | 539.1259 | 734.5645 | 1517.667 | 734.5645 | 542 | 13 | 12 | 2016-12-23 13:00 | WEEKDAY | 22.0787 | 6.32 | 757.931 | 735.1931 | 0 | 735.1931 | 2878.2851 | 0 | 0 | NA | 95.94%
| 14 | 1 | 2017-01-23 14:00 | 764.2796 | 1457.4295 | 304.0282 | 115.2717 | 1573.0111 | 736.0755 | 769.096 | 341.0347 | 205.4673 | 368.0378 | 792.6058 | 82.9963 | 200.153 | 403.7275 | 764.2796 | 1573.0111 | 764.2796 | 543 | 14 | 12 | 2016-12-23 14:00 | WEEKDAY | 23.0335 | 2.07 | 800.977 | 776.9477 | 0 | 776.9477 | 2878.2851 | 0 | 0 | NA | 95.94%
| 15 | 1 | 2017-01-23 15:00 | 733.6021 | 856.4951 | 374.7513 | 80.2357 | 1569.0303 | 432.5733 | 803.603 | 833.9855 | 0 | 216.2866 | 819.2111 | 98.6934 | 206.8715 | 100.7044 | 733.6021 | 1569.0303 | 733.6021 | 544 | 15 | 12 | 2016-12-23 15:00 | WEEKDAY | 23.515 | 2.07 | 837.257 | 812.1393 | 0 | 812.1393 | 2878.2851 | 0 | 0 | NA | 95.94%
| 16 | 1 | 2017-01-23 16:00 | 227.6826 | 1110.6105 | 402.4851 | 41.8735 | 1360.7161 | 560.9144 | 799.342 | 851.6133 | 66.7591 | 280.4572 | 721.4173 | 144.0921 | 182.1761 | 49.3605 | 227.6826 | 1360.7161 | 227.6826 | 545 | 16 | 12 | 2016-12-23 16:00 | WEEKDAY | 24.5839 | 2.07 | 832.796 | 807.8121 | 0 | 807.8121 | 2878.2851 | 0 | 0 | NA | 95.94%
| 17 | 1 | 2017-01-23 17:00 | 0 | 197.0453 | 97.0379 | 7.5994 | 297.5993 | 99.5178 | 625.884 | 214.3421 | 29.7291 | 49.7589 | 193.2808 | 20.8949 | 48.8083 | 32.2391 | 0 | 297.5993 | 0 | 546 | 17 | 12 | 2016-12-23 17:00 | WEEKDAY | 39.9015 | 17.14 | 650.599 | 631.081 | 0 | 631.081 | 2878.2851 | 0 | 0 | NA | 95.94%
| 18 | 1 | 2017-01-23 18:00 | 0 | 0 | 1.1396 | 0 | 0 | 0 | 0 | 0 | 0 | 0 | 0 | 0 | 0 | 0 | 0 | 0 | 0 | 547 | 18 | 12 | 2016-12-23 18:00 | WEEKDAY | 27.4286 | 17.14 | 0 | 0 | 0 | 0 | 2878.2851 | 0 | 0 | NA | 95.94%
| 19 | 1 | 2017-01-23 19:00 | 0 | 0 | 0 | 0 | 0 | 0 | 0 | 0 | 0 | 0 | 0 | 0 | 0 | 0 | 0 | 0 | 0 | 548 | 19 | 12 | 2016-12-23 19:00 | WEEKDAY | 25.4857 | 17.14 | 0 | 0 | 0 | 0 | 2878.2851 | 0 | 0 | NA | 95.94%
| 20 | 1 | 2017-01-23 20:00 | 0 | 0 | 0 | 0 | 0 | 0 | 0 | 0 | 0 | 0 | 0 | 0 | 0 | 0 | 0 | 0 | 0 | 549 | 20 | 12 | 2016-12-23 20:00 | WEEKDAY | 25.0738 | 18.26 | 0 | 0 | 0 | 0 | 2878.2851 | 2472 | 200 | YES | 95.94%
| 21 | 1 | 2017-01-23 21:00 | 0 | 0 | 0 | 0 | 0 | 0 | 0 | 0 | 0 | 0 | 0 | 0 | 0 | 0 | 0 | 0 | 0 | 550 | 21 | 12 | 2016-12-23 21:00 | WEEKDAY | 25.1517 | 18.26 | 0 | 0 | 0 | 0 | 2878.2851 | 2472 | 200 | YES | 95.94%
| 22 | 1 | 2017-01-23 22:00 | 0 | 0 | 0 | 0 | 0 | 0 | 0 | 0 | 0 | 0 | 0 | 0 | 0 | 0 | 0 | 0 | 0 | 551 | 22 | 12 | 2016-12-23 22:00 | WEEKDAY | 24.4252 | 18.26 | 0 | 0 | 0 | 0 | 2878.2851 | 2472 | 200 | YES | 95.94%
| 23 | 1 | 2017-01-23 23:00 | 0 | 0 | 0 | 0 | 0 | 0 | 0 | 0 | 0 | 0 | 0 | 0 | 0 | 0 | 0 | 0 | 0 | 552 | 23 | 12 | 2016-12-23 23:00 | WEEKDAY | 23.9047 | 2.52 | 0 | 0 | 0 | 0 | 2878.2851 | 0 | 0 | NA | 95.94%
| 0 | 1 | 2017-01-24 | 0 | 0 | 0 | 0 | 0 | 0 | 0 | 0 | 0 | 0 | 0 | 0 | 0 | 0 | 0 | 0 | 0 | 553 | 0 | 12 | 2016-12-24 | WEEKEND | 22.4573 | 2.52 | 0 | 0 | 0 | 0 | 2878.2851 | 0 | 0 | NA | 95.94%
| 1 | 1 | 2017-01-24 01:00 | 0 | 0 | 0 | 0 | 0 | 0 | 0 | 0 | 0 | 0 | 0 | 0 | 0 | 0 | 0 | 0 | 0 | 554 | 1 | 12 | 2016-12-24 01:00 | WEEKEND | 22.3265 | 2.52 | 0 | 0 | 0 | 0 | 2878.2851 | 0 | 0 | NA | 95.94%
| 2 | 1 | 2017-01-24 02:00 | 0 | 0 | 0 | 0 | 0 | 0 | 0 | 0 | 0 | 0 | 0 | 0 | 0 | 0 | 0 | 0 | 0 | 555 | 2 | 12 | 2016-12-24 02:00 | WEEKEND | 21.9757 | 2.52 | 0 | 0 | 0 | 0 | 2878.2851 | 0 | 0 | NA | 95.94%
| 3 | 1 | 2017-01-24 03:00 | 0 | 0 | 0 | 0 | 0 | 0 | 0 | 0 | 0 | 0 | 0 | 0 | 0 | 0 | 0 | 0 | 0 | 556 | 3 | 12 | 2016-12-24 03:00 | WEEKEND | 21.9702 | 2.52 | 0 | 0 | 0 | 0 | 2878.2851 | 0 | 0 | NA | 95.94%
| 4 | 1 | 2017-01-24 04:00 | 0 | 0 | 0 | 0 | 0 | 0 | 0 | 0 | 0 | 0 | 0 | 0 | 0 | 0 | 0 | 0 | 0 | 557 | 4 | 12 | 2016-12-24 04:00 | WEEKEND | 21.998 | 2.52 | 0 | 0 | 0 | 0 | 2878.2851 | 0 | 0 | NA | 95.94%
| 5 | 1 | 2017-01-24 05:00 | 0 | 0 | 0 | 0 | 0 | 0 | 0 | 0 | 0 | 0 | 0 | 0 | 0 | 0 | 0 | 0 | 0 | 558 | 5 | 12 | 2016-12-24 05:00 | WEEKEND | 22.2596 | 2.52 | 0 | 0 | 0 | 0 | 2878.2851 | 0 | 0 | NA | 95.94%
| 6 | 1 | 2017-01-24 06:00 | 0 | 0 | 0 | 0 | 0 | 0 | 0 | 0 | 0 | 0 | 0 | 0 | 0 | 0 | 0 | 0 | 0 | 559 | 6 | 12 | 2016-12-24 06:00 | WEEKEND | 23.373 | 2.52 | 0 | 0 | 0 | 0 | 2878.2851 | 0 | 0 | NA | 95.94%
| 7 | 1 | 2017-01-24 07:00 | 190.7504 | 0 | 0 | 0 | 61.1836 | 0 | 0 | 10.1627 | 0 | 0 | 4.855 | 2.119 | 1.226 | 0 | 190.7504 | 61.1836 | 190.7504 | 560 | 7 | 12 | 2016-12-24 07:00 | WEEKEND | 24.183 | 2.52 | 0 | 0 | 0 | 0 | 2878.2851 | 0 | 0 | NA | 95.94%
| 8 | 1 | 2017-01-24 08:00 | 216.4811 | 91.3985 | 202.6988 | 35.7956 | 965.6279 | 46.1608 | 328.412 | 646.5466 | 165.3006 | 23.0804 | 344.9927 | 59.6819 | 87.1194 | 27.3601 | 216.4811 | 965.6279 | 216.4811 | 561 | 8 | 12 | 2016-12-24 08:00 | WEEKEND | 27.3368 | 2.52 | 341.808 | 331.5538 | 0 | 331.5538 | 2878.2851 | 0 | 0 | NA | 95.94%
| 9 | 1 | 2017-01-24 09:00 | 295.3996 | 166.8311 | 716.2339 | 71.3938 | 1576.0426 | 84.2581 | 768.555 | 1428.8921 | 542.6238 | 42.1291 | 798.0865 | 160.1765 | 201.537 | 59.8974 | 295.3996 | 1576.0426 | 295.3996 | 562 | 9 | 12 | 2016-12-24 09:00 | WEEKEND | 78.311 | 2.52 | 800.545 | 776.5286 | 213 | 989.5286 | 2878.2851 | 0 | 0 | NA | 95.94%
| 10 | 1 | 2017-01-24 10:00 | 492.6886 | 414.6484 | 800.424 | 102.9473 | 1646.9298 | 209.4184 | 822.621 | 1542.6263 | 162.6709 | 104.7092 | 671.7455 | 164.1892 | 169.6327 | 92.2898 | 492.6886 | 1646.9298 | 492.6886 | 563 | 10 | 12 | 2016-12-24 10:00 | WEEKEND | 280.1621 | 2.52 | 857.47 | 831.7459 | 158 | 989.7459 | 2658.6975 | 0 | 0 | NA | 88.62%
| 11 | 1 | 2017-01-24 11:00 | 213.2665 | 427.6566 | 765.1619 | 165.5033 | 1560.3216 | 215.9882 | 775.553 | 1480.8231 | 405.588 | 107.9941 | 659.9753 | 163.0879 | 166.6604 | 125.8164 | 213.2665 | 1560.3216 | 213.2665 | 564 | 11 | 12 | 2016-12-24 11:00 | WEEKEND | 41.9501 | 2.52 | 807.761 | 783.5282 | 206 | 989.5282 | 2495.8109 | 0 | 0 | NA | 83.19%
| 12 | 1 | 2017-01-24 12:00 | 491.9315 | 261.1693 | 714.1278 | 188.1283 | 1508.823 | 131.9037 | 718.546 | 1418.3007 | 935.4787 | 65.9518 | 600.5217 | 156.889 | 151.6469 | 144.2147 | 491.9315 | 1508.823 | 491.9315 | 565 | 12 | 12 | 2016-12-24 12:00 | WEEKEND | 25.8003 | 2.52 | 747.745 | 725.3126 | 0 | 725.3126 | 2283.4398 | 0 | 0 | NA | 76.11%
| 13 | 1 | 2017-01-24 13:00 | 469.731 | 221.8046 | 730.3706 | 147.8437 | 1506.0499 | 112.0225 | 701.164 | 1440.3835 | 925.9125 | 56.0113 | 639.068 | 169.5181 | 161.3808 | 134.2086 | 469.731 | 1506.0499 | 469.731 | 566 | 13 | 12 | 2016-12-24 13:00 | WEEKEND | 22.4211 | 2.52 | 729.463 | 707.5791 | 0 | 707.5791 | 2283.4398 | 0 | 0 | NA | 76.11%
| 14 | 1 | 2017-01-24 14:00 | 375.7353 | 1340.6217 | 779.7226 | 144.1822 | 1593.1305 | 677.0817 | 740.145 | 1504.5159 | 793.4852 | 338.5408 | 810.2201 | 176.191 | 204.601 | 127.3077 | 375.7353 | 1593.1305 | 375.7353 | 567 | 14 | 12 | 2016-12-24 14:00 | WEEKEND | 23.4092 | 2.52 | 770.401 | 747.289 | 0 | 747.289 | 2283.4398 | 0 | 0 | NA | 76.11%
| 15 | 1 | 2017-01-24 15:00 | 200.9011 | 1304.6777 | 802.1205 | 130.2364 | 1624.217 | 658.9281 | 787.722 | 1481.4964 | 986.005 | 329.4641 | 841.867 | 185.0707 | 212.5927 | 90.6288 | 200.9011 | 1624.217 | 200.9011 | 568 | 15 | 12 | 2016-12-24 15:00 | WEEKEND | 22.8581 | 2.52 | 820.492 | 795.8772 | 0 | 795.8772 | 2283.4398 | 0 | 0 | NA | 76.11%
| 16 | 1 | 2017-01-24 16:00 | 170.3807 | 439.6283 | 707.8456 | 61.8522 | 1432.1896 | 222.0345 | 784.449 | 1225.5358 | 990 | 111.0173 | 560.8488 | 153.517 | 141.6285 | 47.0404 | 170.3807 | 1432.1896 | 170.3807 | 569 | 16 | 12 | 2016-12-24 16:00 | WEEKEND | 22.2958 | 2.52 | 817.081 | 792.5686 | 0 | 792.5686 | 2283.4398 | 0 | 0 | NA | 76.11%
| 17 | 1 | 2017-01-24 17:00 | 0 | 98.1086 | 184.3156 | 14.9406 | 358.1268 | 49.5498 | 621.715 | 148.2093 | 883.7573 | 24.7749 | 202.6475 | 30.2516 | 51.1736 | 6.2456 | 0 | 358.1268 | 0 | 570 | 17 | 12 | 2016-12-24 17:00 | WEEKEND | 23.7934 | 2.52 | 646.306 | 0 | 0 | 0 | 2283.4398 | 0 | 0 | NA | 76.11%
| 18 | 1 | 2017-01-24 18:00 | 0 | 0 | 0 | 0 | 0 | 0 | 0 | 0 | 0 | 0 | 0 | 0 | 0 | 0 | 0 | 0 | 0 | 571 | 18 | 12 | 2016-12-24 18:00 | WEEKEND | 22.9305 | 2.52 | 0 | 0 | 0 | 0 | 2929.7458 | 0 | 0 | NA | 97.66%
| 19 | 1 | 2017-01-24 19:00 | 0 | 0 | 0 | 0 | 0 | 0 | 0 | 0 | 0 | 0 | 0 | 0 | 0 | 0 | 0 | 0 | 0 | 572 | 19 | 12 | 2016-12-24 19:00 | WEEKEND | 21.2938 | 2.52 | 0 | 0 | 0 | 0 | 2929.7458 | 0 | 0 | NA | 97.66%
| 20 | 1 | 2017-01-24 20:00 | 0 | 0 | 0 | 0 | 0 | 0 | 0 | 0 | 0 | 0 | 0 | 0 | 0 | 0 | 0 | 0 | 0 | 573 | 20 | 12 | 2016-12-24 20:00 | WEEKEND | 19.8686 | 2.52 | 0 | 0 | 0 | 0 | 2929.7458 | 0 | 0 | NA | 97.66%
| 21 | 1 | 2017-01-24 21:00 | 0 | 0 | 0 | 0 | 0 | 0 | 0 | 0 | 0 | 0 | 0 | 0 | 0 | 0 | 0 | 0 | 0 | 574 | 21 | 12 | 2016-12-24 21:00 | WEEKEND | 18.9835 | 2.52 | 0 | 0 | 0 | 0 | 2929.7458 | 0 | 0 | NA | 97.66%
| 22 | 1 | 2017-01-24 22:00 | 0 | 0 | 0 | 0 | 0 | 0 | 0 | 0 | 0 | 0 | 0 | 0 | 0 | 0 | 0 | 0 | 0 | 575 | 22 | 12 | 2016-12-24 22:00 | WEEKEND | 13.1938 | 2.52 | 0 | 0 | 0 | 0 | 2929.7458 | 0 | 0 | NA | 97.66%
| 23 | 1 | 2017-01-24 23:00 | 0 | 0 | 0 | 0 | 0 | 0 | 0 | 0 | 0 | 0 | 0 | 0 | 0 | 0 | 0 | 0 | 0 | 576 | 23 | 12 | 2016-12-24 23:00 | WEEKEND | 1.7119 | 2.52 | 0 | 0 | 0 | 0 | 2929.7458 | 0 | 0 | NA | 97.66%
| 0 | 1 | 2017-01-25 | 0 | 0 | 0 | 0 | 0 | 0 | 0 | 0 | 0 | 0 | 0 | 0 | 0 | 0 | 0 | 0 | 0 | 577 | 0 | 12 | 2016-12-25 | WEEKEND | -0.34794 | 2.52 | 0 | 0 | 0 | 0 | 2929.7458 | 0 | 0 | NA | 97.66%
| 1 | 1 | 2017-01-25 01:00 | 0 | 0 | 0 | 0 | 0 | 0 | 0 | 0 | 0 | 0 | 0 | 0 | 0 | 0 | 0 | 0 | 0 | 578 | 1 | 12 | 2016-12-25 01:00 | WEEKEND | -0.54557 | 2.52 | 0 | 0 | 0 | 0 | 2929.7458 | 0 | 0 | NA | 97.66%
| 2 | 1 | 2017-01-25 02:00 | 0 | 0 | 0 | 0 | 0 | 0 | 0 | 0 | 0 | 0 | 0 | 0 | 0 | 0 | 0 | 0 | 0 | 579 | 2 | 12 | 2016-12-25 02:00 | WEEKEND | -0.76825 | 2.52 | 0 | 0 | 0 | 0 | 2929.7458 | 0 | 0 | NA | 97.66%
| 3 | 1 | 2017-01-25 03:00 | 0 | 0 | 0 | 0 | 0 | 0 | 0 | 0 | 0 | 0 | 0 | 0 | 0 | 0 | 0 | 0 | 0 | 580 | 3 | 12 | 2016-12-25 03:00 | WEEKEND | -1.1106 | 2.52 | 0 | 0 | 0 | 0 | 2929.7458 | 0 | 0 | NA | 97.66%
| 4 | 1 | 2017-01-25 04:00 | 0 | 0 | 0 | 0 | 0 | 0 | 0 | 0 | 0 | 0 | 0 | 0 | 0 | 0 | 0 | 0 | 0 | 581 | 4 | 12 | 2016-12-25 04:00 | WEEKEND | -1.851 | 2.52 | 0 | 0 | 0 | 0 | 2929.7458 | 0 | 0 | NA | 97.66%
| 5 | 1 | 2017-01-25 05:00 | 0 | 0 | 0 | 0 | 0 | 0 | 0 | 0 | 0 | 0 | 0 | 0 | 0 | 0 | 0 | 0 | 0 | 582 | 5 | 12 | 2016-12-25 05:00 | WEEKEND | -2.7417 | 2.52 | 0 | 0 | 0 | 0 | 2929.7458 | 0 | 0 | NA | 97.66%
| 6 | 1 | 2017-01-25 06:00 | 0 | 0 | 0 | 0 | 0 | 0 | 0 | 0 | 0 | 0 | 0 | 0 | 0 | 0 | 0 | 0 | 0 | 583 | 6 | 12 | 2016-12-25 06:00 | WEEKEND | -0.97144 | 2.52 | 0 | 0 | 0 | 0 | 2929.7458 | 0 | 0 | NA | 97.66%
| 7 | 1 | 2017-01-25 07:00 | 128.6445 | 0 | 0 | 0 | 43.7051 | 0 | 0 | 20.572 | 0 | 0 | 6.3438 | 1.623 | 1.602 | 0 | 128.6445 | 43.7051 | 128.6445 | 584 | 7 | 12 | 2016-12-25 07:00 | WEEKEND | -0.77938 | 2.52 | 0 | 0 | 0 | 0 | 2929.7458 | 0 | 0 | NA | 97.66%
| 8 | 1 | 2017-01-25 08:00 | 38.5704 | 175.9477 | 165.4254 | 31.4018 | 362.3449 | 88.8625 | 333.53 | 760.3004 | 733.7594 | 44.4312 | 339.412 | 80.2962 | 85.7101 | 38.4735 | 38.5704 | 362.3449 | 38.5704 | 585 | 8 | 12 | 2016-12-25 08:00 | WEEKEND | -0.58175 | 2.52 | 347.051 | 336.6395 | 0 | 336.6395 | 2929.7458 | 0 | 0 | NA | 97.66%
| 9 | 1 | 2017-01-25 09:00 | 513.6383 | 97.7394 | 506.9048 | 82.7185 | 421.343 | 49.3633 | 768.284 | 1405.7083 | 990 | 24.6817 | 785.2414 | 181.6902 | 198.2933 | 89.5085 | 513.6383 | 421.343 | 513.6383 | 586 | 9 | 12 | 2016-12-25 09:00 | WEEKEND | 13.2244 | 2.52 | 800.215 | 776.2086 | 0 | 776.2086 | 2929.7458 | 0 | 0 | NA | 97.66%
| 10 | 1 | 2017-01-25 10:00 | 543.9122 | 151.6633 | 454.444 | 121.0999 | 1011.029 | 76.5976 | 694.577 | 1514.6031 | 990 | 38.2988 | 827.8491 | 195.4801 | 209.0528 | 573.021 | 543.9122 | 1011.029 | 543.9122 | 587 | 10 | 12 | 2016-12-25 10:00 | WEEKEND | 17.4303 | 2.52 | 722.614 | 700.9356 | 0 | 700.9356 | 2929.7458 | 0 | 0 | NA | 97.66%
| 11 | 1 | 2017-01-25 11:00 | 442.6714 | 607.7482 | 505.2231 | 194.3817 | 793.861 | 306.9435 | 619.252 | 1457.1853 | 960.5299 | 153.4718 | 791.0418 | 188.0534 | 199.758 | 641.3922 | 442.6714 | 793.861 | 442.6714 | 588 | 11 | 12 | 2016-12-25 11:00 | WEEKEND | 19.5847 | 2.52 | 643.683 | 624.3725 | 0 | 624.3725 | 2929.7458 | 0 | 0 | NA | 97.66%
| 12 | 1 | 2017-01-25 12:00 | 604.5407 | 344.9341 | 514.0612 | 184.0546 | 1293.1769 | 174.2092 | 620.988 | 1406.1771 | 918.46 | 87.1046 | 759.7824 | 179.9761 | 191.8642 | 572.7658 | 604.5407 | 1293.1769 | 604.5407 | 589 | 12 | 12 | 2016-12-25 12:00 | WEEKEND | 20.4587 | 2.52 | 645.468 | 626.104 | 0 | 626.104 | 2929.7458 | 0 | 0 | NA | 97.66%
| 13 | 1 | 2017-01-25 13:00 | 715.7897 | 564.1209 | 594.4921 | 209.378 | 1264.2759 | 284.9095 | 632.333 | 1427.7341 | 907.6009 | 142.4548 | 763.1783 | 181.7803 | 192.7218 | 552.226 | 715.7897 | 1264.2759 | 715.7897 | 590 | 13 | 12 | 2016-12-25 13:00 | WEEKEND | 22.4016 | 2.52 | 657.203 | 637.4869 | 0 | 637.4869 | 2929.7458 | 0 | 0 | NA | 97.66%
| 14 | 1 | 2017-01-25 14:00 | 524.9576 | 660.7519 | 699.019 | 140.4007 | 1079.3742 | 333.7131 | 667.082 | 1489.8978 | 922.8638 | 166.8565 | 812.0348 | 192.6231 | 205.0593 | 498.474 | 524.9576 | 1079.3742 | 524.9576 | 591 | 14 | 12 | 2016-12-25 14:00 | WEEKEND | 22.8331 | 2.52 | 693.565 | 672.7581 | 0 | 672.7581 | 2929.7458 | 0 | 0 | NA | 97.66%
| 15 | 1 | 2017-01-25 15:00 | 689.0984 | 377.9661 | 668.2454 | 124.663 | 1161.4956 | 190.892 | 761.672 | 1357.4253 | 961.6658 | 95.446 | 821.5256 | 194.2296 | 207.456 | 107.7825 | 689.0984 | 1161.4956 | 689.0984 | 592 | 15 | 12 | 2016-12-25 15:00 | WEEKEND | 22.4935 | 2.52 | 792.862 | 769.0761 | 0 | 769.0761 | 2929.7458 | 0 | 0 | NA | 97.66%
| 16 | 1 | 2017-01-25 16:00 | 250.4094 | 170.9405 | 613.4508 | 70.5816 | 675.4159 | 86.3336 | 785.065 | 638.499 | 958.2882 | 43.1668 | 595.9265 | 175.8558 | 150.4865 | 55.4055 | 250.4094 | 675.4159 | 250.4094 | 593 | 16 | 12 | 2016-12-25 16:00 | WEEKEND | 21.6417 | 2.52 | 817.679 | 793.1486 | 0 | 793.1486 | 2929.7458 | 0 | 0 | NA | 97.66%
| 17 | 1 | 2017-01-25 17:00 | 0 | 57.378 | 172.8581 | 15.902 | 63.4686 | 28.9788 | 318.596 | 147.7225 | 858.6081 | 14.4894 | 190.7857 | 41.2768 | 48.1782 | 10.6132 | 0 | 63.4686 | 0 | 594 | 17 | 12 | 2016-12-25 17:00 | WEEKEND | 22.8553 | 2.52 | 331.56 | 321.6132 | 0 | 321.6132 | 2929.7458 | 0 | 0 | NA | 97.66%
| 18 | 1 | 2017-01-25 18:00 | 0 | 0 | 0 | 0 | 0 | 0 | 0 | 0 | 0 | 0 | 0 | 0 | 0 | 0 | 0 | 0 | 0 | 595 | 18 | 12 | 2016-12-25 18:00 | WEEKEND | 25.7168 | 2.52 | 0 | 0 | 0 | 0 | 2929.7458 | 0 | 0 | NA | 97.66%
| 19 | 1 | 2017-01-25 19:00 | 0 | 0 | 0 | 0 | 0 | 0 | 0 | 0 | 0 | 0 | 0 | 0 | 0 | 0 | 0 | 0 | 0 | 596 | 19 | 12 | 2016-12-25 19:00 | WEEKEND | 25.5525 | 2.52 | 0 | 0 | 0 | 0 | 2929.7458 | 0 | 0 | NA | 97.66%
| 20 | 1 | 2017-01-25 20:00 | 0 | 0 | 0 | 0 | 0 | 0 | 0 | 0 | 0 | 0 | 0 | 0 | 0 | 0 | 0 | 0 | 0 | 597 | 20 | 12 | 2016-12-25 20:00 | WEEKEND | 26.2512 | 2.52 | 0 | 0 | 0 | 0 | 2929.7458 | 0 | 0 | NA | 97.66%
| 21 | 1 | 2017-01-25 21:00 | 0 | 0 | 0 | 0 | 0 | 0 | 0 | 0 | 0 | 0 | 0 | 0 | 0 | 0 | 0 | 0 | 0 | 598 | 21 | 12 | 2016-12-25 21:00 | WEEKEND | 26.9554 | 2.52 | 0 | 0 | 0 | 0 | 2929.7458 | 0 | 0 | NA | 97.66%
| 22 | 1 | 2017-01-25 22:00 | 0 | 0 | 0 | 0 | 0 | 0 | 0 | 0 | 0 | 0 | 0 | 0 | 0 | 0 | 0 | 0 | 0 | 599 | 22 | 12 | 2016-12-25 22:00 | WEEKEND | 25.4635 | 2.52 | 0 | 0 | 0 | 0 | 2929.7458 | 0 | 0 | NA | 97.66%
| 23 | 1 | 2017-01-25 23:00 | 0 | 0 | 0 | 0 | 0 | 0 | 0 | 0 | 0 | 0 | 0 | 0 | 0 | 0 | 0 | 0 | 0 | 600 | 23 | 12 | 2016-12-25 23:00 | WEEKEND | 23.0056 | 2.52 | 0 | 0 | 0 | 0 | 2929.7458 | 0 | 0 | NA | 97.66%
| 0 | 1 | 2017-01-26 | 0 | 0 | 0 | 0 | 0 | 0 | 0 | 0 | 0 | 0 | 0 | 0 | 0 | 0 | 0 | 0 | 0 | 601 | 0 | 12 | 2016-12-26 | WEEKDAY | 20.3251 | 2.52 | 0 | 0 | 0 | 0 | 2929.7458 | 0 | 0 | NA | 97.66%
| 1 | 1 | 2017-01-26 01:00 | 0 | 0 | 0 | 0 | 0 | 0 | 0 | 0 | 0 | 0 | 0 | 0 | 0 | 0 | 0 | 0 | 0 | 602 | 1 | 12 | 2016-12-26 01:00 | WEEKDAY | 20.1108 | 2.52 | 0 | 0 | 0 | 0 | 2929.7458 | 0 | 0 | NA | 97.66%
| 2 | 1 | 2017-01-26 02:00 | 0 | 0 | 0 | 0 | 0 | 0 | 0 | 0 | 0 | 0 | 0 | 0 | 0 | 0 | 0 | 0 | 0 | 603 | 2 | 12 | 2016-12-26 02:00 | WEEKDAY | 19.6626 | 2.52 | 0 | 0 | 0 | 0 | 2929.7458 | 0 | 0 | NA | 97.66%
| 3 | 1 | 2017-01-26 03:00 | 0 | 0 | 0 | 0 | 0 | 0 | 0 | 0 | 0 | 0 | 0 | 0 | 0 | 0 | 0 | 0 | 0 | 604 | 3 | 12 | 2016-12-26 03:00 | WEEKDAY | 19.7434 | 2.52 | 0 | 0 | 0 | 0 | 2929.7458 | 0 | 0 | NA | 97.66%
| 4 | 1 | 2017-01-26 04:00 | 0 | 0 | 0 | 0 | 0 | 0 | 0 | 0 | 0 | 0 | 0 | 0 | 0 | 0 | 0 | 0 | 0 | 605 | 4 | 12 | 2016-12-26 04:00 | WEEKDAY | 20.0969 | 2.52 | 0 | 0 | 0 | 0 | 2929.7458 | 0 | 0 | NA | 97.66%
| 5 | 1 | 2017-01-26 05:00 | 0 | 0 | 0 | 0 | 0 | 0 | 0 | 0 | 0 | 0 | 0 | 0 | 0 | 0 | 0 | 0 | 0 | 606 | 5 | 12 | 2016-12-26 05:00 | WEEKDAY | 20.0273 | 2.52 | 0 | 0 | 0 | 0 | 2929.7458 | 0 | 0 | NA | 97.66%
| 6 | 1 | 2017-01-26 06:00 | 0 | 0 | 0 | 0 | 0 | 0 | 0 | 0 | 0 | 0 | 0 | 0 | 0 | 0 | 0 | 0 | 0 | 607 | 6 | 12 | 2016-12-26 06:00 | WEEKDAY | 20.2834 | 2.52 | 0 | 0 | 0 | 0 | 2929.7458 | 0 | 0 | NA | 97.66%
| 7 | 1 | 2017-01-26 07:00 | 62.2551 | 0 | 0 | 0 | 37.4279 | 0 | 0 | 0 | 0 | 0 | 7.986 | 1.2791 | 2.0167 | 3.1044 | 62.2551 | 37.4279 | 62.2551 | 608 | 7 | 12 | 2016-12-26 07:00 | WEEKDAY | 20.9319 | 2.52 | 0 | 0 | 0 | 0 | 2929.7458 | 0 | 0 | NA | 97.66%
| 8 | 1 | 2017-01-26 08:00 | 179.5524 | 116.5155 | 123.1964 | 53.173 | 185.4889 | 58.8462 | 342.447 | 427.9939 | 727.8802 | 29.4231 | 353.429 | 16.6542 | 89.2498 | 162.9977 | 179.5524 | 185.4889 | 179.5524 | 609 | 8 | 12 | 2016-12-26 08:00 | WEEKDAY | 21.5944 | 2.52 | 356.241 | 345.5538 | 0 | 345.5538 | 2929.7458 | 0 | 0 | NA | 97.66%
| 9 | 1 | 2017-01-26 09:00 | 321.6373 | 288.1946 | 501.205 | 86.5315 | 313.6811 | 145.5528 | 417.561 | 629.5613 | 962.9694 | 72.7764 | 782.9507 | 36.9267 | 197.7148 | 366.4612 | 321.6373 | 313.6811 | 321.6373 | 610 | 9 | 12 | 2016-12-26 09:00 | WEEKDAY | 22.2875 | 2.52 | 433.922 | 420.9043 | 0 | 420.9043 | 2929.7458 | 0 | 0 | NA | 97.66%
| 10 | 1 | 2017-01-26 10:00 | 567.7896 | 336.8148 | 686.6819 | 151.6855 | 471.436 | 170.1085 | 849.6 | 1082.9853 | 981.9407 | 85.0542 | 823.0182 | 68.3621 | 207.8329 | 498.7653 | 567.7896 | 471.436 | 567.7896 | 611 | 10 | 12 | 2016-12-26 10:00 | WEEKDAY | 23.7043 | 2.52 | 886.066 | 859.484 | 0 | 859.484 | 2929.7458 | 0 | 0 | NA | 97.66%
| 11 | 1 | 2017-01-26 11:00 | 680.9082 | 327.8929 | 660.7408 | 197.0978 | 561.3109 | 165.6025 | 804.273 | 1330.3807 | 941.7361 | 82.8012 | 784.2954 | 159.6965 | 198.0544 | 577.9671 | 680.9082 | 561.3109 | 680.9082 | 612 | 11 | 12 | 2016-12-26 11:00 | WEEKDAY | 25.6806 | 2.52 | 838.147 | 813.0026 | 0 | 813.0026 | 2929.7458 | 0 | 0 | NA | 97.66%
| 12 | 1 | 2017-01-26 12:00 | 755.5797 | 697.3632 | 620.0835 | 223.1084 | 746.6122 | 352.2037 | 742.64 | 1231.861 | 903.7306 | 176.1018 | 759.4314 | 71.4207 | 191.7756 | 620.7982 | 755.5797 | 746.6122 | 755.5797 | 613 | 12 | 12 | 2016-12-26 12:00 | WEEKDAY | 27.5928 | 2.52 | 773.175 | 749.9797 | 0 | 749.9797 | 2929.7458 | 0 | 0 | NA | 97.66%
| 13 | 1 | 2017-01-26 13:00 | 780.3031 | 232.6476 | 701.2912 | 212.2867 | 584.6389 | 117.4988 | 725.492 | 1257.9481 | 887.8129 | 58.7494 | 759.2641 | 78.7555 | 191.7334 | 544.5862 | 780.3031 | 584.6389 | 780.3031 | 614 | 13 | 12 | 2016-12-26 13:00 | WEEKDAY | 32.8787 | 2.52 | 755.118 | 732.4645 | 0 | 732.4645 | 2929.7458 | 0 | 0 | NA | 97.66%
| 14 | 1 | 2017-01-26 14:00 | 806.2414 | 377.9244 | 697.9094 | 173.6742 | 805.8934 | 190.8709 | 766.445 | 1247.4712 | 919.496 | 95.4354 | 805.6321 | 163.7132 | 203.4424 | 650.6192 | 806.2414 | 805.8934 | 806.2414 | 615 | 14 | 12 | 2016-12-26 14:00 | WEEKDAY | 40.4053 | 2.52 | 798.207 | 774.2608 | 216 | 990.2608 | 2929.7458 | 0 | 0 | NA | 97.66%
| 15 | 1 | 2017-01-26 15:00 | 751.4653 | 956.3829 | 692.897 | 128.0651 | 329.2829 | 483.0217 | 810.234 | 531.8922 | 949.3225 | 241.5108 | 826.3056 | 89.4875 | 208.663 | 566.5309 | 751.4653 | 329.2829 | 751.4653 | 616 | 15 | 12 | 2016-12-26 15:00 | WEEKDAY | 28.9651 | 2.52 | 844.352 | 819.0214 | 0 | 819.0214 | 2707.0654 | 0 | 0 | NA | 90.24%
| 16 | 1 | 2017-01-26 16:00 | 274.651 | 191.902 | 610.0068 | 76.1443 | 390.9662 | 96.9202 | 804.45 | 687.3663 | 973.0264 | 48.4601 | 750.128 | 39.1781 | 189.4263 | 307.3271 | 274.651 | 390.9662 | 274.651 | 617 | 16 | 12 | 2016-12-26 16:00 | WEEKDAY | 41.3962 | 2.52 | 838.273 | 813.1248 | 177 | 990.1248 | 2707.0654 | 0 | 0 | NA | 90.24%
| 17 | 1 | 2017-01-26 17:00 | 0 | 132.2689 | 164.9303 | 19.1119 | 59.7978 | 66.8025 | 630.258 | 76.1586 | 990.3374 | 33.4012 | 230.0153 | 6.6218 | 58.0847 | 37.1173 | 0 | 59.7978 | 0 | 618 | 17 | 12 | 2016-12-26 17:00 | WEEKDAY | 105.3889 | 2.52 | 655.296 | 635.6371 | 354 | 989.6371 | 2524.5911 | 0 | 0 | NA | 84.15%
| 18 | 1 | 2017-01-26 18:00 | 0 | 0 | 0 | 0 | 0 | 0 | 0 | 0 | 300 | 0 | 0 | 0 | 0 | 0 | 0 | 0 | 0 | 619 | 18 | 12 | 2016-12-26 18:00 | WEEKDAY | 109.5085 | 2.52 | 0 | 0 | 970 | 970 | 2159.6427 | 0 | 0 | NA | 71.99%
| 19 | 1 | 2017-01-26 19:00 | 0 | 0 | 0 | 0 | 0 | 0 | 0 | 0 | 0 | 0 | 0 | 0 | 0 | 0 | 0 | 0 | 0 | 620 | 19 | 12 | 2016-12-26 19:00 | WEEKDAY | 34.7297 | 2.52 | 0 | 0 | 0 | 0 | 1159.6427 | 0 | 0 | NA | 38.65%
| 20 | 1 | 2017-01-26 20:00 | 0 | 0 | 0 | 0 | 0 | 0 | 0 | 0 | 0 | 0 | 0 | 0 | 0 | 0 | 0 | 0 | 0 | 621 | 20 | 12 | 2016-12-26 20:00 | WEEKDAY | 37.0651 | 2.52 | 0 | 0 | 0 | 0 | 1159.6427 | 0 | 0 | NA | 38.65%
| 21 | 1 | 2017-01-26 21:00 | 0 | 0 | 0 | 0 | 0 | 0 | 0 | 0 | 0 | 0 | 0 | 0 | 0 | 0 | 0 | 0 | 0 | 622 | 21 | 12 | 2016-12-26 21:00 | WEEKDAY | 40.7031 | 2.52 | 0 | 0 | 970 | 970 | 1159.6427 | 0 | 0 | NA | 38.65%
| 22 | 1 | 2017-01-26 22:00 | 0 | 0 | 0 | 0 | 0 | 0 | 0 | 0 | 0 | 0 | 0 | 0 | 0 | 0 | 0 | 0 | 0 | 623 | 22 | 12 | 2016-12-26 22:00 | WEEKDAY | 176.7161 | 2.52 | 0 | 0 | 100 | 100 | 159.6427 | 0 | 0 | NA | 5.321%
| 23 | 1 | 2017-01-26 23:00 | 0 | 0 | 0 | 0 | 0 | 0 | 0 | 0 | 0 | 0 | 0 | 0 | 0 | 0 | 0 | 0 | 0 | 624 | 23 | 12 | 2016-12-26 23:00 | WEEKDAY | 25.0404 | 2.52 | 0 | 0 | 0 | 0 | 56.5499 | 0 | 0 | NA | 1.885%
| 0 | 1 | 2017-01-27 | 0 | 0 | 0 | 0 | 0 | 0 | 0 | 0 | 0 | 0 | 0 | 0 | 0 | 0 | 0 | 0 | 0 | 625 | 0 | 12 | 2016-12-27 | WEEKDAY | 22.4851 | 2.52 | 0 | 0 | 0 | 0 | 56.5499 | 0 | 0 | NA | 1.885%
| 1 | 1 | 2017-01-27 01:00 | 0 | 0 | 0 | 0 | 0 | 0 | 0 | 0 | 0 | 0 | 0 | 0 | 0 | 0 | 0 | 0 | 0 | 626 | 1 | 12 | 2016-12-27 01:00 | WEEKDAY | 22.0425 | 2.52 | 0 | 0 | 0 | 0 | 56.5499 | 0 | 0 | NA | 1.885%
| 2 | 1 | 2017-01-27 02:00 | 0 | 0 | 0 | 0 | 0 | 0 | 0 | 0 | 0 | 0 | 0 | 0 | 0 | 0 | 0 | 0 | 0 | 627 | 2 | 12 | 2016-12-27 02:00 | WEEKDAY | 21.7029 | 2.52 | 0 | 0 | 0 | 0 | 56.5499 | 0 | 0 | NA | 1.885%
| 3 | 1 | 2017-01-27 03:00 | 0 | 0 | 0 | 0 | 0 | 0 | 0 | 0 | 0 | 0 | 0 | 0 | 0 | 0 | 0 | 0 | 0 | 628 | 3 | 12 | 2016-12-27 03:00 | WEEKDAY | 21.6473 | 2.52 | 0 | 0 | 0 | 0 | 56.5499 | 0 | 0 | NA | 1.885%
| 4 | 1 | 2017-01-27 04:00 | 0 | 0 | 0 | 0 | 0 | 0 | 0 | 0 | 0 | 0 | 0 | 0 | 0 | 0 | 0 | 0 | 0 | 629 | 4 | 12 | 2016-12-27 04:00 | WEEKDAY | 21.9507 | 2.52 | 0 | 0 | 0 | 0 | 56.5499 | 0 | 0 | NA | 1.885%
| 5 | 1 | 2017-01-27 05:00 | 0 | 0 | 0 | 0 | 0 | 0 | 0 | 0 | 0 | 0 | 0 | 0 | 0 | 0 | 0 | 0 | 0 | 630 | 5 | 12 | 2016-12-27 05:00 | WEEKDAY | 22.5547 | 2.52 | 0 | 0 | 0 | 0 | 56.5499 | 0 | 0 | NA | 1.885%
| 6 | 1 | 2017-01-27 06:00 | 0 | 0 | 0 | 0 | 0 | 0 | 0 | 0 | 0 | 0 | 0 | 0 | 0 | 0 | 0 | 0 | 0 | 631 | 6 | 12 | 2016-12-27 06:00 | WEEKDAY | 22.5575 | 2.52 | 0 | 0 | 0 | 0 | 56.5499 | 0 | 0 | NA | 1.885%
| 7 | 1 | 2017-01-27 07:00 | 181.1322 | 0 | 0 | 0.68914 | 37.9216 | 0 | 0 | 8.5061 | 0 | 0 | 8.4538 | 2.6117 | 2.1348 | 2.7871 | 181.1322 | 37.9216 | 181.1322 | 632 | 7 | 12 | 2016-12-27 07:00 | WEEKDAY | 24.0717 | 2.52 | 0 | 0 | 0 | 0 | 56.5499 | 0 | 0 | NA | 1.885%
| 8 | 1 | 2017-01-27 08:00 | 466.508 | 68.0212 | 209.0371 | 46.8642 | 380.7779 | 34.3541 | 54.631 | 167.3403 | 724.5919 | 17.1771 | 350.204 | 63.5019 | 88.4354 | 48.2066 | 466.508 | 380.7779 | 466.508 | 633 | 8 | 12 | 2016-12-27 08:00 | WEEKDAY | 26.4293 | 2.52 | 60.9308 | 0 | 0 | 0 | 56.5499 | 0 | 0 | NA | 1.885%
| 9 | 1 | 2017-01-27 09:00 | 839.5675 | 554.4373 | 696.1291 | 102.6834 | 1063.2159 | 280.0188 | 745.901 | 512.4683 | 940.5721 | 140.0094 | 772.4221 | 81.946 | 195.0561 | 113.812 | 839.5675 | 1063.2159 | 839.5675 | 634 | 9 | 12 | 2016-12-27 09:00 | WEEKDAY | 45.243 | 2.52 | 776.601 | 0 | 0 | 0 | 117.4807 | 0 | 0 | NA | 3.916%
| 10 | 1 | 2017-01-27 10:00 | 820.954 | 1029.8458 | 759.0784 | 150.0479 | 1068.0674 | 520.1242 | 809.604 | 618.2429 | 969.4791 | 260.0621 | 828.2394 | 61.9866 | 209.1514 | 577.4905 | 820.954 | 1068.0674 | 820.954 | 635 | 10 | 12 | 2016-12-27 10:00 | WEEKDAY | 32.1244 | 2.52 | 843.701 | 0 | 0 | 0 | 894.0817 | 0 | 0 | NA | 29.8%
| 11 | 1 | 2017-01-27 11:00 | 746.1763 | 313.8582 | 678.7576 | 198.6312 | 1401.518 | 158.5142 | 770.217 | 613.9762 | 919.98 | 79.2571 | 719.842 | 73.5919 | 181.7783 | 412.6306 | 746.1763 | 1401.518 | 746.1763 | 636 | 11 | 12 | 2016-12-27 11:00 | WEEKDAY | 40.3747 | 2.52 | 802.142 | 0 | 0 | 0 | 1737.7827 | 0 | 0 | NA | 57.93%
| 12 | 1 | 2017-01-27 12:00 | 650.116 | 298.9911 | 637.5171 | 225.1619 | 1455.3871 | 151.0056 | 716.757 | 431.0157 | 886.9961 | 75.5028 | 756.9002 | 102.9857 | 191.1364 | 208.0772 | 650.116 | 1455.3871 | 650.116 | 637 | 12 | 12 | 2016-12-27 12:00 | WEEKDAY | 34.9858 | 2.52 | 745.884 | 723.5075 | 0 | 723.5075 | 2539.9247 | 0 | 0 | NA | 84.66%
| 13 | 1 | 2017-01-27 13:00 | 776.1361 | 232.1788 | 624.9198 | 285.553 | 1469.9571 | 117.262 | 488.107 | 397.13 | 872.4161 | 58.631 | 752.7788 | 74.4485 | 190.0957 | 683.3361 | 776.1361 | 1469.9571 | 776.1361 | 638 | 13 | 12 | 2016-12-27 13:00 | WEEKDAY | 32.7117 | 2.52 | 506.951 | 491.7425 | 0 | 491.7425 | 2539.9247 | 0 | 0 | NA | 84.66%
| 14 | 1 | 2017-01-27 14:00 | 830.5573 | 279.6172 | 675.5586 | 433.2853 | 1509.6865 | 141.2208 | 431.444 | 829.3655 | 892.9316 | 70.6104 | 714.3872 | 77.5215 | 180.4008 | 748.0361 | 830.5573 | 1509.6865 | 830.5573 | 639 | 14 | 12 | 2016-12-27 14:00 | WEEKDAY | 26.7355 | 2.52 | 448.143 | 0 | 0 | 0 | 2539.9247 | 0 | 0 | NA | 84.66%
| 15 | 1 | 2017-01-27 15:00 | 754.4999 | 231.1758 | 644.6381 | 630.9291 | 1496.4548 | 116.7555 | 480.814 | 637.7165 | 923.3042 | 58.3777 | 728.9143 | 48.4917 | 184.0693 | 731.7755 | 754.4999 | 1496.4548 | 754.4999 | 640 | 15 | 12 | 2016-12-27 15:00 | WEEKDAY | 28.709 | 2.52 | 499.381 | 484.3996 | 0 | 484.3996 | 2988.0677 | 0 | 0 | NA | 99.6%
| 16 | 1 | 2017-01-27 16:00 | 213.4453 | 81.2846 | 583.6529 | 424.1416 | 1165.4869 | 41.0528 | 769.961 | 371.5176 | 935.6048 | 20.5264 | 492.6263 | 40.1084 | 124.4006 | 576.0449 | 213.4453 | 1165.4869 | 213.4453 | 641 | 16 | 12 | 2016-12-27 16:00 | WEEKDAY | 27.5928 | 2.52 | 801.815 | 777.7606 | 0 | 777.7606 | 2988.0677 | 0 | 0 | NA | 99.6%
| 17 | 1 | 2017-01-27 17:00 | 0 | 68.9632 | 143.9635 | 80.701 | 304.3947 | 34.8299 | 613.162 | 124.0081 | 834.0157 | 17.4149 | 107.5251 | 11.95 | 27.1528 | 74.3904 | 0 | 304.3947 | 0 | 642 | 17 | 12 | 2016-12-27 17:00 | WEEKDAY | 76.4126 | 2.52 | 637.344 | 618.2237 | 372 | 990.2237 | 2988.0677 | 0 | 0 | NA | 99.6%
| 18 | 1 | 2017-01-27 18:00 | 0 | 0 | 0 | 0 | 0 | 0 | 0 | 0 | 0 | 0 | 0 | 0 | 0 | 0 | 0 | 0 | 0 | 643 | 18 | 12 | 2016-12-27 18:00 | WEEKDAY | 25.3104 | 2.52 | 0 | 0 | 0 | 0 | 2604.5625 | 0 | 0 | NA | 86.82%
| 19 | 1 | 2017-01-27 19:00 | 0 | 0 | 0 | 0 | 0 | 0 | 0 | 0 | 0 | 0 | 0 | 0 | 0 | 0 | 0 | 0 | 0 | 644 | 19 | 12 | 2016-12-27 19:00 | WEEKDAY | 22.9806 | 2.52 | 0 | 0 | 0 | 0 | 2604.5625 | 0 | 0 | NA | 86.82%
| 20 | 1 | 2017-01-27 20:00 | 0 | 0 | 0 | 0 | 0 | 0 | 0 | 0 | 0 | 0 | 0 | 0 | 0 | 0 | 0 | 0 | 0 | 645 | 20 | 12 | 2016-12-27 20:00 | WEEKDAY | 22.1928 | 2.52 | 0 | 0 | 0 | 0 | 2604.5625 | 0 | 0 | NA | 86.82%
| 21 | 1 | 2017-01-27 21:00 | 0 | 0 | 0 | 0 | 0 | 0 | 0 | 0 | 0 | 0 | 0 | 0 | 0 | 0 | 0 | 0 | 0 | 646 | 21 | 12 | 2016-12-27 21:00 | WEEKDAY | 21.2047 | 2.52 | 0 | 0 | 0 | 0 | 2604.5625 | 0 | 0 | NA | 86.82%
| 22 | 1 | 2017-01-27 22:00 | 0 | 0 | 0 | 0 | 0 | 0 | 0 | 0 | 0 | 0 | 0 | 0 | 0 | 0 | 0 | 0 | 0 | 647 | 22 | 12 | 2016-12-27 22:00 | WEEKDAY | 20.3891 | 2.52 | 0 | 0 | 0 | 0 | 2604.5625 | 0 | 0 | NA | 86.82%
| 23 | 1 | 2017-01-27 23:00 | 0 | 0 | 0 | 0 | 0 | 0 | 0 | 0 | 0 | 0 | 0 | 0 | 0 | 0 | 0 | 0 | 0 | 648 | 23 | 12 | 2016-12-27 23:00 | WEEKDAY | 16.9098 | 2.52 | 0 | 0 | 0 | 0 | 2604.5625 | 0 | 0 | NA | 86.82%
| 0 | 1 | 2017-01-28 | 0 | 0 | 0 | 0 | 0 | 0 | 0 | 0 | 0 | 0 | 0 | 0 | 0 | 0 | 0 | 0 | 0 | 649 | 0 | 12 | 2016-12-28 | WEEKDAY | 15.6182 | 2.52 | 0 | 0 | 0 | 0 | 2604.5625 | 0 | 0 | NA | 86.82%
| 1 | 1 | 2017-01-28 01:00 | 0 | 0 | 0 | 0 | 0 | 0 | 0 | 0 | 0 | 0 | 0 | 0 | 0 | 0 | 0 | 0 | 0 | 650 | 1 | 12 | 2016-12-28 01:00 | WEEKDAY | 6.3269 | 2.52 | 0 | 0 | -400 | -400 | 2604.5625 | 0 | 0 | NA | 86.82%
| 2 | 1 | 2017-01-28 02:00 | 0 | 0 | 0 | 0 | 0 | 0 | 0 | 0 | 0 | 0 | 0 | 0 | 0 | 0 | 0 | 0 | 0 | 651 | 2 | 12 | 2016-12-28 02:00 | WEEKDAY | 3.1008 | 2.52 | 0 | 0 | 0 | 0 | 2992.5625 | 0 | 0 | NA | 99.75%
| 3 | 1 | 2017-01-28 03:00 | 0 | 0 | 0 | 0 | 0 | 0 | 0 | 0 | 0 | 0 | 0 | 0 | 0 | 0 | 0 | 0 | 0 | 652 | 3 | 12 | 2016-12-28 03:00 | WEEKDAY | 3.9748 | 2.52 | 0 | 0 | 0 | 0 | 2992.5625 | 0 | 0 | NA | 99.75%
| 4 | 1 | 2017-01-28 04:00 | 0 | 0 | 0 | 0 | 0 | 0 | 0 | 0 | 0 | 0 | 0 | 0 | 0 | 0 | 0 | 0 | 0 | 653 | 4 | 12 | 2016-12-28 04:00 | WEEKDAY | 14.0901 | 2.52 | 0 | 0 | 0 | 0 | 2992.5625 | 0 | 0 | NA | 99.75%
| 5 | 1 | 2017-01-28 05:00 | 0 | 0 | 0 | 0 | 0 | 0 | 0 | 0 | 0 | 0 | 0 | 0 | 0 | 0 | 0 | 0 | 0 | 654 | 5 | 12 | 2016-12-28 05:00 | WEEKDAY | 16.4115 | 2.52 | 0 | 0 | 0 | 0 | 2992.5625 | 0 | 0 | NA | 99.75%
| 6 | 1 | 2017-01-28 06:00 | 0 | 0 | 0 | 0 | 0 | 0 | 0 | 0 | 0 | 0 | 0 | 0 | 0 | 0 | 0 | 0 | 0 | 655 | 6 | 12 | 2016-12-28 06:00 | WEEKDAY | 18.9723 | 17.63 | 0 | 0 | 0 | 0 | 2992.5625 | 2472 | 200 | YES | 99.75%
| 7 | 1 | 2017-01-28 07:00 | 238.6647 | 0 | 0 | 2.1848 | 56.5481 | 0 | 0 | 44.6702 | 0 | 0 | 9.8524 | 2.4344 | 2.488 | 7.8064 | 238.6647 | 56.5481 | 238.6647 | 656 | 7 | 12 | 2016-12-28 07:00 | WEEKDAY | 19.2062 | 17.63 | 0 | 0 | 0 | 0 | 2992.5625 | 2472 | 200 | YES | 99.75%
| 8 | 1 | 2017-01-28 08:00 | 815.3511 | 65.3576 | 81.8027 | 71.2684 | 886.9805 | 33.0089 | 2.2346 | 663.1569 | 0 | 16.5044 | 148.0357 | 23.1364 | 37.3828 | 86.1985 | 815.3511 | 886.9805 | 815.3511 | 657 | 8 | 12 | 2016-12-28 08:00 | WEEKDAY | 20.3919 | 17.63 | 7.4545 | 7.2309 | 0 | 7.2309 | 2992.5625 | 2472 | 200 | YES | 99.75%
| 9 | 1 | 2017-01-28 09:00 | 863.277 | 108.0544 | 117.3396 | 145.4527 | 1490.7338 | 54.573 | 106.111 | 1131.5792 | 0 | 27.2865 | 369.0086 | 47.197 | 93.184 | 136.7234 | 863.277 | 1490.7338 | 863.277 | 658 | 9 | 12 | 2016-12-28 09:00 | WEEKDAY | 21.33 | 6.32 | 113.446 | 110.0426 | 0 | 110.0426 | 2992.5625 | 0 | 0 | NA | 99.75%
| 10 | 1 | 2017-01-28 10:00 | 817.006 | 158.6615 | 422.8281 | 203.4588 | 1564.8384 | 80.1321 | 336.856 | 1614.693 | 140.488 | 40.066 | 532.6975 | 67.7993 | 134.5196 | 193.3498 | 817.006 | 1564.8384 | 817.006 | 659 | 10 | 12 | 2016-12-28 10:00 | WEEKDAY | 22.1455 | 6.32 | 350.351 | 339.8405 | 0 | 339.8405 | 2992.5625 | 0 | 0 | NA | 99.75%
| 11 | 1 | 2017-01-28 11:00 | 746.7105 | 208.901 | 452.2781 | 262.8391 | 1467.0605 | 105.5055 | 295.933 | 1451.6803 | 376.4667 | 52.7528 | 514.2072 | 80.2801 | 129.8503 | 248.8379 | 746.7105 | 1467.0605 | 746.7105 | 660 | 11 | 12 | 2016-12-28 11:00 | WEEKDAY | 23.1142 | 6.32 | 308.143 | 298.8987 | 0 | 298.8987 | 2992.5625 | 0 | 0 | NA | 99.75%
| 12 | 1 | 2017-01-28 12:00 | 453.7037 | 431.2359 | 514.9067 | 295.5013 | 1485.6957 | 217.7959 | 197.725 | 1462.6186 | 408.1857 | 108.898 | 545.259 | 174.572 | 137.6917 | 278.7642 | 453.7037 | 1485.6957 | 453.7037 | 661 | 12 | 12 | 2016-12-28 12:00 | WEEKDAY | 23.9632 | 6.32 | 207.195 | 200.9791 | 0 | 200.9791 | 2992.5625 | 0 | 0 | NA | 99.75%
| 13 | 1 | 2017-01-28 13:00 | 771.4104 | 362.6226 | 637.3153 | 280.0709 | 1392.0543 | 183.1428 | 236.13 | 1474.1058 | 670.7007 | 91.5714 | 416.1307 | 175.9589 | 105.0835 | 263.227 | 771.4104 | 1392.0543 | 771.4104 | 662 | 13 | 12 | 2016-12-28 13:00 | WEEKDAY | 26.2011 | 6.32 | 246.617 | 239.2185 | 0 | 239.2185 | 2992.5625 | 0 | 0 | NA | 99.75%
| 14 | 1 | 2017-01-28 14:00 | 831.3703 | 266.1085 | 558.2665 | 182.2341 | 1479.8714 | 134.3982 | 200.592 | 1528.2162 | 664.4325 | 67.1991 | 432.8764 | 164.642 | 109.3122 | 215.4518 | 831.3703 | 1479.8714 | 831.3703 | 663 | 14 | 12 | 2016-12-28 14:00 | WEEKDAY | 31.2587 | 2.07 | 210.152 | 203.8474 | 0 | 203.8474 | 2992.5625 | 0 | 0 | NA | 99.75%
| 15 | 1 | 2017-01-28 15:00 | 774.0863 | 736.4839 | 461.3681 | 174.5856 | 1512.5453 | 371.9616 | 35.2991 | 1551.2345 | 549.2247 | 185.9808 | 385.2445 | 182.0155 | 97.284 | 160.113 | 774.0863 | 1512.5453 | 774.0863 | 664 | 15 | 12 | 2016-12-28 15:00 | WEEKDAY | 30.5378 | 2.07 | 41.1806 | 39.9452 | 0 | 39.9452 | 2992.5625 | 0 | 0 | NA | 99.75%
| 16 | 1 | 2017-01-28 16:00 | 292.9731 | 204.5895 | 435.6716 | 78.2032 | 797.8684 | 103.328 | 38.3092 | 1300.3018 | 371.5255 | 51.664 | 374.1006 | 167.2611 | 94.4698 | 92.1161 | 292.9731 | 797.8684 | 292.9731 | 665 | 16 | 12 | 2016-12-28 16:00 | WEEKDAY | 32.4445 | 2.07 | 44.2564 | 42.9287 | 0 | 42.9287 | 2992.5625 | 0 | 0 | NA | 99.75%
| 17 | 1 | 2017-01-28 17:00 | 0 | 18.2645 | 122.8442 | 19.5366 | 183.6614 | 9.2245 | 0 | 285.468 | 0 | 4.6123 | 95.7805 | 46.5635 | 24.187 | 18.5184 | 0 | 183.6614 | 0 | 666 | 17 | 12 | 2016-12-28 17:00 | WEEKDAY | 30.3234 | 17.14 | 3.4745 | 0 | 0 | 0 | 2992.5625 | 0 | 0 | NA | 99.75%
| 18 | 1 | 2017-01-28 18:00 | 0 | 0 | 0 | 0 | 0 | 0 | 0 | 0 | 353.6465 | 0 | 0 | 0 | 0 | 0 | 0 | 0 | 0 | 667 | 18 | 12 | 2016-12-28 18:00 | WEEKDAY | 28.5782 | 17.14 | 0 | 0 | 0 | 0 | 2996.0371 | 0 | 0 | NA | 99.87%
| 19 | 1 | 2017-01-28 19:00 | 0 | 0 | 0 | 0 | 0 | 0 | 0 | 0 | 0 | 0 | 0 | 0 | 0 | 0 | 0 | 0 | 0 | 668 | 19 | 12 | 2016-12-28 19:00 | WEEKDAY | 24.5811 | 17.14 | 0 | 0 | 0 | 0 | 2996.0371 | 0 | 0 | NA | 99.87%
| 20 | 1 | 2017-01-28 20:00 | 0 | 0 | 0 | 0 | 0 | 0 | 0 | 0 | 0 | 0 | 0 | 0 | 0 | 0 | 0 | 0 | 0 | 669 | 20 | 12 | 2016-12-28 20:00 | WEEKDAY | 24.364 | 18.26 | 0 | 0 | 0 | 0 | 2996.0371 | 2472 | 200 | YES | 99.87%
| 21 | 1 | 2017-01-28 21:00 | 0 | 0 | 0 | 0 | 0 | 0 | 0 | 0 | 0 | 0 | 0 | 0 | 0 | 0 | 0 | 0 | 0 | 670 | 21 | 12 | 2016-12-28 21:00 | WEEKDAY | 22.268 | 18.26 | 0 | 0 | 0 | 0 | 2996.0371 | 2472 | 200 | YES | 99.87%
| 22 | 1 | 2017-01-28 22:00 | 0 | 0 | 0 | 0 | 0 | 0 | 0 | 0 | 0 | 0 | 0 | 0 | 0 | 0 | 0 | 0 | 0 | 671 | 22 | 12 | 2016-12-28 22:00 | WEEKDAY | 21.9757 | 18.26 | 0 | 0 | 0 | 0 | 2996.0371 | 2472 | 200 | YES | 99.87%
| 23 | 1 | 2017-01-28 23:00 | 0 | 0 | 0 | 0 | 0 | 0 | 0 | 0 | 0 | 0 | 0 | 0 | 0 | 0 | 0 | 0 | 0 | 672 | 23 | 12 | 2016-12-28 23:00 | WEEKDAY | 20.3335 | 2.52 | 0 | 0 | 0 | 0 | 2996.0371 | 0 | 0 | NA | 99.87%
| 0 | 1 | 2017-01-29 | 0 | 0 | 0 | 0 | 0 | 0 | 0 | 0 | 0 | 0 | 0 | 0 | 0 | 0 | 0 | 0 | 0 | 673 | 0 | 12 | 2016-12-29 | WEEKDAY | 18.5214 | 2.52 | 0 | 0 | 0 | 0 | 2996.0371 | 0 | 0 | NA | 99.87%
| 1 | 1 | 2017-01-29 01:00 | 0 | 0 | 0 | 0 | 0 | 0 | 0 | 0 | 0 | 0 | 0 | 0 | 0 | 0 | 0 | 0 | 0 | 674 | 1 | 12 | 2016-12-29 01:00 | WEEKDAY | 17.717 | 2.52 | 0 | 0 | 0 | 0 | 2996.0371 | 0 | 0 | NA | 99.87%
| 2 | 1 | 2017-01-29 02:00 | 0 | 0 | 0 | 0 | 0 | 0 | 0 | 0 | 0 | 0 | 0 | 0 | 0 | 0 | 0 | 0 | 0 | 675 | 2 | 12 | 2016-12-29 02:00 | WEEKDAY | 10.2015 | 2.52 | 0 | 0 | 0 | 0 | 2996.0371 | 0 | 0 | NA | 99.87%
| 3 | 1 | 2017-01-29 03:00 | 0 | 0 | 0 | 0 | 0 | 0 | 0 | 0 | 0 | 0 | 0 | 0 | 0 | 0 | 0 | 0 | 0 | 676 | 3 | 12 | 2016-12-29 03:00 | WEEKDAY | 4.5288 | 2.52 | 0 | 0 | 0 | 0 | 2996.0371 | 0 | 0 | NA | 99.87%
| 4 | 1 | 2017-01-29 04:00 | 0 | 0 | 0 | 0 | 0 | 0 | 0 | 0 | 0 | 0 | 0 | 0 | 0 | 0 | 0 | 0 | 0 | 677 | 4 | 12 | 2016-12-29 04:00 | WEEKDAY | 6.1014 | 2.52 | 0 | 0 | 0 | 0 | 2996.0371 | 0 | 0 | NA | 99.87%
| 5 | 1 | 2017-01-29 05:00 | 0 | 0 | 0 | 0 | 0 | 0 | 0 | 0 | 0 | 0 | 0 | 0 | 0 | 0 | 0 | 0 | 0 | 678 | 5 | 12 | 2016-12-29 05:00 | WEEKDAY | 17.2243 | 2.52 | 0 | 0 | 0 | 0 | 2996.0371 | 0 | 0 | NA | 99.87%
| 6 | 1 | 2017-01-29 06:00 | 0 | 0 | 0 | 0 | 0 | 0 | 0 | 0 | 0 | 0 | 0 | 0 | 0 | 0 | 0 | 0 | 0 | 679 | 6 | 12 | 2016-12-29 06:00 | WEEKDAY | 20.1692 | 17.63 | 0 | 0 | 0 | 0 | 2996.0371 | 2472 | 200 | YES | 99.87%
| 7 | 1 | 2017-01-29 07:00 | 274.1563 | 10.8339 | 0 | 2.1707 | 38.313 | 5.4717 | 0 | 20.227 | 0 | 2.7358 | 4.3859 | 2.063 | 1.1075 | 0 | 274.1563 | 38.313 | 274.1563 | 680 | 7 | 12 | 2016-12-29 07:00 | WEEKDAY | 21.1657 | 17.63 | 0 | 0 | 0 | 0 | 2996.0371 | 2472 | 200 | YES | 99.87%
| 8 | 1 | 2017-01-29 08:00 | 819.5815 | 979.6925 | 172.9341 | 42.5575 | 256.7778 | 494.7942 | 0 | 735.1535 | 132.4583 | 247.3971 | 73.2987 | 62.731 | 18.5098 | 49.5693 | 819.5815 | 256.7778 | 819.5815 | 681 | 8 | 12 | 2016-12-29 08:00 | WEEKDAY | 21.3717 | 17.63 | 0 | 0 | 0 | 0 | 2996.0371 | 2472 | 200 | YES | 99.87%
| 9 | 1 | 2017-01-29 09:00 | 862.0822 | 1605.2449 | 468.3342 | 97.9405 | 501.4453 | 810.7297 | 170.865 | 1422.3972 | 179.9243 | 405.3649 | 146.6139 | 189.8682 | 37.0237 | 105.0871 | 862.0822 | 501.4453 | 862.0822 | 682 | 9 | 12 | 2016-12-29 09:00 | WEEKDAY | 21.8338 | 6.32 | 179.717 | 174.3255 | 0 | 174.3255 | 2996.0371 | 0 | 0 | NA | 99.87%
| 10 | 1 | 2017-01-29 10:00 | 820.3212 | 1697.3728 | 783.7757 | 147.8767 | 1542.6462 | 857.259 | 117.617 | 1212.5256 | 323.2011 | 428.6295 | 245.7327 | 204.3553 | 62.0537 | 151.6955 | 820.3212 | 1542.6462 | 820.3212 | 683 | 10 | 12 | 2016-12-29 10:00 | WEEKDAY | 21.4775 | 6.32 | 125.216 | 121.4595 | 0 | 121.4595 | 2996.0371 | 0 | 0 | NA | 99.87%
| 11 | 1 | 2017-01-29 11:00 | 747.6923 | 1627.0651 | 627.4689 | 197.366 | 1162.7994 | 821.7501 | 103.163 | 1071.1503 | 362.7237 | 410.875 | 474.3157 | 194.0001 | 119.7767 | 199.2441 | 747.6923 | 1162.7994 | 747.6923 | 684 | 11 | 12 | 2016-12-29 11:00 | WEEKDAY | 20.7204 | 6.32 | 110.438 | 107.1249 | 0 | 107.1249 | 2996.0371 | 0 | 0 | NA | 99.87%
| 12 | 1 | 2017-01-29 12:00 | 748.5612 | 1571.1569 | 672.1821 | 225.1986 | 1353.2877 | 793.5136 | 201.114 | 938.9894 | 350.2622 | 396.7568 | 674.8261 | 186.9647 | 170.4106 | 225.1125 | 748.5612 | 1353.2877 | 748.5612 | 685 | 12 | 12 | 2016-12-29 12:00 | WEEKDAY | 20.9765 | 6.32 | 210.71 | 204.3887 | 0 | 204.3887 | 2996.0371 | 0 | 0 | NA | 99.87%
| 13 | 1 | 2017-01-29 13:00 | 788.3963 | 1563.2026 | 676.2663 | 212.5947 | 1431.2473 | 789.4963 | 205.803 | 1209.1866 | 989.7445 | 394.7481 | 712.8215 | 186.9275 | 180.0054 | 213.2482 | 788.3963 | 1431.2473 | 788.3963 | 686 | 13 | 12 | 2016-12-29 13:00 | WEEKDAY | 21.6501 | 6.32 | 215.524 | 209.0583 | 0 | 209.0583 | 2996.0371 | 0 | 0 | NA | 99.87%
| 14 | 1 | 2017-01-29 14:00 | 845.6633 | 1609.1293 | 720.0136 | 219.9258 | 940.7458 | 812.6916 | 220.398 | 854.8526 | 989.9973 | 406.3458 | 699.2988 | 180.2299 | 176.5906 | 171.9382 | 845.6633 | 940.7458 | 845.6633 | 687 | 14 | 12 | 2016-12-29 14:00 | WEEKDAY | 21.9924 | 2.07 | 230.509 | 223.5937 | 0 | 223.5937 | 2996.0371 | 0 | 0 | NA | 99.87%
| 15 | 1 | 2017-01-29 15:00 | 790.125 | 1579.5064 | 732.6772 | 392.5666 | 1093.979 | 797.7305 | 2.126 | 735.9893 | 989.7677 | 398.8653 | 533.0598 | 176.2793 | 134.6111 | 125.2259 | 790.125 | 1093.979 | 790.125 | 688 | 15 | 12 | 2016-12-29 15:00 | WEEKDAY | 22.0982 | 2.07 | 7.3392 | 7.119 | 0 | 7.119 | 2996.0371 | 0 | 0 | NA | 99.87%
| 16 | 1 | 2017-01-29 16:00 | 305.5337 | 1399.7502 | 473.2775 | 65.7532 | 865.0039 | 706.9446 | 22.9678 | 521.8599 | 0 | 353.4723 | 184.0336 | 175.2172 | 46.4731 | 70.1437 | 305.5337 | 865.0039 | 305.5337 | 689 | 16 | 12 | 2016-12-29 16:00 | WEEKDAY | 22.8136 | 2.07 | 28.633 | 27.774 | 0 | 27.774 | 2996.0371 | 0 | 0 | NA | 99.87%
| 17 | 1 | 2017-01-29 17:00 | 0 | 479.95 | 142.6986 | 22.467 | 212.9637 | 242.399 | 610.224 | 110.2864 | 842.9766 | 121.1995 | 89.0535 | 47.5301 | 22.4882 | 13.827 | 0 | 212.9637 | 0 | 690 | 17 | 12 | 2016-12-29 17:00 | WEEKDAY | 27.4982 | 17.14 | 634.373 | 615.3418 | 0 | 615.3418 | 2996.0371 | 0 | 0 | NA | 99.87%
| 18 | 1 | 2017-01-29 18:00 | 0 | 0 | 0 | 0 | 0 | 0 | 0 | 0 | 0 | 0 | 0 | 0 | 0 | 0 | 0 | 0 | 0 | 691 | 18 | 12 | 2016-12-29 18:00 | WEEKDAY | 29.7584 | 17.14 | 0 | 0 | 0 | 0 | 2996.0371 | 0 | 0 | NA | 99.87%
| 19 | 1 | 2017-01-29 19:00 | 0 | 0 | 0 | 0 | 0 | 0 | 0 | 0 | 0 | 0 | 0 | 0 | 0 | 0 | 0 | 0 | 0 | 692 | 19 | 12 | 2016-12-29 19:00 | WEEKDAY | 27.0501 | 17.14 | 0 | 0 | 0 | 0 | 2996.0371 | 0 | 0 | NA | 99.87%
| 20 | 1 | 2017-01-29 20:00 | 0 | 0 | 0 | 0 | 0 | 0 | 0 | 0 | 0 | 0 | 0 | 0 | 0 | 0 | 0 | 0 | 0 | 693 | 20 | 12 | 2016-12-29 20:00 | WEEKDAY | 28.6032 | 18.26 | 0 | 0 | 0 | 0 | 2996.0371 | 2472 | 200 | YES | 99.87%
| 21 | 1 | 2017-01-29 21:00 | 0 | 0 | 0 | 0 | 0 | 0 | 0 | 0 | 0 | 0 | 0 | 0 | 0 | 0 | 0 | 0 | 0 | 694 | 21 | 12 | 2016-12-29 21:00 | WEEKDAY | 26.5351 | 18.26 | 0 | 0 | 0 | 0 | 2996.0371 | 2472 | 200 | YES | 99.87%
| 22 | 1 | 2017-01-29 22:00 | 0 | 0 | 0 | 0 | 0 | 0 | 0 | 0 | 0 | 0 | 0 | 0 | 0 | 0 | 0 | 0 | 0 | 695 | 22 | 12 | 2016-12-29 22:00 | WEEKDAY | 29.082 | 18.26 | 0 | 0 | 0 | 0 | 2996.0371 | 2472 | 200 | YES | 99.87%
| 23 | 1 | 2017-01-29 23:00 | 0 | 0 | 0 | 0 | 0 | 0 | 0 | 0 | 0 | 0 | 0 | 0 | 0 | 0 | 0 | 0 | 0 | 696 | 23 | 12 | 2016-12-29 23:00 | WEEKDAY | 25.3131 | 2.52 | 0 | 0 | 0 | 0 | 2996.0371 | 0 | 0 | NA | 99.87%
| 0 | 1 | 2017-01-30 | 0 | 0 | 0 | 0 | 0 | 0 | 0 | 0 | 0 | 0 | 0 | 0 | 0 | 0 | 0 | 0 | 0 | 697 | 0 | 12 | 2016-12-30 | WEEKDAY | 23.8045 | 2.52 | 0 | 0 | 0 | 0 | 2996.0371 | 0 | 0 | NA | 99.87%
| 1 | 1 | 2017-01-30 01:00 | 0 | 0 | 0 | 0 | 0 | 0 | 0 | 0 | 0 | 0 | 0 | 0 | 0 | 0 | 0 | 0 | 0 | 698 | 1 | 12 | 2016-12-30 01:00 | WEEKDAY | 22.6549 | 2.52 | 0 | 0 | 0 | 0 | 2996.0371 | 0 | 0 | NA | 99.87%
| 2 | 1 | 2017-01-30 02:00 | 0 | 0 | 0 | 0 | 0 | 0 | 0 | 0 | 0 | 0 | 0 | 0 | 0 | 0 | 0 | 0 | 0 | 699 | 2 | 12 | 2016-12-30 02:00 | WEEKDAY | 22.2346 | 2.52 | 0 | 0 | 0 | 0 | 2996.0371 | 0 | 0 | NA | 99.87%
| 3 | 1 | 2017-01-30 03:00 | 0 | 0 | 0 | 0 | 0 | 0 | 0 | 0 | 0 | 0 | 0 | 0 | 0 | 0 | 0 | 0 | 0 | 700 | 3 | 12 | 2016-12-30 03:00 | WEEKDAY | 21.8978 | 2.52 | 0 | 0 | 0 | 0 | 2996.0371 | 0 | 0 | NA | 99.87%
| 4 | 1 | 2017-01-30 04:00 | 0 | 0 | 0 | 0 | 0 | 0 | 0 | 0 | 0 | 0 | 0 | 0 | 0 | 0 | 0 | 0 | 0 | 701 | 4 | 12 | 2016-12-30 04:00 | WEEKDAY | 21.9034 | 2.52 | 0 | 0 | 0 | 0 | 2996.0371 | 0 | 0 | NA | 99.87%
| 5 | 1 | 2017-01-30 05:00 | 0 | 0 | 0 | 0 | 0 | 0 | 0 | 0 | 0 | 0 | 0 | 0 | 0 | 0 | 0 | 0 | 0 | 702 | 5 | 12 | 2016-12-30 05:00 | WEEKDAY | 21.9952 | 2.52 | 0 | 0 | 0 | 0 | 2996.0371 | 0 | 0 | NA | 99.87%
| 6 | 1 | 2017-01-30 06:00 | 0 | 0 | 0 | 0 | 0 | 0 | 0 | 0 | 0 | 0 | 0 | 0 | 0 | 0 | 0 | 0 | 0 | 703 | 6 | 12 | 2016-12-30 06:00 | WEEKDAY | 23.4872 | 17.63 | 0 | 0 | 0 | 0 | 2996.0371 | 2472 | 200 | YES | 99.87%
| 7 | 1 | 2017-01-30 07:00 | 277.0723 | 7.7531 | 0 | 8.7741 | 36.0843 | 3.9157 | 0 | 22.2929 | 0 | 1.9579 | 0.91014 | 0 | 0.22983 | 0 | 277.0723 | 36.0843 | 277.0723 | 704 | 7 | 12 | 2016-12-30 07:00 | WEEKDAY | 24.7564 | 17.63 | 0 | 0 | 0 | 0 | 2996.0371 | 2472 | 200 | YES | 99.87%
| 8 | 1 | 2017-01-30 08:00 | 822.8639 | 912.5052 | 224.4515 | 378.9197 | 547.9373 | 460.8612 | 391.299 | 611.4853 | 0 | 230.4306 | 112.9598 | 35.4606 | 28.5252 | 26.6429 | 822.8639 | 547.9373 | 822.8639 | 705 | 8 | 12 | 2016-12-30 08:00 | WEEKDAY | 25.469 | 17.63 | 406.785 | 394.5815 | 0 | 394.5815 | 2996.0371 | 2472 | 200 | YES | 99.87%
| 9 | 1 | 2017-01-30 09:00 | 863.7019 | 1286.9147 | 613.4214 | 688.5863 | 1403.8225 | 649.9569 | 116.579 | 1137.2868 | 0 | 324.9785 | 581.3157 | 137.8417 | 146.7969 | 61.1396 | 863.7019 | 1403.8225 | 863.7019 | 706 | 9 | 12 | 2016-12-30 09:00 | WEEKDAY | 29.6248 | 6.32 | 124.234 | 120.507 | 0 | 120.507 | 2996.0371 | 0 | 0 | NA | 99.87%
| 10 | 1 | 2017-01-30 10:00 | 821.6519 | 1584.7024 | 591.7121 | 784.4808 | 1507.6112 | 800.3547 | 125.993 | 871.3564 | 0 | 400.1774 | 603.8192 | 175.7277 | 152.4796 | 95.5426 | 821.6519 | 1507.6112 | 821.6519 | 707 | 10 | 12 | 2016-12-30 10:00 | WEEKDAY | 27.0334 | 6.32 | 133.846 | 129.8306 | 0 | 129.8306 | 2996.0371 | 0 | 0 | NA | 99.87%
| 11 | 1 | 2017-01-30 11:00 | 747.2057 | 1545.5965 | 723.6098 | 764.6735 | 1364.4014 | 780.6043 | 300.05 | 1440.5225 | 179.1949 | 390.3022 | 627.6395 | 151.2257 | 158.4948 | 277.0303 | 747.2057 | 1364.4014 | 747.2057 | 708 | 11 | 12 | 2016-12-30 11:00 | WEEKDAY | 23.014 | 6.32 | 312.506 | 303.1308 | 0 | 303.1308 | 2996.0371 | 0 | 0 | NA | 99.87%
| 12 | 1 | 2017-01-30 12:00 | 748.6121 | 1526.2063 | 692.3858 | 658.9801 | 1321.8089 | 770.8112 | 255.941 | 978.5101 | 376.2834 | 385.4056 | 589.6873 | 163.838 | 148.9109 | 690.5665 | 748.6121 | 1321.8089 | 748.6121 | 709 | 12 | 12 | 2016-12-30 12:00 | WEEKDAY | 21.9869 | 6.32 | 267.084 | 259.0715 | 0 | 259.0715 | 2996.0371 | 0 | 0 | NA | 99.87%
| 13 | 1 | 2017-01-30 13:00 | 780.706 | 1531.5226 | 674.749 | 573.6861 | 1435.9373 | 773.4963 | 198.208 | 1004.6359 | 404.0457 | 386.7481 | 579.3315 | 147.171 | 146.2958 | 201.0931 | 780.706 | 1435.9373 | 780.706 | 710 | 13 | 12 | 2016-12-30 13:00 | WEEKDAY | 21.9117 | 6.32 | 207.779 | 201.5456 | 0 | 201.5456 | 2996.0371 | 0 | 0 | NA | 99.87%
| 14 | 1 | 2017-01-30 14:00 | 834.9083 | 1550.4923 | 707.945 | 541.581 | 1197.9103 | 783.0769 | 132.605 | 1523.7678 | 313.5729 | 391.5385 | 599.091 | 148.7069 | 151.2856 | 160.8664 | 834.9083 | 1197.9103 | 834.9083 | 711 | 14 | 12 | 2016-12-30 14:00 | WEEKDAY | 21.8115 | 2.07 | 140.58 | 136.3626 | 0 | 136.3626 | 2996.0371 | 0 | 0 | NA | 99.87%
| 15 | 1 | 2017-01-30 15:00 | 783.1935 | 1585.0719 | 748.5621 | 263.5188 | 555.2422 | 800.5414 | 235.543 | 1192.964 | 660.7973 | 400.2707 | 478.0594 | 34.41 | 120.7221 | 113.7148 | 783.1935 | 555.2422 | 783.1935 | 712 | 15 | 12 | 2016-12-30 15:00 | WEEKDAY | 21.6222 | 2.07 | 246.12 | 238.7364 | 0 | 238.7364 | 2996.0371 | 0 | 0 | NA | 99.87%
| 16 | 1 | 2017-01-30 16:00 | 311.21 | 1352.5249 | 664.224 | 547.1519 | 542.058 | 683.0934 | 54.9392 | 1064.6058 | 0 | 341.5467 | 133.517 | 27.295 | 33.7164 | 57.6776 | 311.21 | 542.058 | 311.21 | 713 | 16 | 12 | 2016-12-30 16:00 | WEEKDAY | 21.9952 | 2.07 | 61.2754 | 59.4371 | 0 | 59.4371 | 2996.0371 | 0 | 0 | NA | 99.87%
| 17 | 1 | 2017-01-30 17:00 | 0 | 494.6981 | 233.1926 | 123.8465 | 174.5523 | 249.8475 | 9.4435 | 236.1702 | 0 | 124.9238 | 78.9664 | 7.6307 | 19.941 | 22.9866 | 0 | 174.5523 | 0 | 714 | 17 | 12 | 2016-12-30 17:00 | WEEKDAY | 54.7654 | 17.14 | 14.8884 | 14.4417 | 400 | 414.4417 | 2996.0371 | 0 | 0 | NA | 99.87%
| 18 | 1 | 2017-01-30 18:00 | 0 | 0 | 0 | 0 | 0 | 0 | 0 | 0 | 0 | 0 | 0 | 0 | 0 | 0 | 0 | 0 | 0 | 715 | 18 | 12 | 2016-12-30 18:00 | WEEKDAY | 40.7337 | 17.14 | 0 | 0 | 0 | 0 | 2583.6659 | 0 | 0 | NA | 86.12%
| 19 | 1 | 2017-01-30 19:00 | 0 | 0 | 0 | 0 | 0 | 0 | 0 | 0 | 0 | 0 | 0 | 0 | 0 | 0 | 0 | 0 | 0 | 716 | 19 | 12 | 2016-12-30 19:00 | WEEKDAY | 43.3474 | 17.14 | 0 | 0 | 0 | 0 | 2583.6659 | 0 | 0 | NA | 86.12%
| 20 | 1 | 2017-01-30 20:00 | 0 | 0 | 0 | 0 | 0 | 0 | 0 | 0 | 0 | 0 | 0 | 0 | 0 | 0 | 0 | 0 | 0 | 717 | 20 | 12 | 2016-12-30 20:00 | WEEKDAY | 42.9689 | 18.26 | 0 | 0 | 0 | 0 | 2583.6659 | 2472 | 200 | YES | 86.12%
| 21 | 1 | 2017-01-30 21:00 | 0 | 0 | 0 | 0 | 0 | 0 | 0 | 0 | 0 | 0 | 0 | 0 | 0 | 0 | 0 | 0 | 0 | 718 | 21 | 12 | 2016-12-30 21:00 | WEEKDAY | 38.7324 | 18.26 | 0 | 0 | 0 | 0 | 2583.6659 | 2472 | 200 | YES | 86.12%
| 22 | 1 | 2017-01-30 22:00 | 0 | 0 | 0 | 0 | 0 | 0 | 0 | 0 | 0 | 0 | 0 | 0 | 0 | 0 | 0 | 0 | 0 | 719 | 22 | 12 | 2016-12-30 22:00 | WEEKDAY | 31.7681 | 18.26 | 0 | 0 | 0 | 0 | 2583.6659 | 2472 | 200 | YES | 86.12%
| 23 | 1 | 2017-01-30 23:00 | 0 | 0 | 0 | 0 | 0 | 0 | 0 | 0 | 0 | 0 | 0 | 0 | 0 | 0 | 0 | 0 | 0 | 720 | 23 | 12 | 2016-12-30 23:00 | WEEKDAY | 21.9034 | 2.52 | 0 | 0 | 0 | 0 | 2583.6659 | 0 | 0 | NA | 86.12%
| 0 | 1 | 2017-01-31 | 0 | 0 | 0 | 0 | 0 | 0 | 0 | 0 | 0 | 0 | 0 | 0 | 0 | 0 | 0 | 0 | 0 | 721 | 0 | 12 | 2016-12-31 | WEEKEND | 19.0252 | 2.52 | 0 | 0 | 0 | 0 | 2583.6659 | 0 | 0 | NA | 86.12%
| 1 | 1 | 2017-01-31 01:00 | 0 | 0 | 0 | 0 | 0 | 0 | 0 | 0 | 0 | 0 | 0 | 0 | 0 | 0 | 0 | 0 | 0 | 722 | 1 | 12 | 2016-12-31 01:00 | WEEKEND | 18.6996 | 2.52 | 0 | 0 | 0 | 0 | 2583.6659 | 0 | 0 | NA | 86.12%
| 2 | 1 | 2017-01-31 02:00 | 0 | 0 | 0 | 0 | 0 | 0 | 0 | 0 | -270 | 0 | 0 | 0 | 0 | 0 | 0 | 0 | 0 | 723 | 2 | 12 | 2016-12-31 02:00 | WEEKEND | 18.6745 | 2.52 | 0 | 0 | 0 | 0 | 2583.6659 | 0 | 0 | NA | 86.12%
| 3 | 1 | 2017-01-31 03:00 | 0 | 0 | 0 | 0 | 0 | 0 | 0 | 0 | 0 | 0 | 0 | 0 | 0 | 0 | 0 | 0 | 0 | 724 | 3 | 12 | 2016-12-31 03:00 | WEEKEND | 18.1484 | 2.52 | 0 | 0 | 0 | 0 | 2583.6659 | 0 | 0 | NA | 86.12%
| 4 | 1 | 2017-01-31 04:00 | 0 | 0 | 0 | 0 | 0 | 0 | 0 | 0 | 0 | 0 | 0 | 0 | 0 | 0 | 0 | 0 | 0 | 725 | 4 | 12 | 2016-12-31 04:00 | WEEKEND | 18.7942 | 2.52 | 0 | 0 | 0 | 0 | 2583.6659 | 0 | 0 | NA | 86.12%
| 5 | 1 | 2017-01-31 05:00 | 0 | 0 | 0 | 0 | 0 | 0 | 0 | 0 | 0 | 0 | 0 | 0 | 0 | 0 | 0 | 0 | 0 | 726 | 5 | 12 | 2016-12-31 05:00 | WEEKEND | 19.3509 | 2.52 | 0 | 0 | 0 | 0 | 2583.6659 | 0 | 0 | NA | 86.12%
| 6 | 1 | 2017-01-31 06:00 | 0 | 0 | 0 | 0 | 0 | 0 | 0 | 0 | 0 | 0 | 0 | 0 | 0 | 0 | 0 | 0 | 0 | 727 | 6 | 12 | 2016-12-31 06:00 | WEEKEND | 20.0189 | 2.52 | 0 | 0 | 0 | 0 | 2583.6659 | 0 | 0 | NA | 86.12%
| 7 | 1 | 2017-01-31 07:00 | 275.6725 | 7.2416 | 0 | 0 | 15.976 | 3.6574 | 0 | 47.4281 | 0 | 1.8287 | 10.8458 | 2.6081 | 2.7388 | 4.9037 | 275.6725 | 15.976 | 275.6725 | 728 | 7 | 12 | 2016-12-31 07:00 | WEEKEND | 20.3502 | 2.52 | 0 | 0 | 0 | 0 | 2583.6659 | 0 | 0 | NA | 86.12%
| 8 | 1 | 2017-01-31 08:00 | 827.9806 | 867.1778 | 50.0532 | 59.6665 | 127.5658 | 437.9686 | 392.292 | 881.3497 | 145.2914 | 218.9843 | 69.8975 | 19.1444 | 17.6509 | 95.0059 | 827.9806 | 127.5658 | 827.9806 | 729 | 8 | 12 | 2016-12-31 08:00 | WEEKEND | 20.6647 | 2.52 | 407.828 | 0 | 0 | 0 | 2583.6659 | 0 | 0 | NA | 86.12%
| 9 | 1 | 2017-01-31 09:00 | 861.7269 | 1209.3747 | 145.5804 | 118.4147 | 263.6508 | 610.7953 | 50.4616 | 1462.4701 | 55.337 | 305.3977 | 129.6084 | 51.1706 | 32.7294 | 325.124 | 861.7269 | 263.6508 | 861.7269 | 730 | 9 | 12 | 2016-12-31 09:00 | WEEKEND | 21.7503 | 2.52 | 56.7335 | 55.0315 | 0 | 55.0315 | 2991.4939 | 0 | 0 | NA | 99.72%
| 10 | 1 | 2017-01-31 10:00 | 811.5303 | 1506.6206 | 199.4686 | 166.5464 | 532.5117 | 760.9195 | 86.2796 | 1593.0667 | 202.9832 | 380.4597 | 504.2674 | 65.1841 | 127.3402 | 484.0492 | 811.5303 | 532.5117 | 811.5303 | 731 | 10 | 12 | 2016-12-31 10:00 | WEEKEND | 22.2346 | 2.52 | 93.2631 | 90.4652 | 0 | 90.4652 | 2991.4939 | 0 | 0 | NA | 99.72%
| 11 | 1 | 2017-01-31 11:00 | 752.1312 | 1525.6936 | 257.3456 | 217.3794 | 693.8587 | 770.5523 | 141.648 | 1465.6267 | 354.6233 | 385.2762 | 723.1001 | 97.7601 | 182.601 | 651.6735 | 752.1312 | 693.8587 | 752.1312 | 732 | 11 | 12 | 2016-12-31 11:00 | WEEKEND | 22.1455 | 2.52 | 149.84 | 145.3448 | 0 | 145.3448 | 2991.4939 | 0 | 0 | NA | 99.72%
| 12 | 1 | 2017-01-31 12:00 | 683.1327 | 1528.7237 | 320.4533 | 244.2569 | 686.1933 | 772.0827 | 232.206 | 1393.6813 | 261.7176 | 386.0413 | 565.4826 | 105.3245 | 142.7986 | 600.8316 | 683.1327 | 686.1933 | 683.1327 | 733 | 12 | 12 | 2016-12-31 12:00 | WEEKEND | 22.3599 | 2.52 | 242.674 | 235.3938 | 0 | 235.3938 | 2991.4939 | 0 | 0 | NA | 99.72%
| 13 | 1 | 2017-01-31 13:00 | 457.9846 | 1530.086 | 299.9516 | 233.4661 | 406.1411 | 772.7707 | 173.069 | 1404.3415 | 522.1597 | 386.3853 | 680.0563 | 106.4947 | 171.7314 | 661.2359 | 457.9846 | 406.1411 | 457.9846 | 734 | 13 | 12 | 2016-12-31 13:00 | WEEKEND | 22.332 | 2.52 | 181.993 | 176.5332 | 0 | 176.5332 | 2991.4939 | 0 | 0 | NA | 99.72%
| 14 | 1 | 2017-01-31 14:00 | 332.3166 | 1570.7946 | 184.3147 | 193.305 | 300.7157 | 793.3306 | 146.054 | 1491.6316 | 448.5872 | 396.6653 | 569.6429 | 81.4256 | 143.8492 | 652.0336 | 332.3166 | 300.7157 | 332.3166 | 735 | 14 | 12 | 2016-12-31 14:00 | WEEKEND | 22.5992 | 2.52 | 154.327 | 149.6972 | 0 | 149.6972 | 2991.4939 | 0 | 0 | NA | 99.72%
| 15 | 1 | 2017-01-31 15:00 | 483.7037 | 1440.8 | 300.1411 | 144.4305 | 459.6236 | 727.6767 | 269.633 | 1532.5091 | 990.476 | 363.8384 | 421.2362 | 66.2747 | 106.3728 | 649.7339 | 483.7037 | 459.6236 | 483.7037 | 736 | 15 | 12 | 2016-12-31 15:00 | WEEKEND | 23.039 | 2.52 | 281.153 | 272.7184 | 0 | 272.7184 | 2991.4939 | 0 | 0 | NA | 99.72%
| 16 | 1 | 2017-01-31 16:00 | 93.0495 | 468.354 | 146.0581 | 87.4895 | 268.129 | 236.5424 | 39.5165 | 1266.8853 | 990.4062 | 118.2712 | 419.2448 | 44.5243 | 105.8699 | 255.5746 | 93.0495 | 268.129 | 93.0495 | 737 | 16 | 12 | 2016-12-31 16:00 | WEEKEND | 23.1866 | 2.52 | 45.5377 | 44.1716 | 0 | 44.1716 | 2991.4939 | 0 | 0 | NA | 99.72%
| 17 | 1 | 2017-01-31 17:00 | 0 | 296.2795 | 22.5677 | 25.4577 | 89.029 | 149.6361 | 687.15 | 296.5418 | 838.2129 | 74.8181 | 123.1236 | 16.8171 | 31.0918 | 69.1821 | 0 | 89.029 | 0 | 738 | 17 | 12 | 2016-12-31 17:00 | WEEKEND | 26.5435 | 2.52 | 714.99 | 693.5403 | 0 | 693.5403 | 2991.4939 | 0 | 0 | NA | 99.72%
| 18 | 1 | 2017-01-31 18:00 | 0 | 0 | 3.4326 | 0 | 0 | 0 | 0 | 0 | 388.646 | 0 | 3.3819 | 0 | 0.85401 | 0 | 0 | 0 | 0 | 739 | 18 | 12 | 2016-12-31 18:00 | WEEKEND | 28.5698 | 2.52 | 0 | 0 | 0 | 0 | 2991.4939 | 0 | 0 | NA | 99.72%
| 19 | 1 | 2017-01-31 19:00 | 0 | 0 | 0 | 0 | 0 | 0 | 0 | 0 | 0 | 0 | 0 | 0 | 0 | 0 | 0 | 0 | 0 | 740 | 19 | 12 | 2016-12-31 19:00 | WEEKEND | 24.6869 | 2.52 | 0 | 0 | 0 | 0 | 2991.4939 | 0 | 0 | NA | 99.72%
| 20 | 1 | 2017-01-31 20:00 | 0 | 0 | 0 | 0 | 0 | 0 | 0 | 0 | 0 | 0 | 0 | 0 | 0 | 0 | 0 | 0 | 0 | 741 | 20 | 12 | 2016-12-31 20:00 | WEEKEND | 22.8915 | 2.52 | 0 | 0 | 0 | 0 | 2991.4939 | 0 | 0 | NA | 99.72%
| 21 | 1 | 2017-01-31 21:00 | 0 | 0 | 0 | 0 | 0 | 0 | 0 | 0 | 0 | 0 | 0 | 0 | 0 | 0 | 0 | 0 | 0 | 742 | 21 | 12 | 2016-12-31 21:00 | WEEKEND | 22.4378 | 2.52 | 0 | 0 | 0 | 0 | 2991.4939 | 0 | 0 | NA | 99.72%
| 22 | 1 | 2017-01-31 22:00 | 0 | 0 | 0 | 0 | 0 | 0 | 0 | 0 | 0 | 0 | 0 | 0 | 0 | 0 | 0 | 0 | 0 | 743 | 22 | 12 | 2016-12-31 22:00 | WEEKEND | 24.6785 | 2.52 | 0 | 0 | 0 | 0 | 2991.4939 | 0 | 0 | NA | 99.72%
| 23 | 1 | 2017-01-31 23:00 | 0 | 0 | 0 | 0 | 0 | 0 | 0 | 0 | 0 | 0 | 0 | 0 | 0 | 0 | 0 | 0 | 0 | 744 | 23 | 12 | 2016-12-31 23:00 | WEEKEND | 24.8789 | 2.52 | 0 | 0 | 0 | 0 | 2991.4939 | 0 | 0 | NA | 99.72%
| 0 | 2 | 2017-02-01 | 0 | 0 | 0 | 0 | 0 | 0 | 0 | 0 | 0 | 0 | 0 | 0 | 0 | 0 | 0 | 0 | 0 | 745 | 0 | 1 | 2017-01-01 | WEEKEND | 26.0062 | 2.52 | 0 | 0 | 0 | 0 | 2991.4939 | 0 | 0 | NA | 99.72%
| 1 | 2 | 2017-02-01 01:00 | 0 | 0 | 0 | 0 | 0 | 0 | 0 | 0 | 0 | 0 | 0 | 0 | 0 | 0 | 0 | 0 | 0 | 746 | 1 | 1 | 2017-01-01 01:00 | WEEKEND | 23.8991 | 2.52 | 0 | 0 | 0 | 0 | 2991.4939 | 0 | 0 | NA | 99.72%
| 2 | 2 | 2017-02-01 02:00 | 0 | 0 | 0 | 0 | 0 | 0 | 0 | 0 | -140 | 0 | 0 | 0 | 0 | 0 | 0 | 0 | 0 | 747 | 2 | 1 | 2017-01-01 02:00 | WEEKEND | 23.0863 | 2.52 | 0 | 0 | -7 | -7 | 2991.4939 | 0 | 0 | NA | 99.72%
| 3 | 2 | 2017-02-01 03:00 | 0 | 0 | 0 | 0 | 0 | 0 | 0 | 0 | 0 | 0 | 0 | 0 | 0 | 0 | 0 | 0 | 0 | 748 | 3 | 1 | 2017-01-01 03:00 | WEEKEND | 22.5686 | 2.52 | 0 | 0 | 0 | 0 | 2998.2839 | 0 | 0 | NA | 99.94%
| 4 | 2 | 2017-02-01 04:00 | 0 | 0 | 0 | 0 | 0 | 0 | 0 | 0 | 0 | 0 | 0 | 0 | 0 | 0 | 0 | 0 | 0 | 749 | 4 | 1 | 2017-01-01 04:00 | WEEKEND | 22.4016 | 2.52 | 0 | 0 | 0 | 0 | 2998.2839 | 0 | 0 | NA | 99.94%
| 5 | 2 | 2017-02-01 05:00 | 0 | 0 | 0 | 0 | 0 | 0 | 0 | 0 | 0 | 0 | 0 | 0 | 0 | 0 | 0 | 0 | 0 | 750 | 5 | 1 | 2017-01-01 05:00 | WEEKEND | 22.037 | 2.52 | 0 | 0 | 0 | 0 | 2998.2839 | 0 | 0 | NA | 99.94%
| 6 | 2 | 2017-02-01 06:00 | 0 | 0 | 0 | 0 | 0 | 0 | 0 | 0 | 0 | 0 | 0 | 0 | 0 | 0 | 0 | 0 | 0 | 751 | 6 | 1 | 2017-01-01 06:00 | WEEKEND | 21.959 | 2.52 | 0 | 0 | 0 | 0 | 2998.2839 | 0 | 0 | NA | 99.94%
| 7 | 2 | 2017-02-01 07:00 | 227.0944 | 0 | 0 | 39.2359 | 41.9346 | 0 | 0 | 0 | 0 | 0 | 8.5683 | 4.0067 | 2.1637 | 0 | 227.0944 | 41.9346 | 227.0944 | 752 | 7 | 1 | 2017-01-01 07:00 | WEEKEND | 21.9757 | 2.52 | 0 | 0 | 0 | 0 | 2998.2839 | 0 | 0 | NA | 99.94%
| 8 | 2 | 2017-02-01 08:00 | 774.2983 | 102.9021 | 323.9768 | 545.2524 | 188.3599 | 51.9708 | 0 | 61.5755 | 183.1496 | 25.9854 | 92.9321 | 15.0439 | 23.4677 | 23.0781 | 774.2983 | 188.3599 | 774.2983 | 753 | 8 | 1 | 2017-01-01 08:00 | WEEKEND | 21.4469 | 2.52 | 5.1257 | 4.9719 | 0 | 4.9719 | 2998.2839 | 0 | 0 | NA | 99.94%
| 9 | 2 | 2017-02-01 09:00 | 844.5684 | 220.7162 | 816.5281 | 826.6782 | 358.0057 | 111.4728 | 1.8115 | 135.5124 | 33.8161 | 55.7364 | 192.8016 | 88.7245 | 48.6873 | 69.2502 | 844.5684 | 358.0057 | 844.5684 | 754 | 9 | 1 | 2017-01-01 09:00 | WEEKEND | 22.1149 | 2.52 | 7.131 | 6.9171 | 0 | 6.9171 | 2998.2839 | 0 | 0 | NA | 99.94%
| 10 | 2 | 2017-02-01 10:00 | 805.4722 | 323.4071 | 794.3357 | 856.6734 | 494.5572 | 163.3369 | 18.8195 | 208.9313 | 63.9253 | 81.6685 | 268.3643 | 214.1016 | 67.7688 | 88.3352 | 805.4722 | 494.5572 | 805.4722 | 755 | 10 | 1 | 2017-01-01 10:00 | WEEKEND | 22.6967 | 2.52 | 24.5008 | 23.7658 | 0 | 23.7658 | 2998.2839 | 0 | 0 | NA | 99.94%
| 11 | 2 | 2017-02-01 11:00 | 753.98 | 429.1857 | 756.4542 | 801.0656 | 554.7834 | 216.7604 | 144.96 | 286.9858 | 322.1195 | 108.3802 | 334.0454 | 204.6593 | 84.3549 | 121.0623 | 753.98 | 554.7834 | 753.98 | 756 | 11 | 1 | 2017-01-01 11:00 | WEEKEND | 22.9277 | 2.52 | 153.298 | 148.6991 | 0 | 148.6991 | 2998.2839 | 0 | 0 | NA | 99.94%
| 12 | 2 | 2017-02-01 12:00 | 748.9995 | 488.599 | 709.2905 | 768.7125 | 686.3158 | 246.7672 | 188.065 | 331.7755 | 375.9574 | 123.3836 | 418.4755 | 196.1838 | 105.6756 | 160.1631 | 748.9995 | 686.3158 | 748.9995 | 757 | 12 | 1 | 2017-01-01 12:00 | WEEKEND | 22.2235 | 2.52 | 197.456 | 191.5323 | 0 | 191.5323 | 2998.2839 | 0 | 0 | NA | 99.94%
| 13 | 2 | 2017-02-01 13:00 | 794.2823 | 473.4989 | 700.9985 | 782.0063 | 687.3099 | 239.1409 | 162.501 | 314.1927 | 573.6221 | 119.5704 | 406.0394 | 196.7748 | 102.5352 | 111.6146 | 794.2823 | 687.3099 | 794.2823 | 758 | 13 | 1 | 2017-01-01 13:00 | WEEKEND | 22.0008 | 2.52 | 171.259 | 166.1212 | 0 | 166.1212 | 2998.2839 | 0 | 0 | NA | 99.94%
| 14 | 2 | 2017-02-01 14:00 | 839.6343 | 1468.1452 | 715.7331 | 809.5529 | 657.9929 | 741.4875 | 135.326 | 251.1959 | 159.6348 | 370.7437 | 315.7015 | 203.9242 | 79.7226 | 86.2648 | 839.6343 | 657.9929 | 839.6343 | 759 | 14 | 1 | 2017-01-01 14:00 | WEEKEND | 21.7781 | 2.52 | 143.443 | 139.1397 | 0 | 139.1397 | 2998.2839 | 0 | 0 | NA | 99.94%
| 15 | 2 | 2017-02-01 15:00 | 785.8696 | 1491.1317 | 748.5966 | 840.8652 | 499.7935 | 753.0968 | 61.8803 | 175.3314 | 110.1493 | 376.5484 | 278.2932 | 163.7297 | 70.2761 | 67.3749 | 785.8696 | 499.7935 | 785.8696 | 760 | 15 | 1 | 2017-01-01 15:00 | WEEKEND | 21.586 | 2.52 | 68.4178 | 66.3653 | 0 | 66.3653 | 2998.2839 | 0 | 0 | NA | 99.94%
| 16 | 2 | 2017-02-01 16:00 | 352.3763 | 1497.7225 | 677.1685 | 733.6401 | 535.7048 | 756.4255 | 48.3803 | 94.7395 | 123.9185 | 378.2128 | 204.4577 | 107.1063 | 51.6307 | 103.801 | 352.3763 | 535.7048 | 352.3763 | 761 | 16 | 1 | 2017-01-01 16:00 | WEEKEND | 21.6695 | 2.52 | 54.6503 | 53.0108 | 0 | 53.0108 | 2998.2839 | 0 | 0 | NA | 99.94%
| 17 | 2 | 2017-02-01 17:00 | 2.6788 | 504.3773 | 270.6159 | 207.6684 | 250.7116 | 254.736 | 91.4726 | 25.886 | 55.9424 | 127.368 | 37.9716 | 31.0432 | 9.5888 | 17.9767 | 2.6788 | 250.7116 | 2.6788 | 762 | 17 | 1 | 2017-01-01 17:00 | WEEKEND | 22.3905 | 2.52 | 98.6353 | 95.6762 | 0 | 95.6762 | 2998.2839 | 0 | 0 | NA | 99.94%
| 18 | 2 | 2017-02-01 18:00 | 0 | 0 | 0 | 0 | 0 | 0 | 0 | 0 | 11.7979 | 0 | 2.3007 | 0 | 0.581 | 0 | 0 | 0 | 0 | 763 | 18 | 1 | 2017-01-01 18:00 | WEEKEND | 22.3292 | 2.52 | 0 | 0 | 0 | 0 | 2998.2839 | 0 | 0 | NA | 99.94%
| 19 | 2 | 2017-02-01 19:00 | 0 | 0 | 0 | 0 | 0 | 0 | 0 | 0 | 0 | 0 | 0 | 0 | 0 | 0 | 0 | 0 | 0 | 764 | 19 | 1 | 2017-01-01 19:00 | WEEKEND | 21.6417 | 2.52 | 0 | 0 | 0 | 0 | 2998.2839 | 0 | 0 | NA | 99.94%
| 20 | 2 | 2017-02-01 20:00 | 0 | 0 | 0 | 0 | 0 | 0 | 0 | 0 | 0 | 0 | 0 | 0 | 0 | 0 | 0 | 0 | 0 | 765 | 20 | 1 | 2017-01-01 20:00 | WEEKEND | 21.124 | 2.52 | 0 | 0 | 0 | 0 | 2998.2839 | 0 | 0 | NA | 99.94%
| 21 | 2 | 2017-02-01 21:00 | 0 | 0 | 0 | 0 | 0 | 0 | 0 | 0 | 0 | 0 | 0 | 0 | 0 | 0 | 0 | 0 | 0 | 766 | 21 | 1 | 2017-01-01 21:00 | WEEKEND | 20.3084 | 2.52 | 0 | 0 | 0 | 0 | 2998.2839 | 0 | 0 | NA | 99.94%
| 22 | 2 | 2017-02-01 22:00 | 0 | 0 | 0 | 0 | 0 | 0 | 0 | 0 | 0 | 0 | 0 | 0 | 0 | 0 | 0 | 0 | 0 | 767 | 22 | 1 | 2017-01-01 22:00 | WEEKEND | 11.5432 | 2.52 | 0 | 0 | 0 | 0 | 2998.2839 | 0 | 0 | NA | 99.94%
| 23 | 2 | 2017-02-01 23:00 | 0 | 0 | 0 | 0 | 0 | 0 | 0 | 0 | 0 | 0 | 0 | 0 | 0 | 0 | 0 | 0 | 0 | 768 | 23 | 1 | 2017-01-01 23:00 | WEEKEND | 6.8558 | 2.52 | 0 | 0 | 0 | 0 | 2998.2839 | 0 | 0 | NA | 99.94%
| 0 | 2 | 2017-02-02 | 0 | 0 | 0 | 0 | 0 | 0 | 0 | 0 | 0 | 0 | 0 | 0 | 0 | 0 | 0 | 0 | 0 | 769 | 0 | 1 | 2017-01-02 | WEEKDAY | 19.5123 | 2.52 | 0 | 0 | 0 | 0 | 2998.2839 | 0 | 0 | NA | 99.94%
| 1 | 2 | 2017-02-02 01:00 | 0 | 0 | 0 | 0 | 0 | 0 | 0 | 0 | 0 | 0 | 0 | 0 | 0 | 0 | 0 | 0 | 0 | 770 | 1 | 1 | 2017-01-02 01:00 | WEEKDAY | 18.6996 | 2.52 | 0 | 0 | 0 | 0 | 2998.2839 | 0 | 0 | NA | 99.94%
| 2 | 2 | 2017-02-02 02:00 | 0 | 0 | 0 | 0 | 0 | 0 | 0 | 0 | 0 | 0 | 0 | 0 | 0 | 0 | 0 | 0 | 0 | 771 | 2 | 1 | 2017-01-02 02:00 | WEEKDAY | 18.8276 | 2.52 | 0 | 0 | 0 | 0 | 2998.2839 | 0 | 0 | NA | 99.94%
| 3 | 2 | 2017-02-02 03:00 | 0 | 0 | 0 | 0 | 0 | 0 | 0 | 0 | 0 | 0 | 0 | 0 | 0 | 0 | 0 | 0 | 0 | 772 | 3 | 1 | 2017-01-02 03:00 | WEEKDAY | 4.2866 | 2.52 | 0 | 0 | 0 | 0 | 2998.2839 | 0 | 0 | NA | 99.94%
| 4 | 2 | 2017-02-02 04:00 | 0 | 0 | 0 | 0 | 0 | 0 | 0 | 0 | 0 | 0 | 0 | 0 | 0 | 0 | 0 | 0 | 0 | 773 | 4 | 1 | 2017-01-02 04:00 | WEEKDAY | 11.0087 | 2.52 | 0 | 0 | 0 | 0 | 2998.2839 | 0 | 0 | NA | 99.94%
| 5 | 2 | 2017-02-02 05:00 | 0 | 0 | 0 | 0 | 0 | 0 | 0 | 0 | 0 | 0 | 0 | 0 | 0 | 0 | 0 | 0 | 0 | 774 | 5 | 1 | 2017-01-02 05:00 | WEEKDAY | 11.8939 | 2.52 | 0 | 0 | 0 | 0 | 2998.2839 | 0 | 0 | NA | 99.94%
| 6 | 2 | 2017-02-02 06:00 | 0 | 0 | 0 | 0 | 0 | 0 | 0 | 0 | 0 | 0 | 0 | 0 | 0 | 0 | 0 | 0 | 0 | 775 | 6 | 1 | 2017-01-02 06:00 | WEEKDAY | 19.1393 | 2.52 | 0 | 0 | 0 | 0 | 2998.2839 | 0 | 0 | NA | 99.94%
| 7 | 2 | 2017-02-02 07:00 | 205.9859 | 42.2758 | 0 | 39.4291 | 38.6194 | 21.3514 | 0 | 4.7765 | 0 | 10.6757 | 11.586 | 2.8543 | 2.9258 | 9.0438 | 205.9859 | 38.6194 | 205.9859 | 776 | 7 | 1 | 2017-01-02 07:00 | WEEKDAY | 20.2249 | 2.52 | 0 | 0 | 0 | 0 | 2998.2839 | 0 | 0 | NA | 99.94%
| 8 | 2 | 2017-02-02 08:00 | 652.5204 | 930.3245 | 275.1262 | 515.6669 | 228.7296 | 469.8608 | 22.465 | 134.3896 | 135.6205 | 234.9304 | 388.9867 | 93.2638 | 98.229 | 491.0906 | 652.5204 | 228.7296 | 652.5204 | 777 | 8 | 1 | 2017-01-02 08:00 | WEEKDAY | 20.6146 | 2.52 | 28.2486 | 27.4011 | 0 | 27.4011 | 2998.2839 | 0 | 0 | NA | 99.94%
| 9 | 2 | 2017-02-02 09:00 | 791.1693 | 1526.7755 | 717.2847 | 737.1549 | 371.3897 | 771.0987 | 134.122 | 252.0943 | 457.3763 | 385.5494 | 803.0329 | 182.7208 | 202.7861 | 797.3823 | 791.1693 | 371.3897 | 791.1693 | 778 | 9 | 1 | 2017-01-02 09:00 | WEEKDAY | 21.6668 | 2.52 | 142.238 | 137.9709 | 0 | 137.9709 | 2998.2839 | 0 | 0 | NA | 99.94%
| 10 | 2 | 2017-02-02 10:00 | 683.3726 | 1668.2272 | 679.2336 | 834.1009 | 537.8206 | 842.539 | 263.056 | 346.3631 | 605.3751 | 421.2695 | 856.9703 | 195.3077 | 216.4066 | 814.3157 | 683.3726 | 537.8206 | 683.3726 | 779 | 10 | 1 | 2017-01-02 10:00 | WEEKDAY | 22.0537 | 2.52 | 274.509 | 266.2737 | 0 | 266.2737 | 2998.2839 | 0 | 0 | NA | 99.94%
| 11 | 2 | 2017-02-02 11:00 | 647.4982 | 1549.7187 | 711.8868 | 617.0078 | 759.8764 | 782.6862 | 356.034 | 448.5053 | 554.9642 | 391.3431 | 819.7808 | 168.1639 | 207.0153 | 781.6405 | 647.4982 | 759.8764 | 647.4982 | 780 | 11 | 1 | 2017-01-02 11:00 | WEEKDAY | 22.0732 | 2.52 | 370.368 | 359.257 | 0 | 359.257 | 2998.2839 | 0 | 0 | NA | 99.94%
| 12 | 2 | 2017-02-02 12:00 | 545.6434 | 1497.8783 | 711.6361 | 681.9156 | 685.7005 | 756.5042 | 203.389 | 505.5346 | 499.0669 | 378.2521 | 782.4647 | 84.7569 | 197.5921 | 732.1714 | 545.6434 | 685.7005 | 545.6434 | 781 | 12 | 1 | 2017-01-02 12:00 | WEEKDAY | 22.1956 | 2.52 | 213.188 | 206.7924 | 0 | 206.7924 | 2998.2839 | 0 | 0 | NA | 99.94%
| 13 | 2 | 2017-02-02 13:00 | 604.0528 | 1578.3602 | 669.7783 | 722.0386 | 656.0947 | 797.1516 | 402.611 | 481.8949 | 532.1255 | 398.5758 | 781.0737 | 129.7991 | 197.2408 | 730.0543 | 604.0528 | 656.0947 | 604.0528 | 782 | 13 | 1 | 2017-01-02 13:00 | WEEKDAY | 22.0982 | 2.52 | 418.511 | 405.9557 | 0 | 405.9557 | 2998.2839 | 0 | 0 | NA | 99.94%
| 14 | 2 | 2017-02-02 14:00 | 582.1905 | 1634.1152 | 762.6096 | 780.957 | 358.3731 | 825.3107 | 268.283 | 401.1805 | 482.7826 | 412.6553 | 814.459 | 60.3133 | 205.6715 | 764.1442 | 582.1905 | 358.3731 | 582.1905 | 783 | 14 | 1 | 2017-01-02 14:00 | WEEKDAY | 22.307 | 2.52 | 279.863 | 271.4671 | 0 | 271.4671 | 2998.2839 | 0 | 0 | NA | 99.94%
| 15 | 2 | 2017-02-02 15:00 | 667.9237 | 1625.6165 | 746.1928 | 718.4697 | 518.4537 | 821.0184 | 158.479 | 302.8341 | 540.8225 | 410.5092 | 826.592 | 76.5717 | 208.7353 | 780.2297 | 667.9237 | 518.4537 | 667.9237 | 784 | 15 | 1 | 2017-01-02 15:00 | WEEKDAY | 23.5484 | 2.52 | 167.149 | 162.1345 | 0 | 162.1345 | 2998.2839 | 0 | 0 | NA | 99.94%
| 16 | 2 | 2017-02-02 16:00 | 280.8831 | 1447.1304 | 591.9891 | 558.5554 | 405.3141 | 730.8739 | 924.024 | 190.9198 | 286.0171 | 365.437 | 738.953 | 29.501 | 186.6043 | 660.1234 | 280.8831 | 405.3141 | 280.8831 | 785 | 16 | 1 | 2017-01-02 16:00 | WEEKDAY | 24.4753 | 2.52 | 964.994 | 936.0442 | 0 | 936.0442 | 2998.2839 | 0 | 0 | NA | 99.94%
| 17 | 2 | 2017-02-02 17:00 | 1.9627 | 440.1473 | 119.8688 | 114.2001 | 149.6694 | 222.2966 | 779.761 | 62.0915 | 697.6084 | 111.1483 | 275.8475 | 13.1995 | 69.6585 | 131.0542 | 1.9627 | 149.6694 | 1.9627 | 786 | 17 | 1 | 2017-01-02 17:00 | WEEKDAY | 73.8546 | 2.52 | 812.496 | 788.1211 | 202 | 990.1211 | 2998.2839 | 0 | 0 | NA | 99.94%
| 18 | 2 | 2017-02-02 18:00 | 0 | 0 | 0 | 0 | 0 | 0 | 0 | 0 | 0 | 0 | 1.334 | 0 | 0.33687 | 0 | 0 | 0 | 0 | 787 | 18 | 1 | 2017-01-02 18:00 | WEEKDAY | 27.2672 | 2.52 | 0 | 0 | 200 | 200 | 2790.0365 | 0 | 0 | NA | 93%
| 19 | 2 | 2017-02-02 19:00 | 0 | 0 | 0 | 0 | 0 | 0 | 0 | 0 | 970 | 0 | 0 | 0 | 0 | 0 | 0 | 0 | 0 | 788 | 19 | 1 | 2017-01-02 19:00 | WEEKDAY | 24.2248 | 2.52 | 0 | 0 | 0 | 0 | 2583.8509 | 0 | 0 | NA | 86.13%
| 20 | 2 | 2017-02-02 20:00 | 0 | 0 | 0 | 0 | 0 | 0 | 0 | 0 | 970 | 0 | 0 | 0 | 0 | 0 | 0 | 0 | 0 | 789 | 20 | 1 | 2017-01-02 20:00 | WEEKDAY | 23.2506 | 2.52 | 0 | 0 | 0 | 0 | 2583.8509 | 0 | 0 | NA | 86.13%
| 21 | 2 | 2017-02-02 21:00 | 0 | 0 | 0 | 0 | 0 | 0 | 0 | 0 | 0 | 0 | 0 | 0 | 0 | 0 | 0 | 0 | 0 | 790 | 21 | 1 | 2017-01-02 21:00 | WEEKDAY | 22.2931 | 2.52 | 0 | 0 | 0 | 0 | 2583.8509 | 0 | 0 | NA | 86.13%
| 22 | 2 | 2017-02-02 22:00 | 0 | 0 | 0 | 0 | 0 | 0 | 0 | 0 | 0 | 0 | 0 | 0 | 0 | 0 | 0 | 0 | 0 | 791 | 22 | 1 | 2017-01-02 22:00 | WEEKDAY | 21.6584 | 2.52 | 0 | 0 | 0 | 0 | 2583.8509 | 0 | 0 | NA | 86.13%
| 23 | 2 | 2017-02-02 23:00 | 0 | 0 | 0 | 0 | 0 | 0 | 0 | 0 | 0 | 0 | 0 | 0 | 0 | 0 | 0 | 0 | 0 | 792 | 23 | 1 | 2017-01-02 23:00 | WEEKDAY | 20.1108 | 2.52 | 0 | 0 | 0 | 0 | 2583.8509 | 0 | 0 | NA | 86.13%
| 0 | 2 | 2017-02-03 | 0 | 0 | 0 | 0 | 0 | 0 | 0 | 0 | 0 | 0 | 0 | 0 | 0 | 0 | 0 | 0 | 0 | 793 | 0 | 1 | 2017-01-03 | WEEKDAY | 15.9662 | 2.52 | 0 | 0 | 0 | 0 | 2583.8509 | 0 | 0 | NA | 86.13%
| 1 | 2 | 2017-02-03 01:00 | 0 | 0 | 0 | 0 | 0 | 0 | 0 | 0 | 0 | 0 | 0 | 0 | 0 | 0 | 0 | 0 | 0 | 794 | 1 | 1 | 2017-01-03 01:00 | WEEKDAY | 18.822 | 2.52 | 0 | 0 | 0 | 0 | 2583.8509 | 0 | 0 | NA | 86.13%
| 2 | 2 | 2017-02-03 02:00 | 0 | 0 | 0 | 0 | 0 | 0 | 0 | 0 | 0 | 0 | 0 | 0 | 0 | 0 | 0 | 0 | 0 | 795 | 2 | 1 | 2017-01-03 02:00 | WEEKDAY | 9.7116 | 2.52 | 0 | 0 | 0 | 0 | 2583.8509 | 0 | 0 | NA | 86.13%
| 3 | 2 | 2017-02-03 03:00 | 0 | 0 | 0 | 0 | 0 | 0 | 0 | 0 | 0 | 0 | 0 | 0 | 0 | 0 | 0 | 0 | 0 | 796 | 3 | 1 | 2017-01-03 03:00 | WEEKDAY | 15.0866 | 2.52 | 0 | 0 | 0 | 0 | 2583.8509 | 0 | 0 | NA | 86.13%
| 4 | 2 | 2017-02-03 04:00 | 0 | 0 | 0 | 0 | 0 | 0 | 0 | 0 | 0 | 0 | 0 | 0 | 0 | 0 | 0 | 0 | 0 | 797 | 4 | 1 | 2017-01-03 04:00 | WEEKDAY | 20.4003 | 2.52 | 0 | 0 | 0 | 0 | 2583.8509 | 0 | 0 | NA | 86.13%
| 5 | 2 | 2017-02-03 05:00 | 0 | 0 | 0 | 0 | 0 | 0 | 0 | 0 | 0 | 0 | 0 | 0 | 0 | 0 | 0 | 0 | 0 | 798 | 5 | 1 | 2017-01-03 05:00 | WEEKDAY | 21.6027 | 2.52 | 0 | 0 | 0 | 0 | 2583.8509 | 0 | 0 | NA | 86.13%
| 6 | 2 | 2017-02-03 06:00 | 0 | 0 | 0 | 0 | 0 | 0 | 0 | 0 | 0 | 0 | 0 | 0 | 0 | 0 | 0 | 0 | 0 | 799 | 6 | 1 | 2017-01-03 06:00 | WEEKDAY | 24.5839 | 17.63 | 0 | 0 | 0 | 0 | 2583.8509 | 2472 | 200 | YES | 86.13%
| 7 | 2 | 2017-02-03 07:00 | 210.0384 | 23.9662 | 0 | 3.2053 | 15.9838 | 12.1041 | 0 | 2.4765 | 0 | 6.0521 | 13.2223 | 3.6111 | 3.339 | 8.6061 | 210.0384 | 15.9838 | 210.0384 | 800 | 7 | 1 | 2017-01-03 07:00 | WEEKDAY | 25.7975 | 17.63 | 0 | 0 | 0 | 0 | 2583.8509 | 2472 | 200 | YES | 86.13%
| 8 | 2 | 2017-02-03 08:00 | 514.3481 | 111.2976 | 342.7529 | 40.3485 | 130.091 | 56.2109 | 479.493 | 111.3871 | 0 | 28.1055 | 409.6794 | 88.6241 | 103.4544 | 464.7389 | 514.3481 | 130.091 | 514.3481 | 801 | 8 | 1 | 2017-01-03 08:00 | WEEKDAY | 26.2818 | 17.63 | 498.343 | 483.3927 | 0 | 483.3927 | 2583.8509 | 2472 | 200 | YES | 86.13%
| 9 | 2 | 2017-02-03 09:00 | 220.5844 | 231.5765 | 833.7472 | 78.1487 | 222.6084 | 116.9578 | 882.442 | 233.2519 | 0 | 58.4789 | 793.5662 | 36.795 | 200.3955 | 684.4835 | 220.5844 | 222.6084 | 220.5844 | 802 | 9 | 1 | 2017-01-03 09:00 | WEEKDAY | 22.7412 | 6.32 | 920.999 | 893.369 | 0 | 893.369 | 2583.8509 | 0 | 0 | NA | 86.13%
| 10 | 2 | 2017-02-03 10:00 | 299.3305 | 328.5042 | 793.3676 | 112.5778 | 302.6512 | 165.9112 | 582.396 | 333.8118 | 0 | 82.9556 | 835.5021 | 58.649 | 210.9854 | 563.2753 | 299.3305 | 302.6512 | 299.3305 | 803 | 10 | 1 | 2017-01-03 10:00 | WEEKDAY | 23.8574 | 6.32 | 605.462 | 587.2981 | 0 | 587.2981 | 2583.8509 | 0 | 0 | NA | 86.13%
| 11 | 2 | 2017-02-03 11:00 | 696.0646 | 428.6822 | 811.3392 | 215.9746 | 449.9591 | 216.5061 | 608.365 | 1140.5153 | 0 | 108.2531 | 792.6795 | 87.6131 | 200.1716 | 541.8786 | 696.0646 | 449.9591 | 696.0646 | 804 | 11 | 1 | 2017-01-03 11:00 | WEEKDAY | 26.1983 | 6.32 | 632.559 | 613.5822 | 0 | 613.5822 | 2583.8509 | 0 | 0 | NA | 86.13%
| 12 | 2 | 2017-02-03 12:00 | 697.7509 | 488.2517 | 773.7244 | 201.7069 | 502.25 | 246.5918 | 670.868 | 1392.9085 | 0 | 123.2959 | 766.0842 | 80.8134 | 193.4556 | 547.0385 | 697.7509 | 502.25 | 697.7509 | 805 | 12 | 1 | 2017-01-03 12:00 | WEEKDAY | 27.2644 | 6.32 | 697.964 | 677.0251 | 0 | 677.0251 | 2583.8509 | 0 | 0 | NA | 86.13%
| 13 | 2 | 2017-02-03 13:00 | 755.5439 | 475.3029 | 740.5442 | 190.3189 | 809.7849 | 240.052 | 806.582 | 1169.0542 | 0 | 120.026 | 769.9159 | 75.5052 | 194.4232 | 480.1281 | 755.5439 | 809.7849 | 755.5439 | 806 | 13 | 1 | 2017-01-03 13:00 | WEEKDAY | 32.2524 | 6.32 | 840.679 | 815.4586 | 0 | 815.4586 | 2583.8509 | 0 | 0 | NA | 86.13%
| 14 | 2 | 2017-02-03 14:00 | 761.4626 | 397.2639 | 818.0536 | 189.284 | 611.7319 | 200.6383 | 834.715 | 1710.1456 | 989.6796 | 100.3192 | 806.8405 | 69.6065 | 203.7476 | 166.5667 | 761.4626 | 611.7319 | 761.4626 | 807 | 14 | 1 | 2017-01-03 14:00 | WEEKDAY | 32.1439 | 2.07 | 870.331 | 844.2211 | 0 | 844.2211 | 2583.8509 | 0 | 0 | NA | 86.13%
| 15 | 2 | 2017-02-03 15:00 | 723.5071 | 298.8967 | 858.3428 | 95.5229 | 505.0388 | 150.9579 | 888.897 | 1393.0719 | 0 | 75.479 | 830.4874 | 78.8548 | 209.719 | 160.8382 | 723.5071 | 505.0388 | 723.5071 | 808 | 15 | 1 | 2017-01-03 15:00 | WEEKDAY | 31.5231 | 2.07 | 927.644 | 899.8147 | 0 | 899.8147 | 2583.8509 | 0 | 0 | NA | 86.13%
| 16 | 2 | 2017-02-03 16:00 | 325.8633 | 188.7511 | 781.8023 | 57.0996 | 352.4979 | 95.3288 | 886.975 | 556.9054 | 352.9661 | 47.6644 | 760.946 | 139.3742 | 192.1581 | 167.4591 | 325.8633 | 352.4979 | 325.8633 | 809 | 16 | 1 | 2017-01-03 16:00 | WEEKDAY | 32.4918 | 2.07 | 925.585 | 897.8175 | 0 | 897.8175 | 2583.8509 | 0 | 0 | NA | 86.13%
| 17 | 2 | 2017-02-03 17:00 | 1.1555 | 68.4976 | 311.1437 | 18.4418 | 143.6004 | 34.5947 | 742.893 | 94.0847 | 816.4315 | 17.2974 | 303.8903 | 27.5666 | 76.74 | 48.9086 | 1.1555 | 143.6004 | 1.1555 | 810 | 17 | 1 | 2017-01-03 17:00 | WEEKDAY | 292.6906 | 17.14 | 773.57 | 750.3629 | 0 | 750.3629 | 2583.8509 | 0 | 0 | NA | 86.13%
| 18 | 2 | 2017-02-03 18:00 | 0 | 0 | 0 | 0 | 0 | 0 | 0 | 0 | 0 | 0 | 3.0542 | 0 | 0.77125 | 0 | 0 | 0 | 0 | 811 | 18 | 1 | 2017-01-03 18:00 | WEEKDAY | 57.7465 | 17.14 | 0 | 0 | 0 | 0 | 2583.8509 | 0 | 0 | NA | 86.13%
| 19 | 2 | 2017-02-03 19:00 | 0 | 0 | 0 | 0 | 0 | 0 | 0 | 0 | 0 | 0 | 0 | 0 | 0 | 0 | 0 | 0 | 0 | 812 | 19 | 1 | 2017-01-03 19:00 | WEEKDAY | 31.3951 | 17.14 | 0 | 0 | 0 | 0 | 2583.8509 | 0 | 0 | NA | 86.13%
| 20 | 2 | 2017-02-03 20:00 | 0 | 0 | 0 | 0 | 0 | 0 | 0 | 0 | 970 | 0 | 0 | 0 | 0 | 0 | 0 | 0 | 0 | 813 | 20 | 1 | 2017-01-03 20:00 | WEEKDAY | 137.1625 | 18.26 | 0 | 0 | 0 | 0 | 2583.8509 | 2472 | 200 | YES | 86.13%
| 21 | 2 | 2017-02-03 21:00 | 0 | 0 | 0 | 0 | 0 | 0 | 0 | 0 | 0 | 0 | 0 | 0 | 0 | 0 | 0 | 0 | 0 | 814 | 21 | 1 | 2017-01-03 21:00 | WEEKDAY | 29.1238 | 18.26 | 0 | 0 | 0 | 0 | 2583.8509 | 2472 | 200 | YES | 86.13%
| 22 | 2 | 2017-02-03 22:00 | 0 | 0 | 0 | 0 | 0 | 0 | 0 | 0 | 0 | 0 | 0 | 0 | 0 | 0 | 0 | 0 | 0 | 815 | 22 | 1 | 2017-01-03 22:00 | WEEKDAY | 28.851 | 18.26 | 0 | 0 | 0 | 0 | 2583.8509 | 2472 | 200 | YES | 86.13%
| 23 | 2 | 2017-02-03 23:00 | 0 | 0 | 0 | 0 | 0 | 0 | 0 | 0 | 0 | 0 | 0 | 0 | 0 | 0 | 0 | 0 | 0 | 816 | 23 | 1 | 2017-01-03 23:00 | WEEKDAY | 40.589 | 2.52 | 0 | 0 | 0 | 0 | 2583.8509 | 0 | 0 | NA | 86.13%
| 0 | 2 | 2017-02-04 | 0 | 0 | 0 | 0 | 0 | 0 | 0 | 0 | 0 | 0 | 0 | 0 | 0 | 0 | 0 | 0 | 0 | 817 | 0 | 1 | 2017-01-04 | WEEKDAY | 103.0006 | 2.52 | 0 | 0 | 0 | 0 | 2583.8509 | 0 | 0 | NA | 86.13%
| 1 | 2 | 2017-02-04 01:00 | 0 | 0 | 0 | 0 | 0 | 0 | 0 | 0 | 0 | 0 | 0 | 0 | 0 | 0 | 0 | 0 | 0 | 818 | 1 | 1 | 2017-01-04 01:00 | WEEKDAY | 31.2392 | 2.52 | 0 | 0 | 0 | 0 | 2583.8509 | 0 | 0 | NA | 86.13%
| 2 | 2 | 2017-02-04 02:00 | 0 | 0 | 0 | 0 | 0 | 0 | 0 | 0 | 0 | 0 | 0 | 0 | 0 | 0 | 0 | 0 | 0 | 819 | 2 | 1 | 2017-01-04 02:00 | WEEKDAY | 31.1167 | 2.52 | 0 | 0 | 0 | 0 | 2583.8509 | 0 | 0 | NA | 86.13%
| 3 | 2 | 2017-02-04 03:00 | 0 | 0 | 0 | 0 | 0 | 0 | 0 | 0 | 0 | 0 | 0 | 0 | 0 | 0 | 0 | 0 | 0 | 820 | 3 | 1 | 2017-01-04 03:00 | WEEKDAY | 29.5274 | 2.52 | 0 | 0 | 0 | 0 | 2583.8509 | 0 | 0 | NA | 86.13%
| 4 | 2 | 2017-02-04 04:00 | 0 | 0 | 0 | 0 | 0 | 0 | 0 | 0 | 0 | 0 | 0 | 0 | 0 | 0 | 0 | 0 | 0 | 821 | 4 | 1 | 2017-01-04 04:00 | WEEKDAY | 26.2484 | 2.52 | 0 | 0 | 0 | 0 | 2583.8509 | 0 | 0 | NA | 86.13%
| 5 | 2 | 2017-02-04 05:00 | 0 | 0 | 0 | 0 | 0 | 0 | 0 | 0 | 0 | 0 | 0 | 0 | 0 | 0 | 0 | 0 | 0 | 822 | 5 | 1 | 2017-01-04 05:00 | WEEKDAY | 24.5143 | 2.52 | 0 | 0 | 0 | 0 | 2583.8509 | 0 | 0 | NA | 86.13%
| 6 | 2 | 2017-02-04 06:00 | 0 | 0 | 0 | 0 | 0 | 0 | 0 | 0 | 0 | 0 | 0 | 0 | 0 | 0 | 0 | 0 | 0 | 823 | 6 | 1 | 2017-01-04 06:00 | WEEKDAY | 31.1947 | 17.63 | 0 | 0 | 0 | 0 | 2583.8509 | 2472 | 200 | YES | 86.13%
| 7 | 2 | 2017-02-04 07:00 | 268.0723 | 0 | 0 | 3.0301 | 40.9226 | 0 | 0 | 56.0512 | 0 | 0 | 16.194 | 2.7966 | 4.0894 | 0 | 268.0723 | 40.9226 | 268.0723 | 824 | 7 | 1 | 2017-01-04 07:00 | WEEKDAY | 65.8687 | 17.63 | 0 | 0 | 0 | 0 | 2583.8509 | 2472 | 200 | YES | 86.13%
| 8 | 2 | 2017-02-04 08:00 | 820.3164 | 73.5576 | 333.6803 | 53.4518 | 242.3038 | 37.1503 | 474.3 | 1044.5365 | 0 | 18.5751 | 404.1852 | 20.0148 | 102.067 | 33.035 | 820.3164 | 242.3038 | 820.3164 | 825 | 8 | 1 | 2017-01-04 08:00 | WEEKDAY | 93.6954 | 17.63 | 492.912 | 478.1246 | 0 | 478.1246 | 2583.8509 | 2472 | 200 | YES | 86.13%
| 9 | 2 | 2017-02-04 09:00 | 879.4306 | 919.6275 | 827.4144 | 337.517 | 239.8358 | 464.4583 | 864.475 | 1680.9399 | 0 | 232.2292 | 795.8085 | 47.7234 | 200.9617 | 56.2042 | 879.4306 | 239.8358 | 879.4306 | 826 | 9 | 1 | 2017-01-04 09:00 | WEEKDAY | 35.8209 | 6.32 | 901.929 | 874.8711 | 0 | 874.8711 | 2583.8509 | 0 | 0 | NA | 86.13%
| 10 | 2 | 2017-02-04 10:00 | 791.0028 | 423.6977 | 756.5448 | 156.2973 | 319.5254 | 213.9887 | 909.922 | 1752.6003 | 0 | 106.9944 | 849.2442 | 53.9317 | 214.4556 | 77.076 | 791.0028 | 319.5254 | 791.0028 | 827 | 10 | 1 | 2017-01-04 10:00 | WEEKDAY | 35.0443 | 6.32 | 950 | 921.5 | 0 | 921.5 | 2583.8509 | 0 | 0 | NA | 86.13%
| 11 | 2 | 2017-02-04 11:00 | 505.1993 | 530.7493 | 477.6022 | 481.7997 | 718.3858 | 268.0552 | 862.317 | 1683.7977 | 698.8074 | 134.0276 | 812.0088 | 69.4479 | 205.0527 | 104.4469 | 505.1993 | 718.3858 | 505.1993 | 828 | 11 | 1 | 2017-01-04 11:00 | WEEKDAY | 38.4652 | 6.32 | 899.51 | 872.5247 | 0 | 872.5247 | 2583.8509 | 0 | 0 | NA | 86.13%
| 12 | 2 | 2017-02-04 12:00 | 769.4862 | 1398.482 | 696.5253 | 425.1167 | 838.046 | 706.3041 | 793.969 | 1604.2534 | 618.8348 | 353.152 | 776.0639 | 90.1836 | 195.9757 | 122.1191 | 769.4862 | 838.046 | 769.4862 | 829 | 12 | 1 | 2017-01-04 12:00 | WEEKDAY | 31.075 | 6.32 | 827.218 | 802.4015 | 0 | 802.4015 | 2583.8509 | 0 | 0 | NA | 86.13%
| 13 | 2 | 2017-02-04 13:00 | 806.4183 | 709.6806 | 694.7339 | 185.796 | 753.7502 | 358.4246 | 778.927 | 1624.5013 | 726.499 | 179.2123 | 774.9883 | 84.1667 | 195.7041 | 114.8491 | 806.4183 | 753.7502 | 806.4183 | 830 | 13 | 1 | 2017-01-04 13:00 | WEEKDAY | 32.4918 | 6.32 | 811.338 | 786.9979 | 0 | 786.9979 | 2583.8509 | 0 | 0 | NA | 86.13%
| 14 | 2 | 2017-02-04 14:00 | 851.4929 | 926.5072 | 733.6725 | 153.2837 | 734.6177 | 467.9329 | 796.694 | 1540.7785 | 938.0414 | 233.9665 | 810.4154 | 47.3631 | 204.6503 | 88.3903 | 851.4929 | 734.6177 | 851.4929 | 831 | 14 | 1 | 2017-01-04 14:00 | WEEKDAY | 30.1787 | 2.07 | 829.959 | 805.0602 | 0 | 805.0602 | 2583.8509 | 0 | 0 | NA | 86.13%
| 15 | 2 | 2017-02-04 15:00 | 799.9241 | 388.472 | 731.1133 | 90.8662 | 505.4931 | 196.198 | 846.869 | 1644.0335 | 989.5042 | 98.099 | 831.8856 | 63.6638 | 210.0721 | 63.9212 | 799.9241 | 505.4931 | 799.9241 | 832 | 15 | 1 | 2017-01-04 15:00 | WEEKDAY | 26.2401 | 2.07 | 882.924 | 856.4363 | 0 | 856.4363 | 2583.8509 | 0 | 0 | NA | 86.13%
| 16 | 2 | 2017-02-04 16:00 | 392.1108 | 476.8404 | 717.9637 | 64.4133 | 395.5292 | 240.8285 | 856.989 | 1423.8425 | 990.3551 | 120.4142 | 757.4621 | 48.6669 | 191.2783 | 134.3637 | 392.1108 | 395.5292 | 392.1108 | 833 | 16 | 1 | 2017-01-04 16:00 | WEEKDAY | 25.2575 | 2.07 | 893.655 | 866.8453 | 0 | 866.8453 | 2583.8509 | 0 | 0 | NA | 86.13%
| 17 | 2 | 2017-02-04 17:00 | 6.0655 | 181.4741 | 308.1033 | 19.3472 | 144.9528 | 91.6536 | 736.672 | 324.4031 | 990.3472 | 45.8268 | 298.2363 | 18.5954 | 75.3122 | 19.61 | 6.0655 | 144.9528 | 6.0655 | 834 | 17 | 1 | 2017-01-04 17:00 | WEEKDAY | 29.3965 | 17.14 | 766.958 | 743.9493 | 0 | 743.9493 | 2583.8509 | 0 | 0 | NA | 86.13%
| 18 | 2 | 2017-02-04 18:00 | 0 | 0 | 0 | 0 | 0 | 0 | 0 | 0 | 438.0549 | 0 | 4.0933 | 0.64007 | 1.0337 | 0 | 0 | 0 | 0 | 835 | 18 | 1 | 2017-01-04 18:00 | WEEKDAY | 28.7229 | 17.14 | 0 | 0 | 0 | 0 | 2583.8509 | 0 | 0 | NA | 86.13%
| 19 | 2 | 2017-02-04 19:00 | 0 | 0 | 0 | 0 | 0 | 0 | 0 | 0 | 0 | 0 | 0 | 0 | 0 | 0 | 0 | 0 | 0 | 836 | 19 | 1 | 2017-01-04 19:00 | WEEKDAY | 44.6 | 17.14 | 0 | 0 | 0 | 0 | 2583.8509 | 0 | 0 | NA | 86.13%
| 20 | 2 | 2017-02-04 20:00 | 0 | 0 | 0 | 0 | 0 | 0 | 0 | 0 | 0 | 0 | 0 | 0 | 0 | 0 | 0 | 0 | 0 | 837 | 20 | 1 | 2017-01-04 20:00 | WEEKDAY | 51.0383 | 18.26 | 0 | 0 | 0 | 0 | 2583.8509 | 2472 | 200 | YES | 86.13%
| 21 | 2 | 2017-02-04 21:00 | 0 | 0 | 0 | 0 | 0 | 0 | 0 | 0 | 0 | 0 | 0 | 0 | 0 | 0 | 0 | 0 | 0 | 838 | 21 | 1 | 2017-01-04 21:00 | WEEKDAY | 45.4713 | 18.26 | 0 | 0 | 0 | 0 | 2583.8509 | 2472 | 200 | YES | 86.13%
| 22 | 2 | 2017-02-04 22:00 | 0 | 0 | 0 | 0 | 0 | 0 | 0 | 0 | 0 | 0 | 0 | 0 | 0 | 0 | 0 | 0 | 0 | 839 | 22 | 1 | 2017-01-04 22:00 | WEEKDAY | 39.0052 | 18.26 | 0 | 0 | 0 | 0 | 2583.8509 | 2472 | 200 | YES | 86.13%
| 23 | 2 | 2017-02-04 23:00 | 0 | 0 | 0 | 0 | 0 | 0 | 0 | 0 | 0 | 0 | 0 | 0 | 0 | 0 | 0 | 0 | 0 | 840 | 23 | 1 | 2017-01-04 23:00 | WEEKDAY | 27.9269 | 2.52 | 0 | 0 | 0 | 0 | 2583.8509 | 0 | 0 | NA | 86.13%
| 0 | 2 | 2017-02-05 | 0 | 0 | 0 | 0 | 0 | 0 | 0 | 0 | 0 | 0 | 0 | 0 | 0 | 0 | 0 | 0 | 0 | 841 | 0 | 1 | 2017-01-05 | WEEKDAY | 24.1441 | 2.52 | 0 | 0 | 0 | 0 | 2583.8509 | 0 | 0 | NA | 86.13%
| 1 | 2 | 2017-02-05 01:00 | 0 | 0 | 0 | 0 | 0 | 0 | 0 | 0 | 0 | 0 | 0 | 0 | 0 | 0 | 0 | 0 | 0 | 842 | 1 | 1 | 2017-01-05 01:00 | WEEKDAY | 22.6187 | 2.52 | 0 | 0 | 0 | 0 | 2583.8509 | 0 | 0 | NA | 86.13%
| 2 | 2 | 2017-02-05 02:00 | 0 | 0 | 0 | 0 | 0 | 0 | 0 | 0 | 0 | 0 | 0 | 0 | 0 | 0 | 0 | 0 | 0 | 843 | 2 | 1 | 2017-01-05 02:00 | WEEKDAY | 22.4267 | 2.52 | 0 | 0 | 0 | 0 | 2583.8509 | 0 | 0 | NA | 86.13%
| 3 | 2 | 2017-02-05 03:00 | 0 | 0 | 0 | 0 | 0 | 0 | 0 | 0 | 0 | 0 | 0 | 0 | 0 | 0 | 0 | 0 | 0 | 844 | 3 | 1 | 2017-01-05 03:00 | WEEKDAY | 22.4545 | 2.52 | 0 | 0 | 0 | 0 | 2583.8509 | 0 | 0 | NA | 86.13%
| 4 | 2 | 2017-02-05 04:00 | 0 | 0 | 0 | 0 | 0 | 0 | 0 | 0 | 0 | 0 | 0 | 0 | 0 | 0 | 0 | 0 | 0 | 845 | 4 | 1 | 2017-01-05 04:00 | WEEKDAY | 24.03 | 2.52 | 0 | 0 | 0 | 0 | 2583.8509 | 0 | 0 | NA | 86.13%
| 5 | 2 | 2017-02-05 05:00 | 0 | 0 | 0 | 0 | 0 | 0 | 0 | 0 | 0 | 0 | 0 | 0 | 0 | 0 | 0 | 0 | 0 | 846 | 5 | 1 | 2017-01-05 05:00 | WEEKDAY | 24.1079 | 2.52 | 0 | 0 | 0 | 0 | 2583.8509 | 0 | 0 | NA | 86.13%
| 6 | 2 | 2017-02-05 06:00 | 0 | 0 | 0 | 0 | 0 | 0 | 0 | 0 | 0 | 0 | 0 | 0 | 0 | 0 | 0 | 0 | 0 | 847 | 6 | 1 | 2017-01-05 06:00 | WEEKDAY | 25.5108 | 17.63 | 0 | 0 | 0 | 0 | 2583.8509 | 2472 | 200 | YES | 86.13%
| 7 | 2 | 2017-02-05 07:00 | 259.8287 | 6.5845 | 0 | 1.9032 | 41.1425 | 3.3255 | 0 | 50.7764 | 0 | 1.6628 | 13.8592 | 2.5461 | 3.4998 | 11.7827 | 259.8287 | 41.1425 | 259.8287 | 848 | 7 | 1 | 2017-01-05 07:00 | WEEKDAY | 26.3403 | 17.63 | 0 | 0 | 0 | 0 | 2583.8509 | 2472 | 200 | YES | 86.13%
| 8 | 2 | 2017-02-05 08:00 | 786.9342 | 559.4881 | 313.2046 | 119.3555 | 269.7039 | 282.5697 | 454.819 | 884.6838 | 739.2448 | 141.2849 | 349.3621 | 30.5402 | 88.2227 | 425.8596 | 786.9342 | 269.7039 | 786.9342 | 849 | 8 | 1 | 2017-01-05 08:00 | WEEKDAY | 24.9429 | 17.63 | 472.532 | 458.356 | 0 | 458.356 | 2583.8509 | 2472 | 200 | YES | 86.13%
| 9 | 2 | 2017-02-05 09:00 | 869.1826 | 1155.157 | 142.7105 | 456.1466 | 245.1667 | 583.4126 | 791.633 | 425.1355 | 907.2197 | 291.7063 | 802.8496 | 58.4366 | 202.7398 | 680.0027 | 869.1826 | 245.1667 | 869.1826 | 850 | 9 | 1 | 2017-01-05 09:00 | WEEKDAY | 23.6904 | 6.32 | 824.627 | 799.8882 | 0 | 799.8882 | 2583.8509 | 0 | 0 | NA | 86.13%
| 10 | 2 | 2017-02-05 10:00 | 836.6671 | 407.8191 | 534.6173 | 464.504 | 325.8813 | 205.9692 | 825.628 | 1591.6797 | 959.5715 | 102.9846 | 864.5674 | 69.9534 | 218.3251 | 715.0115 | 836.6671 | 325.8813 | 836.6671 | 851 | 10 | 1 | 2017-01-05 10:00 | WEEKDAY | 29.1906 | 6.32 | 860.382 | 834.5705 | 0 | 834.5705 | 2583.8509 | 0 | 0 | NA | 86.13%
| 11 | 2 | 2017-02-05 11:00 | 788.4247 | 1368.8345 | 277.1179 | 611.1062 | 467.4498 | 691.3306 | 785.644 | 985.2357 | 930.6801 | 345.6653 | 835.0204 | 90.7165 | 210.8638 | 703.1252 | 788.4247 | 467.4498 | 788.4247 | 852 | 11 | 1 | 2017-01-05 11:00 | WEEKDAY | 38.0226 | 6.32 | 818.162 | 793.6171 | 0 | 793.6171 | 2583.8509 | 0 | 0 | NA | 86.13%
| 12 | 2 | 2017-02-05 12:00 | 736.4229 | 1134.1582 | 300.2072 | 239.6269 | 470.904 | 572.8072 | 737.53 | 1502.1961 | 894.7125 | 286.4036 | 791.9462 | 104.5023 | 199.9864 | 665.3358 | 736.4229 | 470.904 | 736.4229 | 853 | 12 | 1 | 2017-01-05 12:00 | WEEKDAY | 25.9005 | 6.32 | 767.501 | 744.476 | 0 | 744.476 | 2583.8509 | 0 | 0 | NA | 86.13%
| 13 | 2 | 2017-02-05 13:00 | 616.837 | 1335.8252 | 178.7692 | 456.7325 | 463.5053 | 674.6592 | 723.253 | 1517.3104 | 885.5857 | 337.3296 | 629.1229 | 163.5497 | 158.8694 | 692.6991 | 616.837 | 463.5053 | 616.837 | 854 | 13 | 1 | 2017-01-05 13:00 | WEEKDAY | 23.5874 | 6.32 | 752.478 | 729.9037 | 0 | 729.9037 | 2583.8509 | 0 | 0 | NA | 86.13%
| 14 | 2 | 2017-02-05 14:00 | 438.6301 | 1542.992 | 104.5963 | 318.4993 | 430.6674 | 779.2889 | 751.918 | 792.8076 | 990.3385 | 389.6444 | 811.276 | 97.3742 | 204.8677 | 710.1446 | 438.6301 | 430.6674 | 438.6301 | 855 | 14 | 1 | 2017-01-05 14:00 | WEEKDAY | 24.5366 | 2.07 | 782.588 | 759.1104 | 231 | 990.1104 | 2583.8509 | 0 | 0 | NA | 86.13%
| 15 | 2 | 2017-02-05 15:00 | 316.657 | 1565.5496 | 104.1509 | 733.0294 | 303.6076 | 790.6816 | 797.318 | 406.2689 | 962.1837 | 395.3408 | 769.0934 | 138.2403 | 194.2155 | 685.898 | 316.657 | 303.6076 | 316.657 | 856 | 15 | 1 | 2017-01-05 15:00 | WEEKDAY | 35.0582 | 2.07 | 830.387 | 805.4754 | 0 | 805.4754 | 2345.7066 | 0 | 0 | NA | 78.19%
| 16 | 2 | 2017-02-05 16:00 | 202.449 | 1286.1286 | 184.8363 | 656.6248 | 394.3479 | 649.5599 | 805.571 | 992.174 | 990.2447 | 324.7799 | 505.5077 | 88.2123 | 127.6535 | 562.2027 | 202.449 | 394.3479 | 202.449 | 857 | 16 | 1 | 2017-01-05 16:00 | WEEKDAY | 41.1819 | 2.07 | 839.124 | 813.9503 | 176 | 989.9503 | 2345.7066 | 0 | 0 | NA | 78.19%
| 17 | 2 | 2017-02-05 17:00 | 0 | 431.0389 | 192.7468 | 182.6851 | 154.6546 | 217.6964 | 683.959 | 179.489 | 990.1061 | 108.8482 | 244.4384 | 30.7444 | 61.7269 | 112.9162 | 0 | 154.6546 | 0 | 858 | 17 | 1 | 2017-01-05 17:00 | WEEKDAY | 57.4125 | 17.14 | 711.345 | 0 | 0 | 0 | 2164.2633 | 0 | 0 | NA | 72.14%
| 18 | 2 | 2017-02-05 18:00 | 0 | 0 | 0 | 0 | 0 | 0 | 0 | 0 | 990.4608 | 0 | 4.66 | 0 | 1.1768 | 0 | 0 | 0 | 0 | 859 | 18 | 1 | 2017-01-05 18:00 | WEEKDAY | 70.879 | 17.14 | 0 | 0 | 300 | 300 | 2875.6083 | 0 | 0 | NA | 95.85%
| 19 | 2 | 2017-02-05 19:00 | 0 | 0 | 0 | 0 | 0 | 0 | 0 | 0 | 0 | 0 | 0 | 0 | 0 | 0 | 0 | 0 | 0 | 860 | 19 | 1 | 2017-01-05 19:00 | WEEKDAY | 50 | 17.14 | 0 | 0 | 0 | 0 | 2566.33 | 0 | 0 | NA | 85.54%
| 20 | 2 | 2017-02-05 20:00 | 0 | 0 | 0 | 0 | 0 | 0 | 0 | 0 | 0 | 0 | 0 | 0 | 0 | 0 | 0 | 0 | 0 | 861 | 20 | 1 | 2017-01-05 20:00 | WEEKDAY | 47.3557 | 18.26 | 0 | 0 | 0 | 0 | 2566.33 | 2472 | 200 | YES | 85.54%
| 21 | 2 | 2017-02-05 21:00 | 0 | 0 | 0 | 0 | 0 | 0 | 0 | 0 | 0 | 0 | 0 | 0 | 0 | 0 | 0 | 0 | 0 | 862 | 21 | 1 | 2017-01-05 21:00 | WEEKDAY | 29.6053 | 18.26 | 0 | 0 | 0 | 0 | 2566.33 | 2472 | 200 | YES | 85.54%
| 22 | 2 | 2017-02-05 22:00 | 0 | 0 | 0 | 0 | 0 | 0 | 0 | 0 | 0 | 0 | 0 | 0 | 0 | 0 | 0 | 0 | 0 | 863 | 22 | 1 | 2017-01-05 22:00 | WEEKDAY | 23.8462 | 18.26 | 0 | 0 | 0 | 0 | 2566.33 | 2472 | 200 | YES | 85.54%
| 23 | 2 | 2017-02-05 23:00 | 0 | 0 | 0 | 0 | 0 | 0 | 0 | 0 | 0 | 0 | 0 | 0 | 0 | 0 | 0 | 0 | 0 | 864 | 23 | 1 | 2017-01-05 23:00 | WEEKDAY | 22.435 | 2.52 | 0 | 0 | 0 | 0 | 2566.33 | 0 | 0 | NA | 85.54%
| 0 | 2 | 2017-02-06 | 0 | 0 | 0 | 0 | 0 | 0 | 0 | 0 | 0 | 0 | 0 | 0 | 0 | 0 | 0 | 0 | 0 | 865 | 0 | 1 | 2017-01-06 | WEEKDAY | 22.1149 | 2.52 | 0 | 0 | 0 | 0 | 2566.33 | 0 | 0 | NA | 85.54%
| 1 | 2 | 2017-02-06 01:00 | 0 | 0 | 0 | 0 | 0 | 0 | 0 | 0 | 0 | 0 | 0 | 0 | 0 | 0 | 0 | 0 | 0 | 866 | 1 | 1 | 2017-01-06 01:00 | WEEKDAY | 21.8672 | 2.52 | 0 | 0 | 0 | 0 | 2566.33 | 0 | 0 | NA | 85.54%
| 2 | 2 | 2017-02-06 02:00 | 0 | 0 | 0 | 0 | 0 | 0 | 0 | 0 | 0 | 0 | 0 | 0 | 0 | 0 | 0 | 0 | 0 | 867 | 2 | 1 | 2017-01-06 02:00 | WEEKDAY | 22.2235 | 2.52 | 0 | 0 | 0 | 0 | 2566.33 | 0 | 0 | NA | 85.54%
| 3 | 2 | 2017-02-06 03:00 | 0 | 0 | 0 | 0 | 0 | 0 | 0 | 0 | 0 | 0 | 0 | 0 | 0 | 0 | 0 | 0 | 0 | 868 | 3 | 1 | 2017-01-06 03:00 | WEEKDAY | 22.371 | 2.52 | 0 | 0 | 0 | 0 | 2566.33 | 0 | 0 | NA | 85.54%
| 4 | 2 | 2017-02-06 04:00 | 0 | 0 | 0 | 0 | 0 | 0 | 0 | 0 | 0 | 0 | 0 | 0 | 0 | 0 | 0 | 0 | 0 | 869 | 4 | 1 | 2017-01-06 04:00 | WEEKDAY | 23.9186 | 2.52 | 0 | 0 | 0 | 0 | 2566.33 | 0 | 0 | NA | 85.54%
| 5 | 2 | 2017-02-06 05:00 | 0 | 0 | 0 | 0 | 0 | 0 | 0 | 0 | 0 | 0 | 0 | 0 | 0 | 0 | 0 | 0 | 0 | 870 | 5 | 1 | 2017-01-06 05:00 | WEEKDAY | 32.3415 | 2.52 | 0 | 0 | 0 | 0 | 2566.33 | 0 | 0 | NA | 85.54%
| 6 | 2 | 2017-02-06 06:00 | 0 | 0 | 0 | 0 | 0 | 0 | 0 | 0 | 0 | 0 | 0 | 0 | 0 | 0 | 0 | 0 | 0 | 871 | 6 | 1 | 2017-01-06 06:00 | WEEKDAY | 31.9796 | 17.63 | 0 | 0 | 0 | 0 | 2566.33 | 2472 | 200 | YES | 85.54%
| 7 | 2 | 2017-02-06 07:00 | 206.348 | 52.1884 | 0 | 0 | 84.5592 | 26.3578 | 0 | 0 | 0 | 13.1789 | 13.7211 | 6.1437 | 3.4649 | 9.9729 | 206.348 | 84.5592 | 206.348 | 872 | 7 | 1 | 2017-01-06 07:00 | WEEKDAY | 35.6622 | 17.63 | 0 | 0 | 0 | 0 | 2566.33 | 2472 | 200 | YES | 85.54%
| 8 | 2 | 2017-02-06 08:00 | 674.1539 | 679.9046 | 313.7734 | 165.9247 | 204.3923 | 343.3862 | 473.744 | 76.8535 | 0 | 171.6931 | 354.7482 | 96.6719 | 89.5829 | 407.3122 | 674.1539 | 204.3923 | 674.1539 | 873 | 8 | 1 | 2017-01-06 08:00 | WEEKDAY | 34.006 | 17.63 | 492.252 | 477.4844 | 0 | 477.4844 | 2566.33 | 2472 | 200 | YES | 85.54%
| 9 | 2 | 2017-02-06 09:00 | 818.7098 | 1629.4571 | 556.5082 | 96.2798 | 1217.7325 | 822.9581 | 835.759 | 154.7856 | 990 | 411.4791 | 750.0139 | 191.2213 | 189.3975 | 678.6469 | 818.7098 | 1217.7325 | 818.7098 | 874 | 9 | 1 | 2017-01-06 09:00 | WEEKDAY | 30.6324 | 6.32 | 871.434 | 845.291 | 0 | 845.291 | 2566.33 | 0 | 0 | NA | 85.54%
| 10 | 2 | 2017-02-06 10:00 | 638.6953 | 1346.6862 | 479.7101 | 137.3375 | 1689.4284 | 680.1446 | 884.289 | 222.2522 | 990 | 340.0723 | 827.4708 | 215.181 | 208.9573 | 751.9176 | 638.6953 | 1689.4284 | 638.6953 | 875 | 10 | 1 | 2017-01-06 10:00 | WEEKDAY | 31.9852 | 6.32 | 922.725 | 895.0432 | 0 | 895.0432 | 2566.33 | 0 | 0 | NA | 85.54%
| 11 | 2 | 2017-02-06 11:00 | 556.1295 | 1290.391 | 281.8373 | 216.4014 | 1066.4498 | 651.7126 | 838.971 | 293.7475 | 990 | 325.8563 | 803.6996 | 219.0641 | 202.9545 | 721.9026 | 556.1295 | 1066.4498 | 556.1295 | 876 | 11 | 1 | 2017-01-06 11:00 | WEEKDAY | 28.1774 | 6.32 | 874.714 | 848.4726 | 0 | 848.4726 | 2566.33 | 0 | 0 | NA | 85.54%
| 12 | 2 | 2017-02-06 12:00 | 184.2279 | 1541.1112 | 679.5343 | 352.0212 | 1491.8077 | 778.339 | 784.877 | 336.3174 | 960.6133 | 389.1695 | 775.0917 | 198.311 | 195.7302 | 693.7016 | 184.2279 | 1491.8077 | 184.2279 | 877 | 12 | 1 | 2017-01-06 12:00 | WEEKDAY | 26.4878 | 6.32 | 817.591 | 793.0633 | 0 | 793.0633 | 2566.33 | 0 | 0 | NA | 85.54%
| 13 | 2 | 2017-02-06 13:00 | 156.821 | 1555.1706 | 153.9199 | 573.816 | 1404.6421 | 785.4397 | 769.059 | 318.2027 | 0 | 392.7198 | 771.1262 | 197.1708 | 194.7288 | 704.7245 | 156.821 | 1404.6421 | 156.821 | 878 | 13 | 1 | 2017-01-06 13:00 | WEEKDAY | 31.9323 | 6.32 | 800.905 | 776.8778 | 0 | 776.8778 | 2566.33 | 0 | 0 | NA | 85.54%
| 14 | 2 | 2017-02-06 14:00 | 93.035 | 1604.4775 | 119.9818 | 671.9281 | 1551.2324 | 810.3422 | 801.179 | 1269.6827 | 984.9283 | 405.1711 | 804.2441 | 198.5192 | 203.0919 | 730.6977 | 93.035 | 1551.2324 | 93.035 | 879 | 14 | 1 | 2017-01-06 14:00 | WEEKDAY | 41.3712 | 2.07 | 834.746 | 809.7036 | 0 | 809.7036 | 2566.33 | 0 | 0 | NA | 85.54%
| 15 | 2 | 2017-02-06 15:00 | 57.5156 | 1626.9848 | 88.3281 | 703.9655 | 1647.4501 | 821.7095 | 850.587 | 1291.0878 | 990 | 410.8548 | 813.7633 | 145.2658 | 205.4958 | 719.8604 | 57.5156 | 1647.4501 | 57.5156 | 880 | 15 | 1 | 2017-01-06 15:00 | WEEKDAY | 30.8106 | 2.07 | 886.923 | 860.3153 | 0 | 860.3153 | 2566.33 | 0 | 0 | NA | 85.54%
| 16 | 2 | 2017-02-06 16:00 | 23.3369 | 1477.4454 | 104.5776 | 709.9892 | 1094.0955 | 746.1846 | 857.722 | 998.1268 | 990 | 373.0923 | 712.2357 | 161.3232 | 179.8575 | 581.4794 | 23.3369 | 1094.0955 | 23.3369 | 881 | 16 | 1 | 2017-01-06 16:00 | WEEKDAY | 28.6617 | 2.07 | 894.496 | 867.6611 | 0 | 867.6611 | 2566.33 | 0 | 0 | NA | 85.54%
| 17 | 2 | 2017-02-06 17:00 | 0 | 607.4248 | 30.5982 | 203.7681 | 192.1142 | 306.7802 | 716.996 | 423.772 | 898.6177 | 153.3901 | 264.4359 | 49.4898 | 66.7768 | 129.9423 | 0 | 192.1142 | 0 | 882 | 17 | 1 | 2017-01-06 17:00 | WEEKDAY | 53.4042 | 17.14 | 746.22 | 723.8334 | 0 | 723.8334 | 2566.33 | 0 | 0 | NA | 85.54%
| 18 | 2 | 2017-02-06 18:00 | 0 | 0 | 0 | 0 | 0 | 0 | 0 | 0 | 457.612 | 0 | 0.39718 | 2.2733 | 0.1003 | 0 | 0 | 0 | 0 | 883 | 18 | 1 | 2017-01-06 18:00 | WEEKDAY | 47.3863 | 17.14 | 0 | 0 | 0 | 0 | 2566.33 | 0 | 0 | NA | 85.54%
| 19 | 2 | 2017-02-06 19:00 | 0 | 0 | 0 | 0 | 0 | 0 | 0 | 0 | 0 | 0 | 0 | 0 | 0 | 0 | 0 | 0 | 0 | 884 | 19 | 1 | 2017-01-06 19:00 | WEEKDAY | 43.5117 | 17.14 | 0 | 0 | 0 | 0 | 2566.33 | 0 | 0 | NA | 85.54%
| 20 | 2 | 2017-02-06 20:00 | 0 | 0 | 0 | 0 | 0 | 0 | 0 | 0 | 0 | 0 | 0 | 0 | 0 | 0 | 0 | 0 | 0 | 885 | 20 | 1 | 2017-01-06 20:00 | WEEKDAY | 45.4573 | 18.26 | 0 | 0 | 0 | 0 | 2566.33 | 2472 | 200 | YES | 85.54%
| 21 | 2 | 2017-02-06 21:00 | 0 | 0 | 0 | 0 | 0 | 0 | 0 | 0 | 0 | 0 | 0 | 0 | 0 | 0 | 0 | 0 | 0 | 886 | 21 | 1 | 2017-01-06 21:00 | WEEKDAY | 36.205 | 18.26 | 0 | 0 | 0 | 0 | 2566.33 | 2472 | 200 | YES | 85.54%
| 22 | 2 | 2017-02-06 22:00 | 0 | 0 | 0 | 0 | 0 | 0 | 0 | 0 | 0 | 0 | 0 | 0 | 0 | 0 | 0 | 0 | 0 | 887 | 22 | 1 | 2017-01-06 22:00 | WEEKDAY | 36.8925 | 18.26 | 0 | 0 | 0 | 0 | 2566.33 | 2472 | 200 | YES | 85.54%
| 23 | 2 | 2017-02-06 23:00 | 0 | 0 | 0 | 0 | 0 | 0 | 0 | 0 | 0 | 0 | 0 | 0 | 0 | 0 | 0 | 0 | 0 | 888 | 23 | 1 | 2017-01-06 23:00 | WEEKDAY | 33.0735 | 2.52 | 0 | 0 | 0 | 0 | 2566.33 | 0 | 0 | NA | 85.54%
| 0 | 2 | 2017-02-07 | 0 | 0 | 0 | 0 | 0 | 0 | 0 | 0 | 0 | 0 | 0 | 0 | 0 | 0 | 0 | 0 | 0 | 889 | 0 | 1 | 2017-01-07 | WEEKEND | 33.1097 | 2.52 | 0 | 0 | 0 | 0 | 2566.33 | 0 | 0 | NA | 85.54%
| 1 | 2 | 2017-02-07 01:00 | 0 | 0 | 0 | 0 | 0 | 0 | 0 | 0 | 0 | 0 | 0 | 0 | 0 | 0 | 0 | 0 | 0 | 890 | 1 | 1 | 2017-01-07 01:00 | WEEKEND | 32.5502 | 2.52 | 0 | 0 | 0 | 0 | 2566.33 | 0 | 0 | NA | 85.54%
| 2 | 2 | 2017-02-07 02:00 | 0 | 0 | 0 | 0 | 0 | 0 | 0 | 0 | 0 | 0 | 0 | 0 | 0 | 0 | 0 | 0 | 0 | 891 | 2 | 1 | 2017-01-07 02:00 | WEEKEND | 33.0346 | 2.52 | 0 | 0 | 0 | 0 | 2566.33 | 0 | 0 | NA | 85.54%
| 3 | 2 | 2017-02-07 03:00 | 0 | 0 | 0 | 0 | 0 | 0 | 0 | 0 | 0 | 0 | 0 | 0 | 0 | 0 | 0 | 0 | 0 | 892 | 3 | 1 | 2017-01-07 03:00 | WEEKEND | 36.2551 | 2.52 | 0 | 0 | 0 | 0 | 2566.33 | 0 | 0 | NA | 85.54%
| 4 | 2 | 2017-02-07 04:00 | 0 | 0 | 0 | 0 | 0 | 0 | 0 | 0 | 0 | 0 | 0 | 0 | 0 | 0 | 0 | 0 | 0 | 893 | 4 | 1 | 2017-01-07 04:00 | WEEKEND | 40.6307 | 2.52 | 0 | 0 | 0 | 0 | 2566.33 | 0 | 0 | NA | 85.54%
| 5 | 2 | 2017-02-07 05:00 | 0 | 0 | 0 | 0 | 0 | 0 | 0 | 0 | 0 | 0 | 0 | 0 | 0 | 0 | 0 | 0 | 0 | 894 | 5 | 1 | 2017-01-07 05:00 | WEEKEND | 40.8729 | 2.52 | 0 | 0 | 0 | 0 | 2566.33 | 0 | 0 | NA | 85.54%
| 6 | 2 | 2017-02-07 06:00 | 0 | 0 | 0 | 0 | 0 | 0 | 0 | 0 | 0 | 0 | 0 | 0 | 0 | 0 | 0 | 0 | 0 | 895 | 6 | 1 | 2017-01-07 06:00 | WEEKEND | 43.5673 | 2.52 | 0 | 0 | 0 | 0 | 2566.33 | 0 | 0 | NA | 85.54%
| 7 | 2 | 2017-02-07 07:00 | 24.4369 | 1.63 | 0 | 39.1093 | 31.321 | 0.82325 | 0 | 42.3559 | 0 | 0.41162 | 12.6527 | 4.1986 | 3.1951 | 14.6054 | 24.4369 | 31.321 | 24.4369 | 896 | 7 | 1 | 2017-01-07 07:00 | WEEKEND | 65.5598 | 2.52 | 0 | 0 | 0 | 0 | 2566.33 | 0 | 0 | NA | 85.54%
| 8 | 2 | 2017-02-07 08:00 | 61.8122 | 54.3805 | 81.1047 | 525.7425 | 195.9963 | 27.4649 | 474.82 | 306.1166 | 797.3759 | 13.7324 | 86.8779 | 76.1774 | 21.9389 | 451.7483 | 61.8122 | 195.9963 | 61.8122 | 897 | 8 | 1 | 2017-01-07 08:00 | WEEKEND | 64.3657 | 2.52 | 493.276 | 478.4777 | 0 | 478.4777 | 2566.33 | 0 | 0 | NA | 85.54%
| 9 | 2 | 2017-02-07 09:00 | 150.964 | 124.1929 | 253.1574 | 793.5097 | 371.1641 | 62.7237 | 816.068 | 795.9609 | 982.8816 | 31.3618 | 163.6151 | 186.7945 | 41.317 | 696.8155 | 150.964 | 371.1641 | 150.964 | 898 | 9 | 1 | 2017-01-07 09:00 | WEEKEND | 59.617 | 2.52 | 850.478 | 824.9637 | 0 | 824.9637 | 2566.33 | 0 | 0 | NA | 85.54%
| 10 | 2 | 2017-02-07 10:00 | 761.9145 | 196.2727 | 585.8495 | 846.5028 | 508.8835 | 99.1276 | 824.753 | 1174.4147 | 990 | 49.5638 | 250.721 | 221.6924 | 63.3134 | 710.3775 | 761.9145 | 508.8835 | 761.9145 | 899 | 10 | 1 | 2017-01-07 10:00 | WEEKEND | 42.5569 | 2.52 | 859.418 | 833.6355 | 0 | 833.6355 | 2566.33 | 0 | 0 | NA | 85.54%
| 11 | 2 | 2017-02-07 11:00 | 823.8578 | 271.9602 | 806.366 | 816.6968 | 653.2117 | 137.3536 | 776.967 | 1123.5055 | 949.2759 | 68.6768 | 297.8293 | 216.4379 | 75.2094 | 684.3651 | 823.8578 | 653.2117 | 823.8578 | 900 | 11 | 1 | 2017-01-07 11:00 | WEEKEND | 37.4687 | 2.52 | 808.97 | 784.7009 | 0 | 784.7009 | 2566.33 | 0 | 0 | NA | 85.54%
| 12 | 2 | 2017-02-07 12:00 | 816.2322 | 317.2096 | 585.514 | 794.6323 | 662.419 | 160.2069 | 730.813 | 1404.3308 | 912.641 | 80.1034 | 318.5498 | 206.0598 | 80.4419 | 678.6945 | 816.2322 | 662.419 | 816.2322 | 901 | 12 | 1 | 2017-01-07 12:00 | WEEKEND | 30.6797 | 2.52 | 760.375 | 737.5638 | 0 | 737.5638 | 2566.33 | 0 | 0 | NA | 85.54%
| 13 | 2 | 2017-02-07 13:00 | 849.7476 | 818.7411 | 723.342 | 796.0155 | 739.5708 | 413.5056 | 715.336 | 1521.8997 | 900.2366 | 206.7528 | 353.437 | 207.4358 | 89.2518 | 685.175 | 849.7476 | 739.5708 | 849.7476 | 902 | 13 | 1 | 2017-01-07 13:00 | WEEKEND | 26.2874 | 2.52 | 744.096 | 721.7731 | 0 | 721.7731 | 2566.33 | 0 | 0 | NA | 85.54%
| 14 | 2 | 2017-02-07 14:00 | 896.5942 | 360.5118 | 662.5865 | 829.283 | 820.451 | 182.0767 | 740.691 | 1593.1591 | 919.108 | 91.0383 | 172.2139 | 214.5101 | 43.4884 | 682.8244 | 896.5942 | 820.451 | 896.5942 | 903 | 14 | 1 | 2017-01-07 14:00 | WEEKEND | 24.1107 | 2.52 | 770.712 | 747.5906 | 0 | 747.5906 | 2566.33 | 0 | 0 | NA | 85.54%
| 15 | 2 | 2017-02-07 15:00 | 849.3444 | 256.9149 | 765.7667 | 818.1204 | 930.7183 | 129.755 | 782.246 | 1470.0437 | 963.629 | 64.8775 | 259.9055 | 219.7336 | 65.6327 | 679.4809 | 849.3444 | 930.7183 | 849.3444 | 904 | 15 | 1 | 2017-01-07 15:00 | WEEKEND | 23.4426 | 2.52 | 814.431 | 789.9981 | 0 | 789.9981 | 2566.33 | 0 | 0 | NA | 85.54%
| 16 | 2 | 2017-02-07 16:00 | 436.5623 | 356.1411 | 711.2774 | 706.7565 | 260.1352 | 179.8692 | 788.24 | 1291.7055 | 989.5044 | 89.9346 | 193.9332 | 199.4304 | 48.973 | 604.046 | 436.5623 | 260.1352 | 436.5623 | 905 | 16 | 1 | 2017-01-07 16:00 | WEEKEND | 23.554 | 2.52 | 820.78 | 796.1566 | 194 | 990.1566 | 2566.33 | 0 | 0 | NA | 85.54%
| 17 | 2 | 2017-02-07 17:00 | 12.7887 | 113.8026 | 158.0748 | 208.7847 | 147.7688 | 57.4761 | 708.045 | 333.1349 | 864.2419 | 28.738 | 108.0586 | 66.0587 | 27.2875 | 134.3034 | 12.7887 | 147.7688 | 12.7887 | 906 | 17 | 1 | 2017-01-07 17:00 | WEEKEND | 25.2102 | 2.52 | 736.739 | 714.6368 | 0 | 714.6368 | 2366.33 | 0 | 0 | NA | 78.88%
| 18 | 2 | 2017-02-07 18:00 | 0 | 0 | 0 | 0 | 0 | 0 | 0 | 0 | 433.6967 | 0 | 8.983 | 0.68744 | 2.2684 | 0 | 0 | 0 | 0 | 907 | 18 | 1 | 2017-01-07 18:00 | WEEKEND | 28.5281 | 2.52 | 0 | 0 | 0 | 0 | 2366.33 | 0 | 0 | NA | 78.88%
| 19 | 2 | 2017-02-07 19:00 | 0 | 0 | 0 | 0 | 0 | 0 | 0 | 0 | 0 | 0 | 0 | 0 | 0 | 0 | 0 | 0 | 0 | 908 | 19 | 1 | 2017-01-07 19:00 | WEEKEND | 28.1802 | 2.52 | 0 | 0 | 0 | 0 | 2366.33 | 0 | 0 | NA | 78.88%
| 20 | 2 | 2017-02-07 20:00 | 0 | 0 | 0 | 0 | 0 | 0 | 0 | 0 | 0 | 0 | 0 | 0 | 0 | 0 | 0 | 0 | 0 | 909 | 20 | 1 | 2017-01-07 20:00 | WEEKEND | 26.7049 | 2.52 | 0 | 0 | 0 | 0 | 2366.33 | 0 | 0 | NA | 78.88%
| 21 | 2 | 2017-02-07 21:00 | 0 | 0 | 0 | 0 | 0 | 0 | 0 | 0 | 0 | 0 | 0 | 0 | 0 | 0 | 0 | 0 | 0 | 910 | 21 | 1 | 2017-01-07 21:00 | WEEKEND | 28.2692 | 2.52 | 0 | 0 | 0 | 0 | 2366.33 | 0 | 0 | NA | 78.88%
| 22 | 2 | 2017-02-07 22:00 | 0 | 0 | 0 | 0 | 0 | 0 | 0 | 0 | 0 | 0 | 0 | 0 | 0 | 0 | 0 | 0 | 0 | 911 | 22 | 1 | 2017-01-07 22:00 | WEEKEND | 40.6001 | 2.52 | 0 | 0 | 0 | 0 | 2366.33 | 0 | 0 | NA | 78.88%
| 23 | 2 | 2017-02-07 23:00 | 0 | 0 | 0 | 0 | 0 | 0 | 0 | 0 | 0 | 0 | 0 | 0 | 0 | 0 | 0 | 0 | 0 | 912 | 23 | 1 | 2017-01-07 23:00 | WEEKEND | 39.8347 | 2.52 | 0 | 0 | 0 | 0 | 2366.33 | 0 | 0 | NA | 78.88%
| 0 | 2 | 2017-02-08 | 0 | 0 | 0 | 0 | 0 | 0 | 0 | 0 | 0 | 0 | 0 | 0 | 0 | 0 | 0 | 0 | 0 | 913 | 0 | 1 | 2017-01-08 | WEEKEND | 36.5808 | 2.52 | 0 | 0 | 0 | 0 | 2366.33 | 0 | 0 | NA | 78.88%
| 1 | 2 | 2017-02-08 01:00 | 0 | 0 | 0 | 0 | 0 | 0 | 0 | 0 | 0 | 0 | 0 | 0 | 0 | 0 | 0 | 0 | 0 | 914 | 1 | 1 | 2017-01-08 01:00 | WEEKEND | 37.6246 | 2.52 | 0 | 0 | 0 | 0 | 2366.33 | 0 | 0 | NA | 78.88%
| 2 | 2 | 2017-02-08 02:00 | 0 | 0 | 0 | 0 | 0 | 0 | 0 | 0 | 0 | 0 | 0 | 0 | 0 | 0 | 0 | 0 | 0 | 915 | 2 | 1 | 2017-01-08 02:00 | WEEKEND | 37.0679 | 2.52 | 0 | 0 | 0 | 0 | 2366.33 | 0 | 0 | NA | 78.88%
| 3 | 2 | 2017-02-08 03:00 | 0 | 0 | 0 | 0 | 0 | 0 | 0 | 0 | 0 | 0 | 0 | 0 | 0 | 0 | 0 | 0 | 0 | 916 | 3 | 1 | 2017-01-08 03:00 | WEEKEND | 38.3817 | 2.52 | 0 | 0 | 0 | 0 | 2366.33 | 0 | 0 | NA | 78.88%
| 4 | 2 | 2017-02-08 04:00 | 0 | 0 | 0 | 0 | 0 | 0 | 0 | 0 | 0 | 0 | 0 | 0 | 0 | 0 | 0 | 0 | 0 | 917 | 4 | 1 | 2017-01-08 04:00 | WEEKEND | 42.3064 | 2.52 | 0 | 0 | 0 | 0 | 2366.33 | 0 | 0 | NA | 78.88%
| 5 | 2 | 2017-02-08 05:00 | 0 | 0 | 0 | 0 | 0 | 0 | 0 | 0 | 0 | 0 | 0 | 0 | 0 | 0 | 0 | 0 | 0 | 918 | 5 | 1 | 2017-01-08 05:00 | WEEKEND | 44.3217 | 2.52 | 0 | 0 | 0 | 0 | 2366.33 | 0 | 0 | NA | 78.88%
| 6 | 2 | 2017-02-08 06:00 | 0 | 0 | 0 | 0 | 0 | 0 | 0 | 0 | 0 | 0 | 0 | 0 | 0 | 0 | 0 | 0 | 0 | 919 | 6 | 1 | 2017-01-08 06:00 | WEEKEND | 49.6938 | 2.52 | 0 | 0 | 0 | 0 | 2366.33 | 0 | 0 | NA | 78.88%
| 7 | 2 | 2017-02-08 07:00 | 215.031 | 1.372 | 0 | 53.8348 | 18.6229 | 0.69291 | 0 | 85.6818 | 152.5858 | 0.34646 | 13.0743 | 2.189 | 3.3016 | 14.667 | 215.031 | 18.6229 | 215.031 | 920 | 7 | 1 | 2017-01-08 07:00 | WEEKEND | 49.0147 | 2.52 | 0 | 0 | 0 | 0 | 2366.33 | 0 | 0 | NA | 78.88%
| 8 | 2 | 2017-02-08 08:00 | 767.795 | 75.7503 | 111.4264 | 584.4761 | 82.3316 | 38.2578 | 493.54 | 577.2181 | 827.1112 | 19.1289 | 62.1933 | 54.2437 | 15.7054 | 432.5892 | 767.795 | 82.3316 | 767.795 | 921 | 8 | 1 | 2017-01-08 08:00 | WEEKEND | 46.5958 | 2.52 | 512.868 | 0 | 0 | 0 | 2366.33 | 0 | 0 | NA | 78.88%
| 9 | 2 | 2017-02-08 09:00 | 851.9594 | 189.7761 | 604.7954 | 831.5882 | 184.9069 | 95.8465 | 849.731 | 1524.4108 | 990 | 47.9233 | 236.1527 | 71.0904 | 59.6345 | 529.5099 | 851.9594 | 184.9069 | 851.9594 | 922 | 9 | 1 | 2017-01-08 09:00 | WEEKEND | 38.5181 | 2.52 | 886.304 | 859.7149 | 0 | 859.7149 | 2879.198 | 0 | 0 | NA | 95.97%
| 10 | 2 | 2017-02-08 10:00 | 807.0277 | 268.7887 | 277.1968 | 853.4833 | 448.9476 | 135.7519 | 144.121 | 1500.069 | 990 | 67.8759 | 288.186 | 105.753 | 72.7742 | 297.2793 | 807.0277 | 448.9476 | 807.0277 | 923 | 10 | 1 | 2017-01-08 10:00 | WEEKEND | 36.2801 | 2.52 | 152.42 | 147.8474 | 0 | 147.8474 | 2879.198 | 0 | 0 | NA | 95.97%
| 11 | 2 | 2017-02-08 11:00 | 674.093 | 425.9829 | 180.0321 | 816.9818 | 727.8379 | 215.1429 | 154.468 | 1457.4909 | 988.8956 | 107.5714 | 230.32 | 194.9655 | 58.1616 | 313.1576 | 674.093 | 727.8379 | 674.093 | 924 | 11 | 1 | 2017-01-08 11:00 | WEEKEND | 28.5337 | 2.52 | 163.004 | 158.1139 | 0 | 158.1139 | 2879.198 | 0 | 0 | NA | 95.97%
| 12 | 2 | 2017-02-08 12:00 | 615.8316 | 1352.7172 | 617.011 | 793.7993 | 702.5979 | 683.1905 | 79.8564 | 1161.6456 | 956.1319 | 341.5953 | 396.1296 | 190.0862 | 100.0327 | 562.2395 | 615.8316 | 702.5979 | 615.8316 | 925 | 12 | 1 | 2017-01-08 12:00 | WEEKEND | 22.3821 | 2.52 | 86.7239 | 0 | 0 | 0 | 2879.198 | 0 | 0 | NA | 95.97%
| 13 | 2 | 2017-02-08 13:00 | 786.5945 | 1211.0496 | 379.438 | 793.2443 | 823.656 | 611.6412 | 224.601 | 1524.8028 | 946.5551 | 305.8206 | 395.4207 | 201.2414 | 99.8537 | 146.2346 | 786.5945 | 823.656 | 786.5945 | 926 | 13 | 1 | 2017-01-08 13:00 | WEEKEND | 21.6946 | 2.52 | 234.891 | 227.8443 | 0 | 227.8443 | 2965.9219 | 0 | 0 | NA | 98.86%
| 14 | 2 | 2017-02-08 14:00 | 630.5655 | 1460.834 | 565.0417 | 833.2347 | 636.1542 | 737.7949 | 97.1263 | 1424.3734 | 966.4226 | 368.8975 | 349.3956 | 201.1388 | 88.2312 | 192.4465 | 630.5655 | 636.1542 | 630.5655 | 927 | 14 | 1 | 2017-01-08 14:00 | WEEKEND | 21.1407 | 2.52 | 104.34 | 101.2098 | 0 | 101.2098 | 2965.9219 | 0 | 0 | NA | 98.86%
| 15 | 2 | 2017-02-08 15:00 | 710.7522 | 382.5633 | 474.4548 | 835.4172 | 786.519 | 193.2138 | 54.9871 | 1378.8527 | 990 | 96.6069 | 304.1962 | 189.5342 | 76.8172 | 79.7189 | 710.7522 | 786.519 | 710.7522 | 928 | 15 | 1 | 2017-01-08 15:00 | WEEKEND | 20.4977 | 2.52 | 61.3368 | 59.4967 | 0 | 59.4967 | 2965.9219 | 0 | 0 | NA | 98.86%
| 16 | 2 | 2017-02-08 16:00 | 372.6105 | 935.7299 | 312.1152 | 758.6436 | 586.281 | 472.5909 | 28.2133 | 1045.5121 | 990 | 236.2954 | 227.869 | 158.0206 | 57.5427 | 63.1071 | 372.6105 | 586.281 | 372.6105 | 929 | 16 | 1 | 2017-01-08 16:00 | WEEKEND | 21.0767 | 2.52 | 34.0461 | 33.0247 | 957 | 990.0247 | 2965.9219 | 0 | 0 | NA | 98.86%
| 17 | 2 | 2017-02-08 17:00 | 7.0087 | 206.0454 | 40.0835 | 265.2694 | 167.4898 | 104.0633 | 362.481 | 425.7023 | 989.6065 | 52.0317 | 44.9052 | 47.6303 | 11.3397 | 24.7265 | 7.0087 | 167.4898 | 7.0087 | 930 | 17 | 1 | 2017-01-08 17:00 | WEEKEND | 23.0669 | 2.52 | 376.909 | 365.6017 | 624 | 989.6017 | 1979.3239 | 0 | 0 | NA | 65.98%
| 18 | 2 | 2017-02-08 18:00 | 0 | 0 | 0 | 0 | 0 | 0 | 0 | 0 | 464.6678 | 0 | 8.5381 | 0.96454 | 2.1561 | 0 | 0 | 0 | 0 | 931 | 18 | 1 | 2017-01-08 18:00 | WEEKEND | 23.7794 | 2.52 | 0 | 0 | 0 | 0 | 1336.0249 | 0 | 0 | NA | 44.53%
| 19 | 2 | 2017-02-08 19:00 | 0 | 0 | 0 | 0 | 0 | 0 | 0 | 0 | 0 | 0 | 0 | 0 | 0 | 0 | 0 | 0 | 0 | 932 | 19 | 1 | 2017-01-08 19:00 | WEEKEND | 32.194 | 2.52 | 0 | 0 | 0 | 0 | 1336.0249 | 0 | 0 | NA | 44.53%
| 20 | 2 | 2017-02-08 20:00 | 0 | 0 | 0 | 0 | 0 | 0 | 0 | 0 | 0 | 0 | 0 | 0 | 0 | 0 | 0 | 0 | 0 | 933 | 20 | 1 | 2017-01-08 20:00 | WEEKEND | 34.4876 | 2.52 | 0 | 0 | 0 | 0 | 1336.0249 | 0 | 0 | NA | 44.53%
| 21 | 2 | 2017-02-08 21:00 | 0 | 0 | 0 | 0 | 0 | 0 | 0 | 0 | 0 | 0 | 0 | 0 | 0 | 0 | 0 | 0 | 0 | 934 | 21 | 1 | 2017-01-08 21:00 | WEEKEND | 33.4744 | 2.52 | 0 | 0 | 0 | 0 | 1336.0249 | 0 | 0 | NA | 44.53%
| 22 | 2 | 2017-02-08 22:00 | 0 | 0 | 0 | 0 | 0 | 0 | 0 | 0 | 0 | 0 | 0 | 0 | 0 | 0 | 0 | 0 | 0 | 935 | 22 | 1 | 2017-01-08 22:00 | WEEKEND | 34.482 | 2.52 | 0 | 0 | 0 | 0 | 1336.0249 | 0 | 0 | NA | 44.53%
| 23 | 2 | 2017-02-08 23:00 | 0 | 0 | 0 | 0 | 0 | 0 | 0 | 0 | 0 | 0 | 0 | 0 | 0 | 0 | 0 | 0 | 0 | 936 | 23 | 1 | 2017-01-08 23:00 | WEEKEND | 31.7625 | 2.52 | 0 | 0 | 0 | 0 | 1336.0249 | 0 | 0 | NA | 44.53%
| 0 | 2 | 2017-02-09 | 0 | 0 | 0 | 0 | 0 | 0 | 0 | 0 | 0 | 0 | 0 | 0 | 0 | 0 | 0 | 0 | 0 | 937 | 0 | 1 | 2017-01-09 | WEEKDAY | 24.0717 | 2.52 | 0 | 0 | 0 | 0 | 1336.0249 | 0 | 0 | NA | 44.53%
| 1 | 2 | 2017-02-09 01:00 | 0 | 0 | 0 | 0 | 0 | 0 | 0 | 0 | 0 | 0 | 0 | 0 | 0 | 0 | 0 | 0 | 0 | 938 | 1 | 1 | 2017-01-09 01:00 | WEEKDAY | 22.8303 | 2.52 | 0 | 0 | 0 | 0 | 1336.0249 | 0 | 0 | NA | 44.53%
| 2 | 2 | 2017-02-09 02:00 | 0 | 0 | 0 | 0 | 0 | 0 | 0 | 0 | 0 | 0 | 0 | 0 | 0 | 0 | 0 | 0 | 0 | 939 | 2 | 1 | 2017-01-09 02:00 | WEEKDAY | 23.7043 | 2.52 | 0 | 0 | -970 | -970 | 1336.0249 | 0 | 0 | NA | 44.53%
| 3 | 2 | 2017-02-09 03:00 | 0 | 0 | 0 | 0 | 0 | 0 | 0 | 0 | 0 | 0 | 0 | 0 | 0 | 0 | 0 | 0 | 0 | 940 | 3 | 1 | 2017-01-09 03:00 | WEEKDAY | 32.4695 | 2.52 | 0 | 0 | -205 | -205 | 2276.9249 | 0 | 0 | NA | 75.9%
| 4 | 2 | 2017-02-09 04:00 | 0 | 0 | 0 | 0 | 0 | 0 | 0 | 0 | 0 | 0 | 0 | 0 | 0 | 0 | 0 | 0 | 0 | 941 | 4 | 1 | 2017-01-09 04:00 | WEEKDAY | 36.7533 | 2.52 | 0 | 0 | 0 | 0 | 2475.7749 | 0 | 0 | NA | 82.53%
| 5 | 2 | 2017-02-09 05:00 | 0 | 0 | 0 | 0 | 0 | 0 | 0 | 0 | 0 | 0 | 0 | 0 | 0 | 0 | 0 | 0 | 0 | 942 | 5 | 1 | 2017-01-09 05:00 | WEEKDAY | 46.9576 | 2.52 | 0 | 0 | 0 | 0 | 2475.7749 | 0 | 0 | NA | 82.53%
| 6 | 2 | 2017-02-09 06:00 | 0 | 0 | 0 | 0 | 0 | 0 | 0 | 0 | 0 | 0 | 0 | 0 | 0 | 0 | 0 | 0 | 0 | 943 | 6 | 1 | 2017-01-09 06:00 | WEEKDAY | 73.8546 | 17.63 | 0 | 0 | 0 | 0 | 2475.7749 | 2472 | 200 | YES | 82.53%
| 7 | 2 | 2017-02-09 07:00 | 110.1967 | 1.4108 | 0 | 55.9454 | 16.2695 | 0.71254 | 0 | 86.8132 | 159.9831 | 0.35627 | 14.7043 | 2.9058 | 3.7132 | 23.3585 | 110.1967 | 16.2695 | 110.1967 | 944 | 7 | 1 | 2017-01-09 07:00 | WEEKDAY | 56.1265 | 17.63 | 0 | 0 | 0 | 0 | 2475.7749 | 2472 | 200 | YES | 82.53%
| 8 | 2 | 2017-02-09 08:00 | 140.8602 | 88.1731 | 381.5784 | 572.8237 | 394.5651 | 44.5319 | 516.314 | 1009.8415 | 820.6801 | 22.2659 | 106.4431 | 15.3527 | 26.8796 | 543.4149 | 140.8602 | 394.5651 | 140.8602 | 945 | 8 | 1 | 2017-01-09 08:00 | WEEKDAY | 45.1122 | 17.63 | 536.54 | 520.4438 | 0 | 520.4438 | 2475.7749 | 2472 | 200 | YES | 82.53%
| 9 | 2 | 2017-02-09 09:00 | 317.1802 | 204.7413 | 739.6356 | 747.4611 | 1014.6686 | 103.4047 | 27.8302 | 1592.7371 | 990 | 51.7024 | 249.3608 | 48.1024 | 62.9699 | 796.5668 | 317.1802 | 1014.6686 | 317.1802 | 946 | 9 | 1 | 2017-01-09 09:00 | WEEKDAY | 37.9057 | 6.32 | 33.6785 | 0 | 0 | 0 | 2475.7749 | 0 | 0 | NA | 82.53%
| 10 | 2 | 2017-02-09 10:00 | 203.4594 | 314.0853 | 865.625 | 784.8798 | 1170.738 | 158.629 | 56.302 | 1596.5256 | 990 | 79.3145 | 316.2348 | 73.0835 | 79.8573 | 807.2604 | 203.4594 | 1170.738 | 203.4594 | 947 | 10 | 1 | 2017-01-09 10:00 | WEEKDAY | 24.5143 | 6.32 | 62.7022 | 0 | 0 | 0 | 2509.4534 | 0 | 0 | NA | 83.65%
| 11 | 2 | 2017-02-09 11:00 | 238.0265 | 421.8897 | 816.3822 | 668.5943 | 1243.9349 | 213.0756 | 193.885 | 1562.5554 | 972.0564 | 106.5378 | 415.0311 | 183.5124 | 104.8058 | 760.682 | 238.0265 | 1243.9349 | 238.0265 | 948 | 11 | 1 | 2017-01-09 11:00 | WEEKDAY | 27.5539 | 6.32 | 203.399 | 0 | 0 | 0 | 2572.1556 | 0 | 0 | NA | 85.74%
| 12 | 2 | 2017-02-09 12:00 | 241.199 | 484.7565 | 769.9762 | 740.6003 | 1210.0525 | 244.8265 | 171.729 | 1496.7223 | 944.069 | 122.4133 | 467.9345 | 201.7372 | 118.1653 | 747.2289 | 241.199 | 1210.0525 | 241.199 | 949 | 12 | 1 | 2017-01-09 12:00 | WEEKDAY | 26.9944 | 6.32 | 180.676 | 0 | 0 | 0 | 2775.5546 | 0 | 0 | NA | 92.52%
| 13 | 2 | 2017-02-09 13:00 | 392.4864 | 468.5666 | 765.2357 | 737.5001 | 1477.5244 | 236.6498 | 238.09 | 1517.9948 | 989.8383 | 118.3249 | 672.6751 | 197.6687 | 169.8674 | 769.3482 | 392.4864 | 1477.5244 | 392.4864 | 950 | 13 | 1 | 2017-01-09 13:00 | WEEKDAY | 27.7125 | 6.32 | 248.764 | 241.3011 | 0 | 241.3011 | 2956.2306 | 0 | 0 | NA | 98.54%
| 14 | 2 | 2017-02-09 14:00 | 528.2964 | 392.9513 | 837.6306 | 761.8969 | 1526.6073 | 198.4603 | 167.826 | 1562.0329 | 989.5555 | 99.2301 | 598.2348 | 207.6517 | 151.0694 | 831.391 | 528.2964 | 1526.6073 | 528.2964 | 951 | 14 | 1 | 2017-01-09 14:00 | WEEKDAY | 29.3826 | 2.07 | 176.659 | 171.3592 | 0 | 171.3592 | 2956.2306 | 0 | 0 | NA | 98.54%
| 15 | 2 | 2017-02-09 15:00 | 844.7384 | 283.3638 | 798.9122 | 676.0833 | 1425.2101 | 143.113 | 198.074 | 1576.1327 | 990.0801 | 71.5565 | 480.6912 | 229.0127 | 121.3867 | 843.3277 | 844.7384 | 1425.2101 | 844.7384 | 952 | 15 | 1 | 2017-01-09 15:00 | WEEKDAY | 29.5942 | 2.07 | 207.672 | 201.4418 | 700 | 901.4418 | 2956.2306 | 0 | 0 | NA | 98.54%
| 16 | 2 | 2017-02-09 16:00 | 325.2033 | 168.5243 | 750.7319 | 306.7387 | 1141.8255 | 85.1133 | 163.225 | 1404.7898 | 989.7618 | 42.5566 | 242.5757 | 209.0017 | 61.2565 | 737.5679 | 325.2033 | 1141.8255 | 325.2033 | 953 | 16 | 1 | 2017-01-09 16:00 | WEEKDAY | 29.7083 | 2.07 | 171.969 | 0 | 0 | 0 | 2234.5812 | 0 | 0 | NA | 74.49%
| 17 | 2 | 2017-02-09 17:00 | 12.3311 | 68.9537 | 354.5037 | 164.384 | 304.5533 | 34.8251 | 62.8282 | 453.4105 | 871.7506 | 17.4126 | 90.506 | 83.1298 | 22.8551 | 184.8188 | 12.3311 | 304.5533 | 12.3311 | 954 | 17 | 1 | 2017-01-09 17:00 | WEEKDAY | 34.6323 | 17.14 | 69.3591 | 0 | 0 | 0 | 2406.5502 | 0 | 0 | NA | 80.22%
| 18 | 2 | 2017-02-09 18:00 | 0 | 0 | 0 | 0 | 5.0468 | 0 | 0 | 0 | 454.3558 | 0 | 5.2167 | 0.89325 | 1.3173 | 0 | 0 | 5.0468 | 0 | 955 | 18 | 1 | 2017-01-09 18:00 | WEEKDAY | 42.4038 | 17.14 | 0 | 0 | 0 | 0 | 2475.9093 | 0 | 0 | NA | 82.53%
| 19 | 2 | 2017-02-09 19:00 | 0 | 0 | 0 | 0 | 0 | 0 | 0 | 0 | 0 | 0 | 0 | 0 | 0 | 0 | 0 | 0 | 0 | 956 | 19 | 1 | 2017-01-09 19:00 | WEEKDAY | 36.4304 | 17.14 | 0 | 0 | 0 | 0 | 2475.9093 | 0 | 0 | NA | 82.53%
| 20 | 2 | 2017-02-09 20:00 | 0 | 0 | 0 | 0 | 0 | 0 | 0 | 0 | 0 | 0 | 0 | 0 | 0 | 0 | 0 | 0 | 0 | 957 | 20 | 1 | 2017-01-09 20:00 | WEEKDAY | 31.5176 | 18.26 | 0 | 0 | 0 | 0 | 2475.9093 | 2472 | 200 | YES | 82.53%
| 21 | 2 | 2017-02-09 21:00 | 0 | 0 | 0 | 0 | 0 | 0 | 0 | 0 | 0 | 0 | 0 | 0 | 0 | 0 | 0 | 0 | 0 | 958 | 21 | 1 | 2017-01-09 21:00 | WEEKDAY | 29.9922 | 18.26 | 0 | 0 | 0 | 0 | 2475.9093 | 2472 | 200 | YES | 82.53%
| 22 | 2 | 2017-02-09 22:00 | 0 | 0 | 0 | 0 | 0 | 0 | 0 | 0 | 0 | 0 | 0 | 0 | 0 | 0 | 0 | 0 | 0 | 959 | 22 | 1 | 2017-01-09 22:00 | WEEKDAY | 14.6913 | 18.26 | 0 | 0 | 0 | 0 | 2475.9093 | 2472 | 200 | YES | 82.53%
| 23 | 2 | 2017-02-09 23:00 | 0 | 0 | 0 | 0 | 0 | 0 | 0 | 0 | 0 | 0 | 0 | 0 | 0 | 0 | 0 | 0 | 0 | 960 | 23 | 1 | 2017-01-09 23:00 | WEEKDAY | -0.80165 | 2.52 | 0 | 0 | 0 | 0 | 2475.9093 | 0 | 0 | NA | 82.53%
| 0 | 2 | 2017-02-10 | 0 | 0 | 0 | 0 | 0 | 0 | 0 | 0 | 0 | 0 | 0 | 0 | 0 | 0 | 0 | 0 | 0 | 961 | 0 | 1 | 2017-01-10 | WEEKDAY | -1.5003 | 2.52 | 0 | 0 | 0 | 0 | 2475.9093 | 0 | 0 | NA | 82.53%
| 1 | 2 | 2017-02-10 01:00 | 0 | 0 | 0 | 0 | 0 | 0 | 0 | 0 | 0 | 0 | 0 | 0 | 0 | 0 | 0 | 0 | 0 | 962 | 1 | 1 | 2017-01-10 01:00 | WEEKDAY | -15.1506 | 2.52 | 0 | 0 | 0 | 0 | 2475.9093 | 0 | 0 | NA | 82.53%
| 2 | 2 | 2017-02-10 02:00 | 0 | 0 | 0 | 0 | 0 | 0 | 0 | 0 | 0 | 0 | 0 | 0 | 0 | 0 | 0 | 0 | 0 | 963 | 2 | 1 | 2017-01-10 02:00 | WEEKDAY | -12.7818 | 2.52 | 0 | 0 | 0 | 0 | 2475.9093 | 0 | 0 | NA | 82.53%
| 3 | 2 | 2017-02-10 03:00 | 0 | 0 | 0 | 0 | 0 | 0 | 0 | 0 | 0 | 0 | 0 | 0 | 0 | 0 | 0 | 0 | 0 | 964 | 3 | 1 | 2017-01-10 03:00 | WEEKDAY | -7.1675 | 2.52 | 0 | 0 | 0 | 0 | 2475.9093 | 0 | 0 | NA | 82.53%
| 4 | 2 | 2017-02-10 04:00 | 0 | 0 | 0 | 0 | 0 | 0 | 0 | 0 | 0 | 0 | 0 | 0 | 0 | 0 | 0 | 0 | 0 | 965 | 4 | 1 | 2017-01-10 04:00 | WEEKDAY | -1.4474 | 2.52 | 0 | 0 | 0 | 0 | 2475.9093 | 0 | 0 | NA | 82.53%
| 5 | 2 | 2017-02-10 05:00 | 0 | 0 | 0 | 0 | 0 | 0 | 0 | 0 | 0 | 0 | 0 | 0 | 0 | 0 | 0 | 0 | 0 | 966 | 5 | 1 | 2017-01-10 05:00 | WEEKDAY | 4.7932 | 2.52 | 0 | 0 | 0 | 0 | 2475.9093 | 0 | 0 | NA | 82.53%
| 6 | 2 | 2017-02-10 06:00 | 0 | 0 | 0 | 0 | 0 | 0 | 0 | 0 | 0 | 0 | 0 | 0 | 0 | 0 | 0 | 0 | 0 | 967 | 6 | 1 | 2017-01-10 06:00 | WEEKDAY | 29.1766 | 17.63 | 0 | 0 | 0 | 0 | 2475.9093 | 2472 | 200 | YES | 82.53%
| 7 | 2 | 2017-02-10 07:00 | 295.6361 | 6.9257 | 0 | 50.0579 | 48.0487 | 3.4978 | 0 | 25.2191 | 0 | 1.7489 | 15.7013 | 4.7699 | 3.965 | 26.6986 | 295.6361 | 48.0487 | 295.6361 | 968 | 7 | 1 | 2017-01-10 07:00 | WEEKDAY | 25.6889 | 17.63 | 0 | 0 | 0 | 0 | 2475.9093 | 2472 | 200 | YES | 82.53%
| 8 | 2 | 2017-02-10 08:00 | 286.3588 | 121.4138 | 413.0082 | 369.2834 | 143.2771 | 61.3201 | 0.78799 | 176.8492 | 845.4947 | 30.6601 | 330.8444 | 29.9592 | 83.5466 | 584.5569 | 286.3588 | 143.2771 | 286.3588 | 969 | 8 | 1 | 2017-01-10 08:00 | WEEKDAY | 20.5033 | 17.63 | 6.0859 | 0 | 0 | 0 | 2475.9093 | 2472 | 200 | YES | 82.53%
| 9 | 2 | 2017-02-10 09:00 | 513.2806 | 246.0759 | 838.0579 | 757.6661 | 413.471 | 124.2808 | 90.717 | 724.3305 | 990 | 62.1404 | 681.5165 | 43.3562 | 172.1001 | 828.8193 | 513.2806 | 413.471 | 513.2806 | 970 | 9 | 1 | 2017-01-10 09:00 | WEEKDAY | 21.1908 | 6.32 | 97.8373 | 0 | 0 | 0 | 2481.9952 | 0 | 0 | NA | 82.73%
| 10 | 2 | 2017-02-10 10:00 | 866.0388 | 235.4886 | 900.8421 | 688.8856 | 413.2083 | 118.9337 | 172.86 | 1537.112 | 990 | 59.4668 | 846.8355 | 136.5826 | 213.8473 | 856.5898 | 866.0388 | 413.2083 | 866.0388 | 971 | 10 | 1 | 2017-01-10 10:00 | WEEKDAY | 22.8804 | 6.32 | 181.834 | 0 | 0 | 0 | 2579.8325 | 0 | 0 | NA | 85.99%
| 11 | 2 | 2017-02-10 11:00 | 810.7184 | 455.3425 | 859.0547 | 731.0785 | 895.4166 | 229.9709 | 289.707 | 1440.5596 | 990 | 114.9855 | 839.4569 | 123.8644 | 211.9841 | 806.1671 | 810.7184 | 895.4166 | 810.7184 | 972 | 11 | 1 | 2017-01-10 11:00 | WEEKDAY | 22.2235 | 6.32 | 301.841 | 292.7858 | 0 | 292.7858 | 2761.6665 | 0 | 0 | NA | 92.06%
| 12 | 2 | 2017-02-10 12:00 | 697.5589 | 432.8403 | 793.3208 | 710.8273 | 1543.8119 | 218.6062 | 330.017 | 1354.32 | 990 | 109.3031 | 685.7003 | 142.24 | 173.1566 | 773.0878 | 697.5589 | 1543.8119 | 697.5589 | 973 | 12 | 1 | 2017-01-10 12:00 | WEEKDAY | 21.998 | 6.32 | 343.338 | 333.0379 | 0 | 333.0379 | 2761.6665 | 0 | 0 | NA | 92.06%
| 13 | 2 | 2017-02-10 13:00 | 702.7334 | 1251.4911 | 772.0157 | 758.8522 | 1228.6501 | 632.0662 | 355.345 | 1441.4088 | 984.3657 | 316.0331 | 628.5946 | 190.801 | 158.736 | 787.9479 | 702.7334 | 1228.6501 | 702.7334 | 974 | 13 | 1 | 2017-01-10 13:00 | WEEKDAY | 22.1594 | 6.32 | 369.472 | 358.3878 | 0 | 358.3878 | 2761.6665 | 0 | 0 | NA | 92.06%
| 14 | 2 | 2017-02-10 14:00 | 634.2692 | 1489.9349 | 813.9185 | 708.4981 | 1488.1174 | 752.4924 | 364.311 | 1496.8669 | 990 | 376.2462 | 481.0056 | 150.8924 | 121.4661 | 824.0463 | 634.2692 | 1488.1174 | 634.2692 | 975 | 14 | 1 | 2017-01-10 14:00 | WEEKDAY | 22.5714 | 2.07 | 378.734 | 367.372 | 0 | 367.372 | 2761.6665 | 0 | 0 | NA | 92.06%
| 15 | 2 | 2017-02-10 15:00 | 840.8455 | 1732.7487 | 835.7706 | 740.1084 | 1561.9193 | 875.1256 | 384.862 | 1523.6652 | 990 | 437.5628 | 286.9114 | 99.6617 | 72.4524 | 835.4672 | 840.8455 | 1561.9193 | 840.8455 | 976 | 15 | 1 | 2017-01-10 15:00 | WEEKDAY | 22.9166 | 2.07 | 399.985 | 387.9855 | 0 | 387.9855 | 2761.6665 | 0 | 0 | NA | 92.06%
| 16 | 2 | 2017-02-10 16:00 | 458.9122 | 1548.7624 | 766.2776 | 341.5685 | 1276.2363 | 782.2033 | 94.4898 | 1070.4755 | 990 | 391.1016 | 417.1756 | 70.1012 | 105.3474 | 718.0653 | 458.9122 | 1276.2363 | 458.9122 | 977 | 16 | 1 | 2017-01-10 16:00 | WEEKDAY | 22.4907 | 2.07 | 101.641 | 0 | 0 | 0 | 2761.6665 | 0 | 0 | NA | 92.06%
| 17 | 2 | 2017-02-10 17:00 | 0 | 692.3252 | 362.9982 | 103.0661 | 453.197 | 349.6592 | 48.5907 | 398.3412 | 888.8372 | 174.8296 | 260.9897 | 27.9906 | 65.9065 | 185.8688 | 0 | 453.197 | 0 | 978 | 17 | 1 | 2017-01-10 17:00 | WEEKDAY | 26.2484 | 17.14 | 54.8244 | 0 | 0 | 0 | 2863.3075 | 0 | 0 | NA | 95.44%
| 18 | 2 | 2017-02-10 18:00 | 0 | 0.42813 | 0 | 0 | 3.4221 | 0.21623 | 0 | 0 | 462.7948 | 0.10811 | 8.4265 | 1.8743 | 2.1279 | 0 | 0 | 3.4221 | 0 | 979 | 18 | 1 | 2017-01-10 18:00 | WEEKDAY | 24.4642 | 17.14 | 0 | 0 | 0 | 0 | 2918.1319 | 0 | 0 | NA | 97.27%
| 19 | 2 | 2017-02-10 19:00 | 0 | 0 | 0 | 0 | 0 | 0 | 0 | 0 | 0 | 0 | 0 | 0 | 0 | 0 | 0 | 0 | 0 | 980 | 19 | 1 | 2017-01-10 19:00 | WEEKDAY | 21.9618 | 17.14 | 0 | 0 | 0 | 0 | 2918.1319 | 0 | 0 | NA | 97.27%
| 20 | 2 | 2017-02-10 20:00 | 0 | 0 | 0 | 0 | 0 | 0 | 0 | 0 | 0 | 0 | 0 | 0 | 0 | 0 | 0 | 0 | 0 | 981 | 20 | 1 | 2017-01-10 20:00 | WEEKDAY | 21.4107 | 18.26 | 0 | 0 | 0 | 0 | 2918.1319 | 2472 | 200 | YES | 97.27%
| 21 | 2 | 2017-02-10 21:00 | 0 | 0 | 0 | 0 | 0 | 0 | 0 | 0 | 0 | 0 | 0 | 0 | 0 | 0 | 0 | 0 | 0 | 982 | 21 | 1 | 2017-01-10 21:00 | WEEKDAY | 20.2388 | 18.26 | 0 | 0 | 0 | 0 | 2918.1319 | 2472 | 200 | YES | 97.27%
| 22 | 2 | 2017-02-10 22:00 | 0 | 0 | 0 | 0 | 0 | 0 | 0 | 0 | 0 | 0 | 0 | 0 | 0 | 0 | 0 | 0 | 0 | 983 | 22 | 1 | 2017-01-10 22:00 | WEEKDAY | 11.4207 | 18.26 | 0 | 0 | 0 | 0 | 2918.1319 | 2472 | 200 | YES | 97.27%
| 23 | 2 | 2017-02-10 23:00 | 0 | 0 | 0 | 0 | 0 | 0 | 0 | 0 | 0 | 0 | 0 | 0 | 0 | 0 | 0 | 0 | 0 | 984 | 23 | 1 | 2017-01-10 23:00 | WEEKDAY | 4.9351 | 2.52 | 0 | 0 | 0 | 0 | 2918.1319 | 0 | 0 | NA | 97.27%
| 0 | 2 | 2017-02-11 | 0 | 0 | 0 | 0 | 0 | 0 | 0 | 0 | 0 | 0 | 0 | 0 | 0 | 0 | 0 | 0 | 0 | 985 | 0 | 1 | 2017-01-11 | WEEKDAY | -1.0271 | 2.52 | 0 | 0 | 0 | 0 | 2918.1319 | 0 | 0 | NA | 97.27%
| 1 | 2 | 2017-02-11 01:00 | 0 | 0 | 0 | 0 | 0 | 0 | 0 | 0 | 0 | 0 | 0 | 0 | 0 | 0 | 0 | 0 | 0 | 986 | 1 | 1 | 2017-01-11 01:00 | WEEKDAY | -0.67917 | 2.52 | 0 | 0 | 0 | 0 | 2918.1319 | 0 | 0 | NA | 97.27%
| 2 | 2 | 2017-02-11 02:00 | 0 | 0 | 0 | 0 | 0 | 0 | 0 | 0 | 0 | 0 | 0 | 0 | 0 | 0 | 0 | 0 | 0 | 987 | 2 | 1 | 2017-01-11 02:00 | WEEKDAY | -0.74319 | 2.52 | 0 | 0 | 0 | 0 | 2918.1319 | 0 | 0 | NA | 97.27%
| 3 | 2 | 2017-02-11 03:00 | 0 | 0 | 0 | 0 | 0 | 0 | 0 | 0 | 0 | 0 | 0 | 0 | 0 | 0 | 0 | 0 | 0 | 988 | 3 | 1 | 2017-01-11 03:00 | WEEKDAY | -0.82948 | 2.52 | 0 | 0 | 0 | 0 | 2918.1319 | 0 | 0 | NA | 97.27%
| 4 | 2 | 2017-02-11 04:00 | 0 | 0 | 0 | 0 | 0 | 0 | 0 | 0 | 0 | 0 | 0 | 0 | 0 | 0 | 0 | 0 | 0 | 989 | 4 | 1 | 2017-01-11 04:00 | WEEKDAY | -0.80721 | 2.52 | 0 | 0 | 0 | 0 | 2918.1319 | 0 | 0 | NA | 97.27%
| 5 | 2 | 2017-02-11 05:00 | 0 | 0 | 0 | 0 | 0 | 0 | 0 | 0 | 0 | 0 | 0 | 0 | 0 | 0 | 0 | 0 | 0 | 990 | 5 | 1 | 2017-01-11 05:00 | WEEKDAY | 10.0011 | 2.52 | 0 | 0 | 0 | 0 | 2918.1319 | 0 | 0 | NA | 97.27%
| 6 | 2 | 2017-02-11 06:00 | 0 | 0 | 0 | 0 | 0 | 0 | 0 | 0 | 0 | 0 | 0 | 0 | 0 | 0 | 0 | 0 | 0 | 991 | 6 | 1 | 2017-01-11 06:00 | WEEKDAY | 17.6168 | 17.63 | 0 | 0 | 0 | 0 | 2918.1319 | 2472 | 200 | YES | 97.27%
| 7 | 2 | 2017-02-11 07:00 | 37.2561 | 84.9249 | 0 | 7.6323 | 89.1757 | 42.8914 | 0 | 38.0624 | 196.0933 | 21.4457 | 20.2819 | 2.1717 | 5.1217 | 32.9854 | 37.2561 | 89.1757 | 37.2561 | 992 | 7 | 1 | 2017-01-11 07:00 | WEEKDAY | 24.7676 | 17.63 | 0 | 0 | 0 | 0 | 2918.1319 | 2472 | 200 | YES | 97.27%
| 8 | 2 | 2017-02-11 08:00 | 95.3795 | 931.8534 | 401.914 | 86.4364 | 1099.9031 | 470.633 | 525.908 | 983.2497 | 846.4288 | 235.3165 | 258.9689 | 19.2197 | 65.3962 | 576.1165 | 95.3795 | 1099.9031 | 95.3795 | 993 | 8 | 1 | 2017-01-11 08:00 | WEEKDAY | 25.6945 | 17.63 | 546.511 | 530.1157 | 0 | 530.1157 | 2918.1319 | 2472 | 200 | YES | 97.27%
| 9 | 2 | 2017-02-11 09:00 | 147.0351 | 1700.3037 | 766.0306 | 160.2694 | 1821.1512 | 858.7392 | 84.375 | 952.8778 | 990 | 429.3696 | 488.4084 | 65.4293 | 123.3354 | 849.0363 | 147.0351 | 1821.1512 | 147.0351 | 994 | 9 | 1 | 2017-01-11 09:00 | WEEKDAY | 25.096 | 6.32 | 91.3434 | 88.6031 | 0 | 88.6031 | 2918.1319 | 0 | 0 | NA | 97.27%
| 10 | 2 | 2017-02-11 10:00 | 192.5151 | 1785.4696 | 844.6115 | 218.8596 | 1892.371 | 901.7523 | 73.7447 | 1784.0749 | 990 | 450.8762 | 570.1521 | 172.9464 | 143.9778 | 869.8983 | 192.5151 | 1892.371 | 192.5151 | 995 | 10 | 1 | 2017-01-11 10:00 | WEEKDAY | 16.2362 | 6.32 | 80.4777 | 0 | 0 | 0 | 2918.1319 | 0 | 0 | NA | 97.27%
| 11 | 2 | 2017-02-11 11:00 | 227.1624 | 1726.4272 | 775.2569 | 480.7554 | 1813.6093 | 871.9329 | 196.639 | 1585.6929 | 865.2895 | 435.9665 | 694.2994 | 82.0965 | 175.3281 | 821.5146 | 227.1624 | 1813.6093 | 227.1624 | 996 | 11 | 1 | 2017-01-11 11:00 | WEEKDAY | 28.8538 | 6.32 | 206.19 | 200.0043 | 0 | 200.0043 | 2998.6096 | 0 | 0 | NA | 99.95%
| 12 | 2 | 2017-02-11 12:00 | 228.4648 | 1656.8886 | 750.5588 | 570.3339 | 1741.9468 | 836.8124 | 254.947 | 1533.1161 | 947.0711 | 418.4062 | 744.3636 | 123.9923 | 187.9706 | 792.2082 | 228.4648 | 1741.9468 | 228.4648 | 997 | 12 | 1 | 2017-01-11 12:00 | WEEKDAY | 30.3262 | 6.32 | 266.07 | 258.0879 | 0 | 258.0879 | 2998.6096 | 0 | 0 | NA | 99.95%
| 13 | 2 | 2017-02-11 13:00 | 196.302 | 1692.2543 | 753.9685 | 292.2406 | 1772.8999 | 854.6739 | 310.24 | 1650.3598 | 853.2615 | 427.3369 | 795.1629 | 106.0126 | 200.7987 | 811.3962 | 196.302 | 1772.8999 | 196.302 | 998 | 13 | 1 | 2017-01-11 13:00 | WEEKDAY | 29.8085 | 6.32 | 322.995 | 313.3051 | 0 | 313.3051 | 2998.6096 | 0 | 0 | NA | 99.95%
| 14 | 2 | 2017-02-11 14:00 | 852.7622 | 1597.2266 | 799.9072 | 247.3461 | 1810.563 | 806.6801 | 230.749 | 1725.4111 | 869.7757 | 403.3401 | 468.6779 | 83.5009 | 118.353 | 847.0119 | 852.7622 | 1810.563 | 852.7622 | 999 | 14 | 1 | 2017-01-11 14:00 | WEEKDAY | 29.3297 | 2.07 | 241.188 | 233.9524 | 0 | 233.9524 | 2998.6096 | 0 | 0 | NA | 99.95%
| 15 | 2 | 2017-02-11 15:00 | 785.3044 | 1375.1935 | 830.1531 | 188.8938 | 1838.9068 | 694.5422 | 879.075 | 1750.3674 | 226.8267 | 347.2711 | 366.7372 | 58.6741 | 92.6104 | 858.1732 | 785.3044 | 1838.9068 | 785.3044 | 1000 | 15 | 1 | 2017-01-11 15:00 | WEEKDAY | 26.6075 | 2.07 | 917.201 | 889.685 | 0 | 889.685 | 2998.6096 | 0 | 0 | NA | 99.95%
| 16 | 2 | 2017-02-11 16:00 | 438.1763 | 1442.2496 | 759.7379 | 123.151 | 1662.9206 | 728.4089 | 884.837 | 1550.9355 | 702.1064 | 364.2044 | 187.7952 | 31.8056 | 47.423 | 760.349 | 438.1763 | 1662.9206 | 438.1763 | 1001 | 16 | 1 | 2017-01-11 16:00 | WEEKDAY | 21.5944 | 2.07 | 923.321 | 895.6214 | 0 | 895.6214 | 2998.6096 | 0 | 0 | NA | 99.95%
| 17 | 2 | 2017-02-11 17:00 | 11.1884 | 690.8874 | 379.9839 | 43.9021 | 678.9341 | 348.933 | 752.692 | 543.0505 | 707.4957 | 174.4665 | 28.5183 | 9.7146 | 7.2016 | 215.1542 | 11.1884 | 678.9341 | 11.1884 | 1002 | 17 | 1 | 2017-01-11 17:00 | WEEKDAY | 21.9368 | 17.14 | 783.852 | 760.3364 | 0 | 760.3364 | 2998.6096 | 0 | 0 | NA | 99.95%
| 18 | 2 | 2017-02-11 18:00 | 0 | 3.7996 | 0 | 0 | 8.9374 | 1.919 | 0 | 0 | 81.2029 | 0.95949 | 0 | 0.27508 | 0 | 0 | 0 | 8.9374 | 0 | 1003 | 18 | 1 | 2017-01-11 18:00 | WEEKDAY | 20.5339 | 17.14 | 0 | 0 | 0 | 0 | 2998.6096 | 0 | 0 | NA | 99.95%
| 19 | 2 | 2017-02-11 19:00 | 0 | 0 | 0 | 0 | 0 | 0 | 0 | 0 | 0 | 0 | 0 | 0 | 0 | 0 | 0 | 0 | 0 | 1004 | 19 | 1 | 2017-01-11 19:00 | WEEKDAY | 21.33 | 17.14 | 0 | 0 | 0 | 0 | 2998.6096 | 0 | 0 | NA | 99.95%
| 20 | 2 | 2017-02-11 20:00 | 0 | 0 | 0 | 0 | 0 | 0 | 0 | 0 | 0 | 0 | 0 | 0 | 0 | 0 | 0 | 0 | 0 | 1005 | 20 | 1 | 2017-01-11 20:00 | WEEKDAY | 21.8449 | 18.26 | 0 | 0 | 0 | 0 | 2998.6096 | 2472 | 200 | YES | 99.95%
| 21 | 2 | 2017-02-11 21:00 | 0 | 0 | 0 | 0 | 0 | 0 | 0 | 0 | 0 | 0 | 0 | 0 | 0 | 0 | 0 | 0 | 0 | 1006 | 21 | 1 | 2017-01-11 21:00 | WEEKDAY | 19.8547 | 18.26 | 0 | 0 | 0 | 0 | 2998.6096 | 2472 | 200 | YES | 99.95%
| 22 | 2 | 2017-02-11 22:00 | 0 | 0 | 0 | 0 | 0 | 0 | 0 | 0 | 0 | 0 | 0 | 0 | 0 | 0 | 0 | 0 | 0 | 1007 | 22 | 1 | 2017-01-11 22:00 | WEEKDAY | 14.3823 | 18.26 | 0 | 0 | 0 | 0 | 2998.6096 | 2472 | 200 | YES | 99.95%
| 23 | 2 | 2017-02-11 23:00 | 0 | 0 | 0 | 0 | 0 | 0 | 0 | 0 | 0 | 0 | 0 | 0 | 0 | 0 | 0 | 0 | 0 | 1008 | 23 | 1 | 2017-01-11 23:00 | WEEKDAY | 2.5358 | 2.52 | 0 | 0 | 0 | 0 | 2998.6096 | 0 | 0 | NA | 99.95%
| 0 | 2 | 2017-02-12 | 0 | 0 | 0 | 0 | 0 | 0 | 0 | 0 | 0 | 0 | 0 | 0 | 0 | 0 | 0 | 0 | 0 | 1009 | 0 | 1 | 2017-01-12 | WEEKDAY | -0.12526 | 2.52 | 0 | 0 | 0 | 0 | 2998.6096 | 0 | 0 | NA | 99.95%
| 1 | 2 | 2017-02-12 01:00 | 0 | 0 | 0 | 0 | 0 | 0 | 0 | 0 | 0 | 0 | 0 | 0 | 0 | 0 | 0 | 0 | 0 | 1010 | 1 | 1 | 2017-01-12 01:00 | WEEKDAY | -0.39526 | 2.52 | 0 | 0 | 0 | 0 | 2998.6096 | 0 | 0 | NA | 99.95%
| 2 | 2 | 2017-02-12 02:00 | 0 | 0 | 0 | 0 | 0 | 0 | 0 | 0 | 0 | 0 | 0 | 0 | 0 | 0 | 0 | 0 | 0 | 1011 | 2 | 1 | 2017-01-12 02:00 | WEEKDAY | -0.44536 | 2.52 | 0 | 0 | 0 | 0 | 2998.6096 | 0 | 0 | NA | 99.95%
| 3 | 2 | 2017-02-12 03:00 | 0 | 0 | 0 | 0 | 0 | 0 | 0 | 0 | 0 | 0 | 0 | 0 | 0 | 0 | 0 | 0 | 0 | 1012 | 3 | 1 | 2017-01-12 03:00 | WEEKDAY | 0.34515 | 2.52 | 0 | 0 | 0 | 0 | 2998.6096 | 0 | 0 | NA | 99.95%
| 4 | 2 | 2017-02-12 04:00 | 0 | 0 | 0 | 0 | 0 | 0 | 0 | 0 | 0 | 0 | 0 | 0 | 0 | 0 | 0 | 0 | 0 | 1013 | 4 | 1 | 2017-01-12 04:00 | WEEKDAY | 18.3266 | 2.52 | 0 | 0 | 0 | 0 | 2998.6096 | 0 | 0 | NA | 99.95%
| 5 | 2 | 2017-02-12 05:00 | 0 | 0 | 0 | 0 | 0 | 0 | 0 | 0 | 0 | 0 | 0 | 0 | 0 | 0 | 0 | 0 | 0 | 1014 | 5 | 1 | 2017-01-12 05:00 | WEEKDAY | 21.522 | 2.52 | 0 | 0 | 0 | 0 | 2998.6096 | 0 | 0 | NA | 99.95%
| 6 | 2 | 2017-02-12 06:00 | 0 | 0 | 0 | 0 | 0 | 0 | 0 | 0 | 0 | 0 | 0 | 0 | 0 | 0 | 0 | 0 | 0 | 1015 | 6 | 1 | 2017-01-12 06:00 | WEEKDAY | 94.0099 | 17.63 | 0 | 0 | 0 | 0 | 2998.6096 | 2472 | 200 | YES | 99.95%
| 7 | 2 | 2017-02-12 07:00 | 28.5199 | 4.0041 | 0 | 58.8986 | 133.9727 | 2.0223 | 0 | 23.5353 | 0 | 1.0111 | 6.0457 | 2.6889 | 1.5267 | 37.1583 | 28.5199 | 133.9727 | 28.5199 | 1016 | 7 | 1 | 2017-01-12 07:00 | WEEKDAY | 26.2317 | 17.63 | 0 | 0 | 0 | 0 | 2998.6096 | 2472 | 200 | YES | 99.95%
| 8 | 2 | 2017-02-12 08:00 | 67.157 | 60.009 | 393.2329 | 449.8882 | 1242.1661 | 30.3076 | 0 | 150.0797 | 0 | 15.1538 | 107.9891 | 19.8364 | 27.27 | 621.6547 | 67.157 | 1242.1661 | 67.157 | 1017 | 8 | 1 | 2017-01-12 08:00 | WEEKDAY | 27.5038 | 17.63 | 1.3674 | 0 | 0 | 0 | 2998.6096 | 2472 | 200 | YES | 99.95%
| 9 | 2 | 2017-02-12 09:00 | 103.202 | 166.6699 | 815.574 | 129.9147 | 1756.5576 | 84.1767 | 0 | 630.3472 | 51.6982 | 42.0884 | 166.7948 | 44.3095 | 42.1199 | 884.0299 | 103.202 | 1756.5576 | 103.202 | 1018 | 9 | 1 | 2017-01-12 09:00 | WEEKDAY | 28.7062 | 6.32 | 3.7048 | 3.5936 | 0 | 3.5936 | 2999.977 | 0 | 0 | NA | 100%
| 10 | 2 | 2017-02-12 10:00 | 136.5097 | 210.37 | 839.6774 | 176.4647 | 1828.8743 | 106.2475 | 2.0308 | 643.8933 | 24.3876 | 53.1237 | 226.0061 | 74.3055 | 57.0723 | 899.747 | 136.5097 | 1828.8743 | 136.5097 | 1019 | 10 | 1 | 2017-01-12 10:00 | WEEKDAY | 26.7773 | 6.32 | 7.2877 | 7.0691 | 0 | 7.0691 | 2999.977 | 0 | 0 | NA | 100%
| 11 | 2 | 2017-02-12 11:00 | 161.5897 | 417.834 | 828.6476 | 605.5464 | 1768.9899 | 211.0273 | 45.1404 | 1060.3415 | 142.7365 | 105.5136 | 329.2658 | 73.6721 | 83.1479 | 846.7572 | 161.5897 | 1768.9899 | 161.5897 | 1020 | 11 | 1 | 2017-01-12 11:00 | WEEKDAY | 29.2379 | 6.32 | 51.2667 | 49.7287 | 0 | 49.7287 | 2999.977 | 0 | 0 | NA | 100%
| 12 | 2 | 2017-02-12 12:00 | 163.8805 | 707.2482 | 763.0749 | 752.5605 | 1709.201 | 357.1961 | 59.0242 | 838.5901 | 97.9331 | 178.598 | 533.6245 | 87.8158 | 134.7537 | 817.0841 | 163.8805 | 1709.201 | 163.8805 | 1021 | 12 | 1 | 2017-01-12 12:00 | WEEKDAY | 31.3589 | 6.32 | 65.4151 | 63.4526 | 0 | 63.4526 | 2999.977 | 0 | 0 | NA | 100%
| 13 | 2 | 2017-02-12 13:00 | 140.524 | 849.6596 | 752.8032 | 786.4205 | 1711.4615 | 429.121 | 26.0402 | 936.809 | 989.7383 | 214.5605 | 557.0878 | 180.4965 | 140.6787 | 827.8356 | 140.524 | 1711.4615 | 140.524 | 1022 | 13 | 1 | 2017-01-12 13:00 | WEEKDAY | 34.958 | 6.32 | 31.7772 | 30.8239 | 700 | 730.8239 | 2999.977 | 0 | 0 | NA | 100%
| 14 | 2 | 2017-02-12 14:00 | 128.9733 | 1179.7879 | 781.1383 | 738.0205 | 1755.6356 | 595.8525 | 126.011 | 918.6418 | 0 | 297.9262 | 817.2733 | 203.9803 | 206.3821 | 859.0226 | 128.9733 | 1755.6356 | 128.9733 | 1023 | 14 | 1 | 2017-01-12 14:00 | WEEKDAY | 30.1091 | 2.07 | 133.811 | 0 | 0 | 0 | 2278.3275 | 0 | 0 | NA | 75.94%
| 15 | 2 | 2017-02-12 15:00 | 696.9988 | 1069.1543 | 792.3455 | 235.104 | 1772.8423 | 539.9769 | 61.0003 | 769.5891 | 0 | 269.9885 | 833.0127 | 218.6773 | 210.3568 | 870.9028 | 696.9988 | 1772.8423 | 696.9988 | 1024 | 15 | 1 | 2017-01-12 15:00 | WEEKDAY | 24.6006 | 2.07 | 67.413 | 0 | 0 | 0 | 2412.1385 | 0 | 0 | NA | 80.4%
| 16 | 2 | 2017-02-12 16:00 | 389.0538 | 565.5014 | 767.2536 | 99.2953 | 1588.9924 | 285.6067 | 59.2826 | 243.4651 | 0 | 142.8034 | 753.8883 | 171.0615 | 190.3758 | 757.3986 | 389.0538 | 1588.9924 | 389.0538 | 1025 | 16 | 1 | 2017-01-12 16:00 | WEEKDAY | 22.641 | 2.07 | 65.6596 | 0 | 0 | 0 | 2479.5515 | 0 | 0 | NA | 82.65%
| 17 | 2 | 2017-02-12 17:00 | 19.1049 | 91.1832 | 389.5661 | 39.1434 | 657.6555 | 46.0521 | 743.252 | 84.1231 | 0 | 23.026 | 351.1426 | 67.7267 | 88.6724 | 224.4661 | 19.1049 | 657.6555 | 19.1049 | 1026 | 17 | 1 | 2017-01-12 17:00 | WEEKDAY | 23.2283 | 17.14 | 773.825 | 750.6103 | 0 | 750.6103 | 2545.2111 | 0 | 0 | NA | 84.84%
| 18 | 2 | 2017-02-12 18:00 | 0 | 0 | 0 | 0 | 8.4588 | 0 | 0 | 0 | 0 | 0 | 14.8587 | 2.2217 | 3.7522 | 0 | 0 | 8.4588 | 0 | 1027 | 18 | 1 | 2017-01-12 18:00 | WEEKDAY | 23.4733 | 17.14 | 0 | 0 | 0 | 0 | 2545.2111 | 0 | 0 | NA | 84.84%
| 19 | 2 | 2017-02-12 19:00 | 0 | 0 | 0 | 0 | 0 | 0 | 0 | 0 | 0 | 0 | 0 | 0 | 0 | 0 | 0 | 0 | 0 | 1028 | 19 | 1 | 2017-01-12 19:00 | WEEKDAY | 24.7175 | 17.14 | 0 | 0 | 0 | 0 | 2545.2111 | 0 | 0 | NA | 84.84%
| 20 | 2 | 2017-02-12 20:00 | 0 | 0 | 0 | 0 | 0 | 0 | 0 | 0 | 970 | 0 | 0 | 0 | 0 | 0 | 0 | 0 | 0 | 1029 | 20 | 1 | 2017-01-12 20:00 | WEEKDAY | 24.6785 | 18.26 | 0 | 0 | 0 | 0 | 2545.2111 | 2472 | 200 | YES | 84.84%
| 21 | 2 | 2017-02-12 21:00 | 0 | 0 | 0 | 0 | 0 | 0 | 0 | 0 | 0 | 0 | 0 | 0 | 0 | 0 | 0 | 0 | 0 | 1030 | 21 | 1 | 2017-01-12 21:00 | WEEKDAY | 23.1977 | 18.26 | 0 | 0 | 0 | 0 | 2545.2111 | 2472 | 200 | YES | 84.84%
| 22 | 2 | 2017-02-12 22:00 | 0 | 0 | 0 | 0 | 0 | 0 | 0 | 0 | 0 | 0 | 0 | 0 | 0 | 0 | 0 | 0 | 0 | 1031 | 22 | 1 | 2017-01-12 22:00 | WEEKDAY | 23.4315 | 18.26 | 0 | 0 | 0 | 0 | 2545.2111 | 2472 | 200 | YES | 84.84%
| 23 | 2 | 2017-02-12 23:00 | 0 | 0 | 0 | 0 | 0 | 0 | 0 | 0 | 0 | 0 | 0 | 0 | 0 | 0 | 0 | 0 | 0 | 1032 | 23 | 1 | 2017-01-12 23:00 | WEEKDAY | 23.5456 | 2.52 | 0 | 0 | 0 | 0 | 2545.2111 | 0 | 0 | NA | 84.84%
| 0 | 2 | 2017-02-13 | 0 | 0 | 0 | 0 | 0 | 0 | 0 | 0 | 0 | 0 | 0 | 0 | 0 | 0 | 0 | 0 | 0 | 1033 | 0 | 1 | 2017-01-13 | WEEKDAY | 22.5742 | 2.52 | 0 | 0 | 0 | 0 | 2545.2111 | 0 | 0 | NA | 84.84%
| 1 | 2 | 2017-02-13 01:00 | 0 | 0 | 0 | 0 | 0 | 0 | 0 | 0 | 0 | 0 | 0 | 0 | 0 | 0 | 0 | 0 | 0 | 1034 | 1 | 1 | 2017-01-13 01:00 | WEEKDAY | 22.0481 | 2.52 | 0 | 0 | 0 | 0 | 2545.2111 | 0 | 0 | NA | 84.84%
| 2 | 2 | 2017-02-13 02:00 | 0 | 0 | 0 | 0 | 0 | 0 | 0 | 0 | 0 | 0 | 0 | 0 | 0 | 0 | 0 | 0 | 0 | 1035 | 2 | 1 | 2017-01-13 02:00 | WEEKDAY | 21.959 | 2.52 | 0 | 0 | 0 | 0 | 2545.2111 | 0 | 0 | NA | 84.84%
| 3 | 2 | 2017-02-13 03:00 | 0 | 0 | 0 | 0 | 0 | 0 | 0 | 0 | 0 | 0 | 0 | 0 | 0 | 0 | 0 | 0 | 0 | 1036 | 3 | 1 | 2017-01-13 03:00 | WEEKDAY | 21.8839 | 2.52 | 0 | 0 | 0 | 0 | 2545.2111 | 0 | 0 | NA | 84.84%
| 4 | 2 | 2017-02-13 04:00 | 0 | 0 | 0 | 0 | 0 | 0 | 0 | 0 | 0 | 0 | 0 | 0 | 0 | 0 | 0 | 0 | 0 | 1037 | 4 | 1 | 2017-01-13 04:00 | WEEKDAY | 21.8366 | 2.52 | 0 | 0 | 0 | 0 | 2545.2111 | 0 | 0 | NA | 84.84%
| 5 | 2 | 2017-02-13 05:00 | 0 | 0 | 0 | 0 | 0 | 0 | 0 | 0 | 0 | 0 | 0 | 0 | 0 | 0 | 0 | 0 | 0 | 1038 | 5 | 1 | 2017-01-13 05:00 | WEEKDAY | 22.7468 | 2.52 | 0 | 0 | 0 | 0 | 2545.2111 | 0 | 0 | NA | 84.84%
| 6 | 2 | 2017-02-13 06:00 | 0 | 0 | 0 | 0 | 0 | 0 | 0 | 0 | 0 | 0 | 0 | 0 | 0 | 0 | 0 | 0 | 0 | 1039 | 6 | 1 | 2017-01-13 06:00 | WEEKDAY | 22.7189 | 17.63 | 0 | 0 | 0 | 0 | 2545.2111 | 2472 | 200 | YES | 84.84%
| 7 | 2 | 2017-02-13 07:00 | 333.5102 | 75.6929 | 0 | 13.1095 | 125.2051 | 38.2287 | 0 | 104.4062 | 0 | 19.1144 | 8.2722 | 7.0487 | 2.0889 | 38.5153 | 333.5102 | 125.2051 | 333.5102 | 1040 | 7 | 1 | 2017-01-13 07:00 | WEEKDAY | 22.7635 | 17.63 | 0 | 0 | 0 | 0 | 2545.2111 | 2472 | 200 | YES | 84.84%
| 8 | 2 | 2017-02-13 08:00 | 806.5193 | 728.3567 | 80.532 | 103.1064 | 1104.3424 | 367.8569 | 2.3092 | 1062.5651 | 0 | 183.9285 | 63.7889 | 50.8898 | 16.1083 | 613.1188 | 806.5193 | 1104.3424 | 806.5193 | 1041 | 8 | 1 | 2017-01-13 08:00 | WEEKDAY | 22.4489 | 17.63 | 7.6223 | 0 | 0 | 0 | 2545.2111 | 2472 | 200 | YES | 84.84%
| 9 | 2 | 2017-02-13 09:00 | 884.343 | 1471.396 | 63.0949 | 173.4618 | 1646.9444 | 743.1293 | 25.1419 | 1430.8695 | 990.4085 | 371.5647 | 547.5544 | 136.6773 | 138.2713 | 858.6225 | 884.343 | 1646.9444 | 884.343 | 1042 | 9 | 1 | 2017-01-13 09:00 | WEEKDAY | 23.3814 | 6.32 | 30.9317 | 30.0037 | 960 | 990.0037 | 2552.8334 | 0 | 0 | NA | 85.09%
| 10 | 2 | 2017-02-13 10:00 | 833.5703 | 1731.1027 | 144.0363 | 227.85 | 1679.9118 | 874.2943 | 109.661 | 1599.6448 | 0 | 437.1472 | 535.9512 | 112.9829 | 135.3412 | 882.9323 | 833.5703 | 1679.9118 | 833.5703 | 1043 | 10 | 1 | 2017-01-13 10:00 | WEEKDAY | 24.5226 | 6.32 | 117.181 | 0 | 0 | 0 | 1563.1426 | 0 | 0 | NA | 52.1%
| 11 | 2 | 2017-02-13 11:00 | 788.5291 | 1470.9676 | 110.9716 | 447.1345 | 1224.8977 | 742.9129 | 379.474 | 1574.9128 | 0 | 371.4565 | 737.4869 | 134.1477 | 186.2341 | 837.4356 | 788.5291 | 1224.8977 | 788.5291 | 1044 | 11 | 1 | 2017-01-13 11:00 | WEEKDAY | 26.2874 | 6.32 | 394.571 | 0 | 0 | 0 | 1680.3236 | 0 | 0 | NA | 56.01%
| 12 | 2 | 2017-02-13 12:00 | 784.7023 | 1474.5484 | 129.6494 | 342.8132 | 1163.7634 | 744.7214 | 354.142 | 1489.1559 | 0 | 372.3607 | 799.6913 | 175.1452 | 201.9423 | 804.7491 | 784.7023 | 1163.7634 | 784.7023 | 1045 | 12 | 1 | 2017-01-13 12:00 | WEEKDAY | 27.9213 | 6.32 | 368.378 | 0 | 0 | 0 | 2074.8946 | 0 | 0 | NA | 69.16%
| 13 | 2 | 2017-02-13 13:00 | 807.7409 | 1545.5978 | 172.4763 | 753.1759 | 1192.0643 | 780.6049 | 495.743 | 1592.739 | 0 | 390.3025 | 775.6747 | 191.8413 | 195.8774 | 814.7494 | 807.7409 | 1192.0643 | 807.7409 | 1046 | 13 | 1 | 2017-01-13 13:00 | WEEKDAY | 29.0069 | 6.32 | 515.143 | 0 | 0 | 0 | 2443.2726 | 0 | 0 | NA | 81.44%
| 14 | 2 | 2017-02-13 14:00 | 839.573 | 1550.7371 | 155.4934 | 780.6868 | 1288.2178 | 783.2006 | 230.88 | 1613.4322 | 0 | 391.6003 | 790.7117 | 188.585 | 199.6747 | 845.9621 | 839.573 | 1288.2178 | 839.573 | 1047 | 14 | 1 | 2017-01-13 14:00 | WEEKDAY | 25.7613 | 2.07 | 241.383 | 234.1415 | 0 | 234.1415 | 2958.4156 | 0 | 0 | NA | 98.61%
| 15 | 2 | 2017-02-13 15:00 | 795.5819 | 1372.355 | 159.1309 | 703.0241 | 1240.2731 | 693.1086 | 132.364 | 1651.1141 | 0 | 346.5543 | 788.4314 | 191.683 | 199.0988 | 867.0385 | 795.5819 | 1240.2731 | 795.5819 | 1048 | 15 | 1 | 2017-01-13 15:00 | WEEKDAY | 25.4189 | 2.07 | 140.396 | 136.1841 | 0 | 136.1841 | 2958.4156 | 0 | 0 | NA | 98.61%
| 16 | 2 | 2017-02-13 16:00 | 459.6413 | 1088.0034 | 80.4075 | 529.178 | 1141.5242 | 549.4967 | 69.777 | 1351.5515 | 0 | 274.7483 | 694.7796 | 148.1182 | 175.4494 | 748.6017 | 459.6413 | 1141.5242 | 459.6413 | 1049 | 16 | 1 | 2017-01-13 16:00 | WEEKDAY | 26.0981 | 2.07 | 76.4635 | 74.1696 | 0 | 74.1696 | 2958.4156 | 0 | 0 | NA | 98.61%
| 17 | 2 | 2017-02-13 17:00 | 21.3223 | 377.1301 | 89.0138 | 145.8289 | 508.627 | 190.4697 | 44.6081 | 492.2696 | 453.7181 | 95.2349 | 299.5294 | 56.5569 | 75.6387 | 219.9739 | 21.3223 | 508.627 | 21.3223 | 1050 | 17 | 1 | 2017-01-13 17:00 | WEEKDAY | 96.0029 | 17.14 | 50.8049 | 49.2808 | 400 | 449.2808 | 2958.4156 | 0 | 0 | NA | 98.61%
| 18 | 2 | 2017-02-13 18:00 | 0 | 0.6013 | 0 | 0 | 19.0365 | 0.30369 | 0 | 0 | 0 | 0.15184 | 13.0833 | 1.88 | 3.3039 | 0 | 0 | 19.0365 | 0 | 1051 | 18 | 1 | 2017-01-13 18:00 | WEEKDAY | 30.7493 | 17.14 | 0 | 0 | 0 | 0 | 2546.0445 | 0 | 0 | NA | 84.87%
| 19 | 2 | 2017-02-13 19:00 | 0 | 0 | 0 | 0 | 0 | 0 | 0 | 0 | 0 | 0 | 0 | 0 | 0 | 0 | 0 | 0 | 0 | 1052 | 19 | 1 | 2017-01-13 19:00 | WEEKDAY | 33.3964 | 17.14 | 0 | 0 | 0 | 0 | 2546.0445 | 0 | 0 | NA | 84.87%
| 20 | 2 | 2017-02-13 20:00 | 0 | 0 | 0 | 0 | 0 | 0 | 0 | 0 | 0 | 0 | 0 | 0 | 0 | 0 | 0 | 0 | 0 | 1053 | 20 | 1 | 2017-01-13 20:00 | WEEKDAY | 102.1934 | 18.26 | 0 | 0 | 0 | 0 | 2546.0445 | 2472 | 200 | YES | 84.87%
| 21 | 2 | 2017-02-13 21:00 | 0 | 0 | 0 | 0 | 0 | 0 | 0 | 0 | 0 | 0 | 0 | 0 | 0 | 0 | 0 | 0 | 0 | 1054 | 21 | 1 | 2017-01-13 21:00 | WEEKDAY | 136.7422 | 18.26 | 0 | 0 | 0 | 0 | 2546.0445 | 2472 | 200 | YES | 84.87%
| 22 | 2 | 2017-02-13 22:00 | 0 | 0 | 0 | 0 | 0 | 0 | 0 | 0 | 0 | 0 | 0 | 0 | 0 | 0 | 0 | 0 | 0 | 1055 | 22 | 1 | 2017-01-13 22:00 | WEEKDAY | 27.6262 | 18.26 | 0 | 0 | 0 | 0 | 2546.0445 | 2472 | 200 | YES | 84.87%
| 23 | 2 | 2017-02-13 23:00 | 0 | 0 | 0 | 0 | 0 | 0 | 0 | 0 | 0 | 0 | 0 | 0 | 0 | 0 | 0 | 0 | 0 | 1056 | 23 | 1 | 2017-01-13 23:00 | WEEKDAY | 142.0893 | 2.52 | 0 | 0 | 0 | 0 | 2546.0445 | 0 | 0 | NA | 84.87%
| 0 | 2 | 2017-02-14 | 0 | 0 | 0 | 0 | 0 | 0 | 0 | 0 | 970 | 0 | 0 | 0 | 0 | 0 | 0 | 0 | 0 | 1057 | 0 | 1 | 2017-01-14 | WEEKEND | 537.6664 | 2.52 | 0 | 0 | 970 | 970 | 2546.0445 | 0 | 0 | NA | 84.87%
| 1 | 2 | 2017-02-14 01:00 | 0 | 0 | 0 | 0 | 0 | 0 | 0 | 0 | 0 | 0 | 0 | 0 | 0 | 0 | 0 | 0 | 0 | 1058 | 1 | 1 | 2017-01-14 01:00 | WEEKEND | 34.8912 | 2.52 | 0 | 0 | 0 | 0 | 1546.0445 | 0 | 0 | NA | 51.53%
| 2 | 2 | 2017-02-14 02:00 | 0 | 0 | 0 | 0 | 0 | 0 | 0 | 0 | 0 | 0 | 0 | 0 | 0 | 0 | 0 | 0 | 0 | 1059 | 2 | 1 | 2017-01-14 02:00 | WEEKEND | 27.1113 | 2.52 | 0 | 0 | 0 | 0 | 1546.0445 | 0 | 0 | NA | 51.53%
| 3 | 2 | 2017-02-14 03:00 | 0 | 0 | 0 | 0 | 0 | 0 | 0 | 0 | 0 | 0 | 0 | 0 | 0 | 0 | 0 | 0 | 0 | 1060 | 3 | 1 | 2017-01-14 03:00 | WEEKEND | 27.4815 | 2.52 | 0 | 0 | 0 | 0 | 1546.0445 | 0 | 0 | NA | 51.53%
| 4 | 2 | 2017-02-14 04:00 | 0 | 0 | 0 | 0 | 0 | 0 | 0 | 0 | 0 | 0 | 0 | 0 | 0 | 0 | 0 | 0 | 0 | 1061 | 4 | 1 | 2017-01-14 04:00 | WEEKEND | 29.4383 | 2.52 | 0 | 0 | 0 | 0 | 1546.0445 | 0 | 0 | NA | 51.53%
| 5 | 2 | 2017-02-14 05:00 | 0 | 0 | 0 | 0 | 0 | 0 | 0 | 0 | 0 | 0 | 0 | 0 | 0 | 0 | 0 | 0 | 0 | 1062 | 5 | 1 | 2017-01-14 05:00 | WEEKEND | 180.5044 | 2.52 | 0 | 0 | 0 | 0 | 1546.0445 | 0 | 0 | NA | 51.53%
| 6 | 2 | 2017-02-14 06:00 | 0.41024 | 0 | 0 | 0 | 0 | 0 | 0 | 0 | 0 | 0 | 0 | 0 | 0 | 0 | 0.41024 | 0 | 0.41024 | 1063 | 6 | 1 | 2017-01-14 06:00 | WEEKEND | 26.8719 | 2.52 | 0 | 0 | 0 | 0 | 1546.0445 | 0 | 0 | NA | 51.53%
| 7 | 2 | 2017-02-14 07:00 | 370.8244 | 50.2716 | 0 | 64.2021 | 25.1335 | 25.3897 | 0 | 90.2258 | 0 | 12.6949 | 11.4016 | 10.076 | 2.8792 | 43.4811 | 370.8244 | 25.1335 | 370.8244 | 1064 | 7 | 1 | 2017-01-14 07:00 | WEEKEND | 27.4815 | 2.52 | 0 | 0 | 0 | 0 | 1546.0445 | 0 | 0 | NA | 51.53%
| 8 | 2 | 2017-02-14 08:00 | 791.429 | 783.9824 | 434.5248 | 564.6724 | 245.7363 | 395.9507 | 0 | 957.8906 | 0 | 197.9753 | 79.6239 | 138.0189 | 20.1071 | 630.4829 | 791.429 | 245.7363 | 791.429 | 1065 | 8 | 1 | 2017-01-14 08:00 | WEEKEND | 58.1974 | 2.52 | 2.2424 | 0 | 0 | 0 | 1546.0445 | 0 | 0 | NA | 51.53%
| 9 | 2 | 2017-02-14 09:00 | 837.2153 | 1216.0716 | 842.3567 | 782.4824 | 550.5688 | 614.1776 | 25.1353 | 1617.0077 | 990 | 307.0888 | 244.7673 | 219.9765 | 61.8099 | 866.4434 | 837.2153 | 550.5688 | 837.2153 | 1066 | 9 | 1 | 2017-01-14 09:00 | WEEKEND | 79.6582 | 2.52 | 30.9793 | 0 | 0 | 0 | 1548.2869 | 0 | 0 | NA | 51.61%
| 10 | 2 | 2017-02-14 10:00 | 865.8093 | 1690.9711 | 840.7375 | 852.0501 | 528.5744 | 854.0258 | 87.3261 | 1699.1661 | 990 | 427.0129 | 454.5379 | 227.6695 | 114.7823 | 892.3152 | 865.8093 | 528.5744 | 865.8093 | 1067 | 10 | 1 | 2017-01-14 10:00 | WEEKEND | 37.8222 | 2.52 | 94.4151 | 0 | 0 | 0 | 1579.2662 | 0 | 0 | NA | 52.64%
| 11 | 2 | 2017-02-14 11:00 | 806.0619 | 1714.2146 | 831.1064 | 833.6586 | 1422.6056 | 865.7649 | 199.518 | 1628.727 | 990 | 432.8825 | 343.9536 | 218.2562 | 86.857 | 849.0315 | 806.0619 | 1422.6056 | 806.0619 | 1068 | 11 | 1 | 2017-01-14 11:00 | WEEKEND | 39.4589 | 2.52 | 209.231 | 0 | 0 | 0 | 1673.6813 | 0 | 0 | NA | 55.79%
| 12 | 2 | 2017-02-14 12:00 | 468.6281 | 1671.8339 | 797.5423 | 819.8326 | 1584.0787 | 844.3606 | 216.764 | 1574.3296 | 990 | 422.1803 | 630.0874 | 210.9705 | 159.113 | 812.9052 | 468.6281 | 1584.0787 | 468.6281 | 1069 | 12 | 1 | 2017-01-14 12:00 | WEEKEND | 78.1774 | 2.52 | 226.92 | 0 | 0 | 0 | 1882.9123 | 0 | 0 | NA | 62.76%
| 13 | 2 | 2017-02-14 13:00 | 547.9709 | 1672.1589 | 752.0127 | 824.9246 | 1364.2077 | 844.5247 | 496.385 | 1546.0726 | 990 | 422.2623 | 754.698 | 210.8773 | 190.5803 | 829.4351 | 547.9709 | 1364.2077 | 547.9709 | 1070 | 13 | 1 | 2017-01-14 13:00 | WEEKEND | 41.9835 | 2.52 | 515.832 | 0 | 0 | 0 | 2109.8323 | 0 | 0 | NA | 70.33%
| 14 | 2 | 2017-02-14 14:00 | 700.8082 | 1712.318 | 820.9226 | 828.2612 | 1299.9832 | 864.8071 | 525.908 | 1606.399 | 990 | 432.4035 | 830.3202 | 216.7385 | 209.6768 | 861.8083 | 700.8082 | 1299.9832 | 700.8082 | 1071 | 14 | 1 | 2017-01-14 14:00 | WEEKEND | 38.0143 | 2.52 | 546.555 | 530.1583 | 0 | 530.1583 | 2625.6643 | 0 | 0 | NA | 87.52%
| 15 | 2 | 2017-02-14 15:00 | 691.6648 | 1748.9 | 796.7229 | 882.958 | 962.2088 | 883.2828 | 275.972 | 1626.0243 | 990 | 441.6414 | 858.7025 | 221.9425 | 216.8441 | 873.2245 | 691.6648 | 962.2088 | 691.6648 | 1072 | 15 | 1 | 2017-01-14 15:00 | WEEKEND | 36.0992 | 2.52 | 287.792 | 0 | 0 | 0 | 2625.6643 | 0 | 0 | NA | 87.52%
| 16 | 2 | 2017-02-14 16:00 | 423.6105 | 1564.7705 | 775.8913 | 796.7488 | 1317.7584 | 790.2881 | 138.566 | 1308.1678 | 990 | 395.1441 | 794.5082 | 202.2135 | 200.6334 | 773.9073 | 423.6105 | 1317.7584 | 423.6105 | 1073 | 16 | 1 | 2017-01-14 16:00 | WEEKEND | 33.7527 | 2.52 | 146.778 | 142.3747 | 0 | 142.3747 | 2913.4563 | 0 | 0 | NA | 97.12%
| 17 | 2 | 2017-02-14 17:00 | 28.6273 | 723.8305 | 413.7636 | 326.4908 | 476.2827 | 365.5709 | 14.4334 | 476.1036 | 936.0888 | 182.7855 | 409.0756 | 92.4956 | 103.3019 | 246.7655 | 28.6273 | 476.2827 | 28.6273 | 1074 | 17 | 1 | 2017-01-14 17:00 | WEEKEND | 45.115 | 2.52 | 20.0518 | 0 | 0 | 0 | 2913.4563 | 0 | 0 | NA | 97.12%
| 18 | 2 | 2017-02-14 18:00 | 0 | 5.5733 | 0 | 0 | 24.156 | 2.8148 | 0 | 0 | 526.3171 | 1.4074 | 18.8396 | 2.2912 | 4.7575 | 0 | 0 | 24.156 | 0 | 1075 | 18 | 1 | 2017-01-14 18:00 | WEEKEND | 67.4526 | 2.52 | 0 | 0 | 0 | 0 | 2933.5081 | 0 | 0 | NA | 97.78%
| 19 | 2 | 2017-02-14 19:00 | 0 | 0 | 0 | 0 | 0 | 0 | 0 | 0 | 0 | 0 | 0 | 0 | 0 | 0 | 0 | 0 | 0 | 1076 | 19 | 1 | 2017-01-14 19:00 | WEEKEND | 39.0358 | 2.52 | 0 | 0 | 0 | 0 | 2933.5081 | 0 | 0 | NA | 97.78%
| 20 | 2 | 2017-02-14 20:00 | 0 | 0 | 0 | 0 | 0 | 0 | 0 | 0 | 0 | 0 | 0 | 0 | 0 | 0 | 0 | 0 | 0 | 1077 | 20 | 1 | 2017-01-14 20:00 | WEEKEND | 38.1729 | 2.52 | 0 | 0 | 0 | 0 | 2933.5081 | 0 | 0 | NA | 97.78%
| 21 | 2 | 2017-02-14 21:00 | 0 | 0 | 0 | 0 | 0 | 0 | 0 | 0 | 0 | 0 | 0 | 0 | 0 | 0 | 0 | 0 | 0 | 1078 | 21 | 1 | 2017-01-14 21:00 | WEEKEND | 34.0199 | 2.52 | 0 | 0 | 0 | 0 | 2933.5081 | 0 | 0 | NA | 97.78%
| 22 | 2 | 2017-02-14 22:00 | 0 | 0 | 0 | 0 | 0 | 0 | 0 | 0 | 0 | 0 | 0 | 0 | 0 | 0 | 0 | 0 | 0 | 1079 | 22 | 1 | 2017-01-14 22:00 | WEEKEND | 86.8007 | 2.52 | 0 | 0 | 0 | 0 | 2933.5081 | 0 | 0 | NA | 97.78%
| 23 | 2 | 2017-02-14 23:00 | 0 | 0 | 0 | 0 | 0 | 0 | 0 | 0 | 0 | 0 | 0 | 0 | 0 | 0 | 0 | 0 | 0 | 1080 | 23 | 1 | 2017-01-14 23:00 | WEEKEND | 107.8022 | 2.52 | 0 | 0 | 0 | 0 | 2933.5081 | 0 | 0 | NA | 97.78%
| 0 | 2 | 2017-02-15 | 0 | 0 | 0 | 0 | 0 | 0 | 0 | 0 | 0 | 0 | 0 | 0 | 0 | 0 | 0 | 0 | 0 | 1081 | 0 | 1 | 2017-01-15 | WEEKEND | 69.0113 | 2.52 | 0 | 0 | 0 | 0 | 2933.5081 | 0 | 0 | NA | 97.78%
| 1 | 2 | 2017-02-15 01:00 | 0 | 0 | 0 | 0 | 0 | 0 | 0 | 0 | 0 | 0 | 0 | 0 | 0 | 0 | 0 | 0 | 0 | 1082 | 1 | 1 | 2017-01-15 01:00 | WEEKEND | 207.7771 | 2.52 | 0 | 0 | 0 | 0 | 2933.5081 | 0 | 0 | NA | 97.78%
| 2 | 2 | 2017-02-15 02:00 | 0 | 0 | 0 | 0 | 0 | 0 | 0 | 0 | 0 | 0 | 0 | 0 | 0 | 0 | 0 | 0 | 0 | 1083 | 2 | 1 | 2017-01-15 02:00 | WEEKEND | 28.6311 | 2.52 | 0 | 0 | 0 | 0 | 2933.5081 | 0 | 0 | NA | 97.78%
| 3 | 2 | 2017-02-15 03:00 | 0 | 0 | 0 | 0 | 0 | 0 | 0 | 0 | 0 | 0 | 0 | 0 | 0 | 0 | 0 | 0 | 0 | 1084 | 3 | 1 | 2017-01-15 03:00 | WEEKEND | 30.3569 | 2.52 | 0 | 0 | 0 | 0 | 2933.5081 | 0 | 0 | NA | 97.78%
| 4 | 2 | 2017-02-15 04:00 | 0 | 0 | 0 | 0 | 0 | 0 | 0 | 0 | 0 | 0 | 0 | 0 | 0 | 0 | 0 | 0 | 0 | 1085 | 4 | 1 | 2017-01-15 04:00 | WEEKEND | 39.8876 | 2.52 | 0 | 0 | 0 | 0 | 2933.5081 | 0 | 0 | NA | 97.78%
| 5 | 2 | 2017-02-15 05:00 | 0 | 0 | 0 | 0 | 0 | 0 | 0 | 0 | 0 | 0 | 0 | 0 | 0 | 0 | 0 | 0 | 0 | 1086 | 5 | 1 | 2017-01-15 05:00 | WEEKEND | 172.538 | 2.52 | 0 | 0 | 0 | 0 | 2933.5081 | 0 | 0 | NA | 97.78%
| 6 | 2 | 2017-02-15 06:00 | 3.4153 | 0 | 0 | 0 | 0 | 0 | 0 | 0 | 0 | 0 | 0 | 0 | 0 | 0 | 3.4153 | 0 | 3.4153 | 1087 | 6 | 1 | 2017-01-15 06:00 | WEEKEND | 39.2473 | 2.52 | 0 | 0 | 0 | 0 | 2933.5081 | 0 | 0 | NA | 97.78%
| 7 | 2 | 2017-02-15 07:00 | 389.1669 | 18.1453 | 0 | 87.8098 | 160.5808 | 9.1643 | 0 | 89.2435 | 0 | 4.5821 | 25.8926 | 6.1332 | 6.5385 | 0 | 389.1669 | 160.5808 | 389.1669 | 1088 | 7 | 1 | 2017-01-15 07:00 | WEEKEND | 38.905 | 2.52 | 0 | 0 | 0 | 0 | 2933.5081 | 0 | 0 | NA | 97.78%
| 8 | 2 | 2017-02-15 08:00 | 884.4171 | 538.1482 | 50.4859 | 690.8449 | 1254.4372 | 271.792 | 188.08 | 925.8387 | 627.623 | 135.896 | 324.0608 | 13.7038 | 81.8335 | 654.2669 | 884.4171 | 1254.4372 | 884.4171 | 1089 | 8 | 1 | 2017-01-15 08:00 | WEEKEND | 40.2884 | 2.52 | 197.548 | 191.6216 | 0 | 191.6216 | 2933.5081 | 0 | 0 | NA | 97.78%
| 9 | 2 | 2017-02-15 09:00 | 899.3944 | 1028.2493 | 134.3881 | 897.1505 | 1739.7759 | 519.3178 | 332.047 | 1590.6035 | 990 | 259.6589 | 736.2402 | 56.576 | 185.9192 | 862.5923 | 899.3944 | 1739.7759 | 899.3944 | 1090 | 9 | 1 | 2017-01-15 09:00 | WEEKEND | 39.921 | 2.52 | 345.654 | 335.2844 | 0 | 335.2844 | 2933.5081 | 0 | 0 | NA | 97.78%
| 10 | 2 | 2017-02-15 10:00 | 727.9162 | 1422.1823 | 273.6461 | 925.2596 | 1808.8301 | 718.2739 | 603.111 | 1680.9277 | 990 | 359.1369 | 780.9608 | 200.3452 | 197.2123 | 877.8415 | 727.9162 | 1808.8301 | 727.9162 | 1091 | 10 | 1 | 2017-01-15 10:00 | WEEKEND | 24.2666 | 2.52 | 627.16 | 608.3452 | 0 | 608.3452 | 2933.5081 | 0 | 0 | NA | 97.78%
| 11 | 2 | 2017-02-15 11:00 | 740.129 | 1044.0148 | 199.9636 | 886.1903 | 1743.1888 | 527.2802 | 729.031 | 1686.6918 | 990 | 263.6401 | 697.9106 | 200.52 | 176.2401 | 836.2013 | 740.129 | 1743.1888 | 740.129 | 1092 | 11 | 1 | 2017-01-15 11:00 | WEEKEND | 24.7119 | 2.52 | 759.12 | 736.3464 | 0 | 736.3464 | 2933.5081 | 0 | 0 | NA | 97.78%
| 12 | 2 | 2017-02-15 12:00 | 595.4579 | 1370.1232 | 367.9851 | 852.6293 | 1668.0876 | 691.9814 | 628.504 | 1626.6383 | 961.5591 | 345.9907 | 665.8322 | 129.666 | 168.1395 | 800.3941 | 595.4579 | 1668.0876 | 595.4579 | 1093 | 12 | 1 | 2017-01-15 12:00 | WEEKEND | 28.1328 | 2.52 | 653.67 | 634.0599 | 0 | 634.0599 | 2933.5081 | 0 | 0 | NA | 97.78%
| 13 | 2 | 2017-02-15 13:00 | 648.353 | 1186.8354 | 787.3396 | 831.3342 | 1635.3059 | 599.4118 | 615.561 | 1662.9498 | 939.8233 | 299.7059 | 598.5778 | 174.7612 | 151.156 | 813.0313 | 648.353 | 1635.3059 | 648.353 | 1094 | 13 | 1 | 2017-01-15 13:00 | WEEKEND | 32.0826 | 2.52 | 640.122 | 620.9183 | 0 | 620.9183 | 2933.5081 | 0 | 0 | NA | 97.78%
| 14 | 2 | 2017-02-15 14:00 | 639.7373 | 767.6007 | 455.4305 | 834.3246 | 1752.3229 | 387.6771 | 928.993 | 1709.5379 | 956.4481 | 193.8386 | 520.4928 | 168.6767 | 131.4376 | 850.4726 | 639.7373 | 1752.3229 | 639.7373 | 1095 | 14 | 1 | 2017-01-15 14:00 | WEEKEND | 30.0089 | 2.52 | 970.307 | 941.1978 | 0 | 941.1978 | 2933.5081 | 0 | 0 | NA | 97.78%
| 15 | 2 | 2017-02-15 15:00 | 565.5612 | 911.1385 | 870.4643 | 826.245 | 1758.4983 | 460.171 | 990 | 1709.1168 | 985.4909 | 230.0855 | 491.1665 | 70.0807 | 124.0319 | 853.9392 | 565.5612 | 1758.4983 | 565.5612 | 1096 | 15 | 1 | 2017-01-15 15:00 | WEEKEND | 27.6847 | 2.52 | 1041.54 | 990 | 0 | 990 | 2933.5081 | 0 | 0 | NA | 97.78%
| 16 | 2 | 2017-02-15 16:00 | 372.1601 | 916.6719 | 482.3771 | 741.7652 | 1637.4318 | 462.9656 | 990 | 1534.402 | 980.4857 | 231.4828 | 292.845 | 91.9858 | 73.9507 | 755.1965 | 372.1601 | 1637.4318 | 372.1601 | 1097 | 16 | 1 | 2017-01-15 16:00 | WEEKEND | 24.4586 | 2.52 | 1057.32 | 990 | 0 | 990 | 2933.5081 | 0 | 0 | NA | 97.78%
| 17 | 2 | 2017-02-15 17:00 | 31.8595 | 497.0353 | 405.9047 | 261.8274 | 733.1736 | 251.0279 | 872.337 | 574.8053 | 885.1434 | 125.514 | 83.6007 | 29.6764 | 21.1113 | 242.2683 | 31.8595 | 733.1736 | 31.8595 | 1098 | 17 | 1 | 2017-01-15 17:00 | WEEKEND | 29.5719 | 2.52 | 910.336 | 883.0259 | 0 | 883.0259 | 2933.5081 | 0 | 0 | NA | 97.78%
| 18 | 2 | 2017-02-15 18:00 | 0 | 5.1824 | 0 | 0 | 16.2006 | 2.6174 | 0 | 0 | 406.7705 | 1.3087 | 3.6501 | 3.5256 | 0.92174 | 0 | 0 | 16.2006 | 0 | 1099 | 18 | 1 | 2017-01-15 18:00 | WEEKEND | 26.8858 | 2.52 | 0 | 0 | 0 | 0 | 2933.5081 | 0 | 0 | NA | 97.78%
| 19 | 2 | 2017-02-15 19:00 | 0 | 0 | 0 | 0 | 0 | 0 | 0 | 0 | 0 | 0 | 0 | 0 | 0 | 0 | 0 | 0 | 0 | 1100 | 19 | 1 | 2017-01-15 19:00 | WEEKEND | 32.6978 | 2.52 | 0 | 0 | 0 | 0 | 2933.5081 | 0 | 0 | NA | 97.78%
| 20 | 2 | 2017-02-15 20:00 | 0 | 0 | 0 | 0 | 0 | 0 | 0 | 0 | 0 | 0 | 0 | 0 | 0 | 0 | 0 | 0 | 0 | 1101 | 20 | 1 | 2017-01-15 20:00 | WEEKEND | 25.2296 | 2.52 | 0 | 0 | 0 | 0 | 2933.5081 | 0 | 0 | NA | 97.78%
| 21 | 2 | 2017-02-15 21:00 | 0 | 0 | 0 | 0 | 0 | 0 | 0 | 0 | 0 | 0 | 0 | 0 | 0 | 0 | 0 | 0 | 0 | 1102 | 21 | 1 | 2017-01-15 21:00 | WEEKEND | 23.7822 | 2.52 | 0 | 0 | 0 | 0 | 2933.5081 | 0 | 0 | NA | 97.78%
| 22 | 2 | 2017-02-15 22:00 | 0 | 0 | 0 | 0 | 0 | 0 | 0 | 0 | 0 | 0 | 0 | 0 | 0 | 0 | 0 | 0 | 0 | 1103 | 22 | 1 | 2017-01-15 22:00 | WEEKEND | 26.2818 | 2.52 | 0 | 0 | 0 | 0 | 2933.5081 | 0 | 0 | NA | 97.78%
| 23 | 2 | 2017-02-15 23:00 | 0 | 0 | 0 | 0 | 0 | 0 | 0 | 0 | 0 | 0 | 0 | 0 | 0 | 0 | 0 | 0 | 0 | 1104 | 23 | 1 | 2017-01-15 23:00 | WEEKEND | 22.8665 | 2.52 | 0 | 0 | 0 | 0 | 2933.5081 | 0 | 0 | NA | 97.78%
| 0 | 2 | 2017-02-16 | 0 | 0 | 0 | 0 | 0 | 0 | 0 | 0 | 0 | 0 | 0 | 0 | 0 | 0 | 0 | 0 | 0 | 1105 | 0 | 1 | 2017-01-16 | WEEKDAY | 21.4135 | 2.52 | 0 | 0 | 0 | 0 | 2933.5081 | 0 | 0 | NA | 97.78%
| 1 | 2 | 2017-02-16 01:00 | 0 | 0 | 0 | 0 | 0 | 0 | 0 | 0 | 0 | 0 | 0 | 0 | 0 | 0 | 0 | 0 | 0 | 1106 | 1 | 1 | 2017-01-16 01:00 | WEEKDAY | 21.0071 | 2.52 | 0 | 0 | 0 | 0 | 2933.5081 | 0 | 0 | NA | 97.78%
| 2 | 2 | 2017-02-16 02:00 | 0 | 0 | 0 | 0 | 0 | 0 | 0 | 0 | 0 | 0 | 0 | 0 | 0 | 0 | 0 | 0 | 0 | 1107 | 2 | 1 | 2017-01-16 02:00 | WEEKDAY | 21.2492 | 2.52 | 0 | 0 | 0 | 0 | 2933.5081 | 0 | 0 | NA | 97.78%
| 3 | 2 | 2017-02-16 03:00 | 0 | 0 | 0 | 0 | 0 | 0 | 0 | 0 | 0 | 0 | 0 | 0 | 0 | 0 | 0 | 0 | 0 | 1108 | 3 | 1 | 2017-01-16 03:00 | WEEKDAY | 21.7197 | 2.52 | 0 | 0 | 0 | 0 | 2933.5081 | 0 | 0 | NA | 97.78%
| 4 | 2 | 2017-02-16 04:00 | 0 | 0 | 0 | 0 | 0 | 0 | 0 | 0 | 0 | 0 | 0 | 0 | 0 | 0 | 0 | 0 | 0 | 1109 | 4 | 1 | 2017-01-16 04:00 | WEEKDAY | 22.0008 | 2.52 | 0 | 0 | 0 | 0 | 2933.5081 | 0 | 0 | NA | 97.78%
| 5 | 2 | 2017-02-16 05:00 | 0 | 0 | 0 | 0 | 0 | 0 | 0 | 0 | 0 | 0 | 0 | 0 | 0 | 0 | 0 | 0 | 0 | 1110 | 5 | 1 | 2017-01-16 05:00 | WEEKDAY | 22.7384 | 2.52 | 0 | 0 | 0 | 0 | 2933.5081 | 0 | 0 | NA | 97.78%
| 6 | 2 | 2017-02-16 06:00 | 0.020522 | 0 | 0 | 0 | 0 | 0 | 0 | 0 | 0 | 0 | 0 | 0 | 0 | 0 | 0.020522 | 0 | 0.020522 | 1111 | 6 | 1 | 2017-01-16 06:00 | WEEKDAY | 23.7794 | 17.63 | 0 | 0 | 0 | 0 | 2933.5081 | 2472 | 200 | YES | 97.78%
| 7 | 2 | 2017-02-16 07:00 | 156.496 | 8.4836 | 0 | 12.6348 | 147.073 | 4.2846 | 0 | 144.3167 | 0 | 2.1423 | 8.5162 | 9.6602 | 2.1506 | 0 | 156.496 | 147.073 | 156.496 | 1112 | 7 | 1 | 2017-01-16 07:00 | WEEKDAY | 23.7015 | 17.63 | 0 | 0 | 0 | 0 | 2933.5081 | 2472 | 200 | YES | 97.78%
| 8 | 2 | 2017-02-16 08:00 | 656.5478 | 115.4104 | 501.4412 | 81.3357 | 1151.5784 | 58.2881 | 656.655 | 1296.9981 | 472.7877 | 29.1441 | 73.2218 | 122.5216 | 18.4903 | 631.4828 | 656.5478 | 1151.5784 | 656.5478 | 1113 | 8 | 1 | 2017-01-16 08:00 | WEEKDAY | 23.1754 | 17.63 | 683.199 | 662.703 | 0 | 662.703 | 2933.5081 | 2472 | 200 | YES | 97.78%
| 9 | 2 | 2017-02-16 09:00 | 784.5815 | 237.3066 | 908.9913 | 141.3595 | 1431.1967 | 119.8518 | 963.007 | 1756.5042 | 632.8057 | 59.9259 | 183.9487 | 194.7951 | 46.4517 | 848.9757 | 784.5815 | 1431.1967 | 784.5815 | 1114 | 9 | 1 | 2017-01-16 09:00 | WEEKDAY | 24.2777 | 6.32 | 1006.52 | 976.3244 | 0 | 976.3244 | 2933.5081 | 0 | 0 | NA | 97.78%
| 10 | 2 | 2017-02-16 10:00 | 201.0891 | 339.3127 | 848.4786 | 191.2455 | 1716.5341 | 171.37 | 990 | 1832.9418 | 827.152 | 85.685 | 297.3418 | 209.1394 | 75.0863 | 885.1027 | 201.0891 | 1716.5341 | 201.0891 | 1115 | 10 | 1 | 2017-01-16 10:00 | WEEKDAY | 25.0487 | 6.32 | 1039.74 | 990 | 0 | 990 | 2933.5081 | 0 | 0 | NA | 97.78%
| 11 | 2 | 2017-02-16 11:00 | 844.397 | 440.4335 | 870.1847 | 241.9821 | 1307.6721 | 222.4412 | 950.712 | 1751.0778 | 838.7289 | 111.2206 | 317.3977 | 200.9213 | 80.1509 | 833.7058 | 844.397 | 1307.6721 | 844.397 | 1116 | 11 | 1 | 2017-01-16 11:00 | WEEKDAY | 24.6228 | 6.32 | 993.383 | 963.5815 | 0 | 963.5815 | 2933.5081 | 0 | 0 | NA | 97.78%
| 12 | 2 | 2017-02-16 12:00 | 420.3539 | 1341.0117 | 801.7938 | 267.2086 | 1516.6186 | 677.2786 | 898.969 | 1687.6442 | 722.3464 | 338.6393 | 352.5273 | 195.8479 | 89.0221 | 798.0936 | 420.3539 | 1516.6186 | 420.3539 | 1117 | 12 | 1 | 2017-01-16 12:00 | WEEKDAY | 24.1329 | 6.32 | 938.43 | 910.2771 | 0 | 910.2771 | 2933.5081 | 0 | 0 | NA | 97.78%
| 13 | 2 | 2017-02-16 13:00 | 752.3214 | 1087.6728 | 817.2163 | 256.3176 | 1520.6651 | 549.3297 | 887.329 | 1693.3184 | 712.7521 | 274.6648 | 388.1538 | 198.3636 | 98.0186 | 812.4533 | 752.3214 | 1520.6651 | 752.3214 | 1118 | 13 | 1 | 2017-01-16 13:00 | WEEKDAY | 23.6765 | 6.32 | 926.101 | 898.318 | 0 | 898.318 | 2933.5081 | 0 | 0 | NA | 97.78%
| 14 | 2 | 2017-02-16 14:00 | 893.3337 | 1689.5303 | 823.459 | 181.2044 | 1490.2455 | 853.2981 | 917.107 | 1743.6804 | 961.9442 | 426.6491 | 433.1019 | 205.3278 | 109.3692 | 837.1405 | 893.3337 | 1490.2455 | 893.3337 | 1119 | 14 | 1 | 2017-01-16 14:00 | WEEKDAY | 23.7711 | 2.07 | 957.644 | 928.9147 | 0 | 928.9147 | 2933.5081 | 0 | 0 | NA | 97.78%
| 15 | 2 | 2017-02-16 15:00 | 844.5506 | 1289.4186 | 807.1967 | 111.5512 | 1470.7475 | 651.2215 | 965.921 | 1740.3007 | 989.654 | 325.6107 | 593.0212 | 206.2779 | 149.7528 | 855.5271 | 844.5506 | 1470.7475 | 844.5506 | 1120 | 15 | 1 | 2017-01-16 15:00 | WEEKDAY | 24.0689 | 2.07 | 1009.48 | 979.1956 | 11 | 990.1956 | 2933.5081 | 0 | 0 | NA | 97.78%
| 16 | 2 | 2017-02-16 16:00 | 497.3185 | 1254.1014 | 808.6579 | 71.187 | 262.1784 | 633.3846 | 975.973 | 1558.7935 | 904.7937 | 316.6923 | 463.5034 | 184.1537 | 117.0463 | 752.9308 | 497.3185 | 262.1784 | 497.3185 | 1121 | 16 | 1 | 2017-01-16 16:00 | WEEKDAY | 24.3584 | 2.07 | 1020.19 | 989.5843 | 0 | 989.5843 | 2922.1679 | 0 | 0 | NA | 97.41%
| 17 | 2 | 2017-02-16 17:00 | 24.9456 | 581.6945 | 432.1969 | 29.7386 | 125.3775 | 293.7851 | 846.812 | 497.8427 | 793.233 | 146.8926 | 407.2439 | 81.6808 | 102.8394 | 257.7319 | 24.9456 | 125.3775 | 24.9456 | 1122 | 17 | 1 | 2017-01-16 17:00 | WEEKDAY | 25.366 | 17.14 | 883.256 | 856.7583 | 0 | 856.7583 | 2922.1679 | 0 | 0 | NA | 97.41%
| 18 | 2 | 2017-02-16 18:00 | 0 | 8.9073 | 0 | 0 | 15.3331 | 4.4987 | 0 | 0 | 420.7016 | 2.2493 | 22.9295 | 2.2192 | 5.7903 | 0 | 0 | 15.3331 | 0 | 1123 | 18 | 1 | 2017-01-16 18:00 | WEEKDAY | 29.3659 | 17.14 | 0 | 0 | 0 | 0 | 2922.1679 | 0 | 0 | NA | 97.41%
| 19 | 2 | 2017-02-16 19:00 | 0 | 0 | 0 | 0 | 0 | 0 | 0 | 0 | 0 | 0 | 0 | 0 | 0 | 0 | 0 | 0 | 0 | 1124 | 19 | 1 | 2017-01-16 19:00 | WEEKDAY | 26.5323 | 17.14 | 0 | 0 | 0 | 0 | 2922.1679 | 0 | 0 | NA | 97.41%
| 20 | 2 | 2017-02-16 20:00 | 0 | 0 | 0 | 0 | 0 | 0 | 0 | 0 | 0 | 0 | 0 | 0 | 0 | 0 | 0 | 0 | 0 | 1125 | 20 | 1 | 2017-01-16 20:00 | WEEKDAY | 24.2666 | 18.26 | 0 | 0 | 0 | 0 | 2922.1679 | 2472 | 200 | YES | 97.41%
| 21 | 2 | 2017-02-16 21:00 | 0 | 0 | 0 | 0 | 0 | 0 | 0 | 0 | 0 | 0 | 0 | 0 | 0 | 0 | 0 | 0 | 0 | 1126 | 21 | 1 | 2017-01-16 21:00 | WEEKDAY | 23.103 | 18.26 | 0 | 0 | 0 | 0 | 2922.1679 | 2472 | 200 | YES | 97.41%
| 22 | 2 | 2017-02-16 22:00 | 0 | 0 | 0 | 0 | 0 | 0 | 0 | 0 | 0 | 0 | 0 | 0 | 0 | 0 | 0 | 0 | 0 | 1127 | 22 | 1 | 2017-01-16 22:00 | WEEKDAY | 21.8533 | 18.26 | 0 | 0 | 0 | 0 | 2922.1679 | 2472 | 200 | YES | 97.41%
| 23 | 2 | 2017-02-16 23:00 | 0 | 0 | 0 | 0 | 0 | 0 | 0 | 0 | 0 | 0 | 0 | 0 | 0 | 0 | 0 | 0 | 0 | 1128 | 23 | 1 | 2017-01-16 23:00 | WEEKDAY | 20.0857 | 2.52 | 0 | 0 | 0 | 0 | 2922.1679 | 0 | 0 | NA | 97.41%
| 0 | 2 | 2017-02-17 | 0 | 0 | 0 | 0 | 0 | 0 | 0 | 0 | 0 | 0 | 0 | 0 | 0 | 0 | 0 | 0 | 0 | 1129 | 0 | 1 | 2017-01-17 | WEEKDAY | 19.3203 | 2.52 | 0 | 0 | 0 | 0 | 2922.1679 | 0 | 0 | NA | 97.41%
| 1 | 2 | 2017-02-17 01:00 | 0 | 0 | 0 | 0 | 0 | 0 | 0 | 0 | 0 | 0 | 0 | 0 | 0 | 0 | 0 | 0 | 0 | 1130 | 1 | 1 | 2017-01-17 01:00 | WEEKDAY | 15.0142 | 2.52 | 0 | 0 | 0 | 0 | 2922.1679 | 0 | 0 | NA | 97.41%
| 2 | 2 | 2017-02-17 02:00 | 0 | 0 | 0 | 0 | 0 | 0 | 0 | 0 | 0 | 0 | 0 | 0 | 0 | 0 | 0 | 0 | 0 | 1131 | 2 | 1 | 2017-01-17 02:00 | WEEKDAY | 18.8025 | 2.52 | 0 | 0 | 0 | 0 | 2922.1679 | 0 | 0 | NA | 97.41%
| 3 | 2 | 2017-02-17 03:00 | 0 | 0 | 0 | 0 | 0 | 0 | 0 | 0 | 0 | 0 | 0 | 0 | 0 | 0 | 0 | 0 | 0 | 1132 | 3 | 1 | 2017-01-17 03:00 | WEEKDAY | 18.822 | 2.52 | 0 | 0 | 0 | 0 | 2922.1679 | 0 | 0 | NA | 97.41%
| 4 | 2 | 2017-02-17 04:00 | 0 | 0 | 0 | 0 | 0 | 0 | 0 | 0 | 0 | 0 | 0 | 0 | 0 | 0 | 0 | 0 | 0 | 1133 | 4 | 1 | 2017-01-17 04:00 | WEEKDAY | 19.2229 | 2.52 | 0 | 0 | 0 | 0 | 2922.1679 | 0 | 0 | NA | 97.41%
| 5 | 2 | 2017-02-17 05:00 | 0 | 0 | 0 | 0 | 0 | 0 | 0 | 0 | 0 | 0 | 0 | 0 | 0 | 0 | 0 | 0 | 0 | 1134 | 5 | 1 | 2017-01-17 05:00 | WEEKDAY | 21.4023 | 2.52 | 0 | 0 | 0 | 0 | 2922.1679 | 0 | 0 | NA | 97.41%
| 6 | 2 | 2017-02-17 06:00 | 5.6611 | 0 | 0 | 0 | 0 | 0 | 0 | 0 | 0 | 0 | 0 | 0 | 0 | 0 | 5.6611 | 0 | 5.6611 | 1135 | 6 | 1 | 2017-01-17 06:00 | WEEKDAY | 22.9861 | 17.63 | 0 | 0 | 0 | 0 | 2922.1679 | 2472 | 200 | YES | 97.41%
| 7 | 2 | 2017-02-17 07:00 | 398.1816 | 43.2148 | 0 | 7.4769 | 10.8034 | 21.8257 | 0 | 124.6736 | 296.3622 | 10.9128 | 18.776 | 13.0287 | 4.7414 | 0 | 398.1816 | 10.8034 | 398.1816 | 1136 | 7 | 1 | 2017-01-17 07:00 | WEEKDAY | 23.5484 | 17.63 | 0 | 0 | 0 | 0 | 2922.1679 | 2472 | 200 | YES | 97.41%
| 8 | 2 | 2017-02-17 08:00 | 800.2461 | 1177.4079 | 455.3656 | 58.6067 | 139.7067 | 594.6504 | 642.474 | 585.6611 | 811.3575 | 297.3252 | 310.8518 | 116.5489 | 78.4979 | 662.4406 | 800.2461 | 139.7067 | 800.2461 | 1137 | 8 | 1 | 2017-01-17 08:00 | WEEKDAY | 23.3396 | 17.63 | 668.284 | 648.2355 | 0 | 648.2355 | 2922.1679 | 2472 | 200 | YES | 97.41%
| 9 | 2 | 2017-02-17 09:00 | 915.6783 | 1547.2016 | 820.0546 | 108.6357 | 419.4698 | 781.4149 | 939.817 | 1598.9778 | 936.0316 | 390.7075 | 490.825 | 176.3113 | 123.9457 | 834.9531 | 915.6783 | 419.4698 | 915.6783 | 1138 | 9 | 1 | 2017-01-17 09:00 | WEEKDAY | 24.158 | 6.32 | 981.767 | 952.314 | 0 | 952.314 | 2922.1679 | 0 | 0 | NA | 97.41%
| 10 | 2 | 2017-02-17 10:00 | 863.8306 | 1252.8742 | 840.57 | 149.2915 | 278.9023 | 632.7648 | 986.52 | 1560.4615 | 972.2019 | 316.3824 | 413.5914 | 206.5793 | 104.4423 | 839.0136 | 863.8306 | 278.9023 | 863.8306 | 1139 | 10 | 1 | 2017-01-17 10:00 | WEEKDAY | 23.7154 | 6.32 | 1031.4 | 990 | 0 | 990 | 2922.1679 | 0 | 0 | NA | 97.41%
| 11 | 2 | 2017-02-17 11:00 | 822.2133 | 1563.3099 | 836.4972 | 191.0047 | 378.1645 | 789.5504 | 938.986 | 1662.3923 | 940.7361 | 394.7752 | 322.8635 | 191.9341 | 81.5312 | 826.8419 | 822.2133 | 378.1645 | 822.2133 | 1140 | 11 | 1 | 2017-01-17 11:00 | WEEKDAY | 24.3835 | 6.32 | 980.832 | 951.407 | 0 | 951.407 | 2922.1679 | 0 | 0 | NA | 97.41%
| 12 | 2 | 2017-02-17 12:00 | 811.2677 | 1047.2317 | 813.4479 | 313.7329 | 458.2248 | 528.9049 | 895.506 | 1551.0768 | 919.1953 | 264.4524 | 300.4752 | 212.0816 | 75.8776 | 788.6588 | 811.2677 | 458.2248 | 811.2677 | 1141 | 12 | 1 | 2017-01-17 12:00 | WEEKDAY | 24.2721 | 6.32 | 934.686 | 906.6454 | 0 | 906.6454 | 2922.1679 | 0 | 0 | NA | 97.41%
| 13 | 2 | 2017-02-17 13:00 | 846.7373 | 1282.85 | 716.5275 | 527.5958 | 811.3534 | 647.9041 | 883.073 | 1541.9265 | 990.1941 | 323.952 | 372.2841 | 177.3229 | 94.0111 | 786.1713 | 846.7373 | 811.3534 | 846.7373 | 1142 | 13 | 1 | 2017-01-17 13:00 | WEEKDAY | 24.6284 | 6.32 | 921.503 | 893.8579 | 96 | 989.8579 | 2922.1679 | 0 | 0 | NA | 97.41%
| 14 | 2 | 2017-02-17 14:00 | 889.8666 | 1647.8945 | 495.4326 | 527.4593 | 718.093 | 832.2699 | 916.869 | 1665.7782 | 948.9723 | 416.135 | 191.9619 | 209.5084 | 48.4752 | 815.6413 | 889.8666 | 718.093 | 889.8666 | 1143 | 14 | 1 | 2017-01-17 14:00 | WEEKDAY | 24.5338 | 2.07 | 957.324 | 928.6043 | 0 | 928.6043 | 2823.1988 | 0 | 0 | NA | 94.11%
| 15 | 2 | 2017-02-17 15:00 | 852.5202 | 1699.8051 | 811.2739 | 364.4806 | 508.3064 | 858.4874 | 970.803 | 1695.3167 | 977.6436 | 429.2437 | 254.8059 | 224.9841 | 64.3449 | 839.2314 | 852.5202 | 508.3064 | 852.5202 | 1144 | 15 | 1 | 2017-01-17 15:00 | WEEKDAY | 23.9381 | 2.07 | 1014.62 | 984.1814 | 0 | 984.1814 | 2823.1988 | 0 | 0 | NA | 94.11%
| 16 | 2 | 2017-02-17 16:00 | 532.288 | 1455.0404 | 760.8436 | 486.5607 | 363.0292 | 734.8689 | 980.756 | 1486.941 | 982.5421 | 367.4344 | 163.4555 | 205.407 | 41.2766 | 723.8543 | 532.288 | 363.0292 | 532.288 | 1145 | 16 | 1 | 2017-01-17 16:00 | WEEKDAY | 24.8539 | 2.07 | 1025.21 | 990 | 0 | 990 | 2823.1988 | 0 | 0 | NA | 94.11%
| 17 | 2 | 2017-02-17 17:00 | 38.6924 | 640.1967 | 391.1632 | 58.7543 | 142.6121 | 323.3317 | 859.282 | 588.3519 | 833.5163 | 161.6658 | 41.9475 | 101.9646 | 10.5928 | 256.4637 | 38.6924 | 142.6121 | 38.6924 | 1146 | 17 | 1 | 2017-01-17 17:00 | WEEKDAY | 91.3016 | 17.14 | 896.382 | 869.4905 | 121 | 990.4905 | 2823.1988 | 0 | 0 | NA | 94.11%
| 18 | 2 | 2017-02-17 18:00 | 0 | 13.8176 | 1.9431 | 0 | 10.7486 | 6.9786 | 0 | 0 | 0 | 3.4893 | 8.3607 | 3.4559 | 2.1113 | 0 | 0 | 10.7486 | 0 | 1147 | 18 | 1 | 2017-01-17 18:00 | WEEKDAY | 34.8578 | 17.14 | 0 | 0 | 0 | 0 | 2698.4566 | 0 | 0 | NA | 89.95%
| 19 | 2 | 2017-02-17 19:00 | 0 | 0 | 0 | 0 | 0 | 0 | 0 | 0 | 0 | 0 | 0 | 0 | 0 | 0 | 0 | 0 | 0 | 1148 | 19 | 1 | 2017-01-17 19:00 | WEEKDAY | 32.6755 | 17.14 | 0 | 0 | 0 | 0 | 2698.4566 | 0 | 0 | NA | 89.95%
| 20 | 2 | 2017-02-17 20:00 | 0 | 0 | 0 | 0 | 0 | 0 | 0 | 0 | 0 | 0 | 0 | 0 | 0 | 0 | 0 | 0 | 0 | 1149 | 20 | 1 | 2017-01-17 20:00 | WEEKDAY | 27.0055 | 18.26 | 0 | 0 | 0 | 0 | 2698.4566 | 2472 | 200 | YES | 89.95%
| 21 | 2 | 2017-02-17 21:00 | 0 | 0 | 0 | 0 | 0 | 0 | 0 | 0 | 0 | 0 | 0 | 0 | 0 | 0 | 0 | 0 | 0 | 1150 | 21 | 1 | 2017-01-17 21:00 | WEEKDAY | 24.2693 | 18.26 | 0 | 0 | 0 | 0 | 2698.4566 | 2472 | 200 | YES | 89.95%
| 22 | 2 | 2017-02-17 22:00 | 0 | 0 | 0 | 0 | 0 | 0 | 0 | 0 | 0 | 0 | 0 | 0 | 0 | 0 | 0 | 0 | 0 | 1151 | 22 | 1 | 2017-01-17 22:00 | WEEKDAY | 23.6069 | 18.26 | 0 | 0 | 0 | 0 | 2698.4566 | 2472 | 200 | YES | 89.95%
| 23 | 2 | 2017-02-17 23:00 | 0 | 0 | 0 | 0 | 0 | 0 | 0 | 0 | 0 | 0 | 0 | 0 | 0 | 0 | 0 | 0 | 0 | 1152 | 23 | 1 | 2017-01-17 23:00 | WEEKDAY | 23.22 | 2.52 | 0 | 0 | 0 | 0 | 2698.4566 | 0 | 0 | NA | 89.95%
| 0 | 2 | 2017-02-18 | 0 | 0 | 0 | 0 | 0 | 0 | 0 | 0 | 0 | 0 | 0 | 0 | 0 | 0 | 0 | 0 | 0 | 1153 | 0 | 1 | 2017-01-18 | WEEKDAY | 22.1594 | 2.52 | 0 | 0 | 0 | 0 | 2698.4566 | 0 | 0 | NA | 89.95%
| 1 | 2 | 2017-02-18 01:00 | 0 | 0 | 0 | 0 | 0 | 0 | 0 | 0 | 0 | 0 | 0 | 0 | 0 | 0 | 0 | 0 | 0 | 1154 | 1 | 1 | 2017-01-18 01:00 | WEEKDAY | 22.2513 | 2.52 | 0 | 0 | 0 | 0 | 2698.4566 | 0 | 0 | NA | 89.95%
| 2 | 2 | 2017-02-18 02:00 | 0 | 0 | 0 | 0 | 0 | 0 | 0 | 0 | 0 | 0 | 0 | 0 | 0 | 0 | 0 | 0 | 0 | 1155 | 2 | 1 | 2017-01-18 02:00 | WEEKDAY | 22.1038 | 2.52 | 0 | 0 | 0 | 0 | 2698.4566 | 0 | 0 | NA | 89.95%
| 3 | 2 | 2017-02-18 03:00 | 0 | 0 | 0 | 0 | 0 | 0 | 0 | 0 | 0 | 0 | 0 | 0 | 0 | 0 | 0 | 0 | 0 | 1156 | 3 | 1 | 2017-01-18 03:00 | WEEKDAY | 22.0425 | 2.52 | 0 | 0 | 0 | 0 | 2698.4566 | 0 | 0 | NA | 89.95%
| 4 | 2 | 2017-02-18 04:00 | 0 | 0 | 0 | 0 | 0 | 0 | 0 | 0 | 0 | 0 | 0 | 0 | 0 | 0 | 0 | 0 | 0 | 1157 | 4 | 1 | 2017-01-18 04:00 | WEEKDAY | 22.0565 | 2.52 | 0 | 0 | 0 | 0 | 2698.4566 | 0 | 0 | NA | 89.95%
| 5 | 2 | 2017-02-18 05:00 | 0 | 0 | 0 | 0 | 0 | 0 | 0 | 0 | 0 | 0 | 0 | 0 | 0 | 0 | 0 | 0 | 0 | 1158 | 5 | 1 | 2017-01-18 05:00 | WEEKDAY | 22.4378 | 2.52 | 0 | 0 | 0 | 0 | 2698.4566 | 0 | 0 | NA | 89.95%
| 6 | 2 | 2017-02-18 06:00 | 3.5062 | 0 | 0 | 0 | 0 | 0 | 0 | 0 | 0 | 0 | 0 | 0 | 0 | 0 | 3.5062 | 0 | 3.5062 | 1159 | 6 | 1 | 2017-01-18 06:00 | WEEKDAY | 139.1694 | 17.63 | 0 | 0 | 0 | 0 | 2698.4566 | 2472 | 200 | YES | 89.95%
| 7 | 2 | 2017-02-18 07:00 | 392.2855 | 6.1453 | 0 | 7.3188 | 77.2437 | 3.1037 | 0 | 106.4919 | 0 | 1.5518 | 41.5291 | 11.4988 | 10.4871 | 0 | 392.2855 | 77.2437 | 392.2855 | 1160 | 7 | 1 | 2017-01-18 07:00 | WEEKDAY | 41.9724 | 17.63 | 0 | 0 | 0 | 0 | 2698.4566 | 2472 | 200 | YES | 89.95%
| 8 | 2 | 2017-02-18 08:00 | 817.6808 | 98.3604 | 204.6628 | 45.2483 | 365.4515 | 49.677 | 638.084 | 88.3278 | 590.1975 | 24.8385 | 529.8471 | 107.3165 | 133.7998 | 592.0189 | 817.6808 | 365.4515 | 817.6808 | 1161 | 8 | 1 | 2017-01-18 08:00 | WEEKDAY | 33.7054 | 17.63 | 663.546 | 643.6396 | 0 | 643.6396 | 2698.4566 | 2472 | 200 | YES | 89.95%
| 9 | 2 | 2017-02-18 09:00 | 876.9005 | 201.7844 | 395.203 | 86.3172 | 216.7673 | 101.9113 | 900.693 | 1101.1274 | 983.8031 | 50.9557 | 869.3591 | 193.6052 | 219.5351 | 581.4604 | 876.9005 | 216.7673 | 876.9005 | 1162 | 9 | 1 | 2017-01-18 09:00 | WEEKDAY | 35.1779 | 6.32 | 939.989 | 911.7893 | 0 | 911.7893 | 2698.4566 | 0 | 0 | NA | 89.95%
| 10 | 2 | 2017-02-18 10:00 | 865.2753 | 350.9324 | 293.8136 | 147.8301 | 343.1278 | 177.2386 | 945.023 | 1340.6928 | 740.6939 | 88.6193 | 914.3086 | 179.0282 | 230.886 | 760.7279 | 865.2753 | 343.1278 | 865.2753 | 1163 | 10 | 1 | 2017-01-18 10:00 | WEEKDAY | 37.7415 | 6.32 | 987.028 | 957.4172 | 0 | 957.4172 | 2698.4566 | 0 | 0 | NA | 89.95%
| 11 | 2 | 2017-02-18 11:00 | 826.8064 | 451.3081 | 376.0971 | 415.1972 | 522.7061 | 227.9334 | 898.447 | 1623.6931 | 783.1402 | 113.9667 | 889.0941 | 199.7321 | 224.5187 | 739.793 | 826.8064 | 522.7061 | 826.8064 | 1164 | 11 | 1 | 2017-01-18 11:00 | WEEKDAY | 31.0778 | 6.32 | 937.578 | 909.4507 | 0 | 909.4507 | 2698.4566 | 0 | 0 | NA | 89.95%
| 12 | 2 | 2017-02-18 12:00 | 820.747 | 510.3342 | 481.7802 | 600.7827 | 1414.4208 | 257.7445 | 854.771 | 1541.3424 | 803.677 | 128.8723 | 851.0452 | 193.12 | 214.9104 | 761.884 | 820.747 | 1414.4208 | 820.747 | 1165 | 12 | 1 | 2017-01-18 12:00 | WEEKDAY | 27.0167 | 6.32 | 891.326 | 864.5862 | 0 | 864.5862 | 2698.4566 | 0 | 0 | NA | 89.95%
| 13 | 2 | 2017-02-18 13:00 | 841.8889 | 494.7258 | 717.1787 | 801.908 | 1462.2608 | 249.8615 | 853.861 | 1510.1242 | 864.982 | 124.9308 | 810.2318 | 204.0866 | 204.604 | 555.6927 | 841.8889 | 1462.2608 | 841.8889 | 1166 | 13 | 1 | 2017-01-18 13:00 | WEEKDAY | 27.1196 | 6.32 | 890.418 | 863.7055 | 0 | 863.7055 | 2698.4566 | 0 | 0 | NA | 89.95%
| 14 | 2 | 2017-02-18 14:00 | 876.4776 | 419.3122 | 394.1222 | 723.5179 | 1469.9115 | 211.7738 | 884.136 | 1627.8457 | 668.4212 | 105.8869 | 775.2591 | 202.8872 | 195.7725 | 565.1627 | 876.4776 | 1469.9115 | 876.4776 | 1167 | 14 | 1 | 2017-01-18 14:00 | WEEKDAY | 24.4252 | 2.07 | 922.448 | 894.7746 | 0 | 894.7746 | 2698.4566 | 0 | 0 | NA | 89.95%
| 15 | 2 | 2017-02-18 15:00 | 828.9743 | 314.4714 | 725.9124 | 265.7616 | 1664.0234 | 158.8239 | 927.62 | 1598.2238 | 990 | 79.412 | 749.9192 | 216.8584 | 189.3735 | 425.3311 | 828.9743 | 1664.0234 | 828.9743 | 1168 | 15 | 1 | 2017-01-18 15:00 | WEEKDAY | 23.8101 | 2.07 | 968.552 | 939.4954 | 0 | 939.4954 | 2698.4566 | 0 | 0 | NA | 89.95%
| 16 | 2 | 2017-02-18 16:00 | 516.4447 | 206.6229 | 478.0408 | 408.8986 | 1588.5367 | 104.355 | 712.383 | 1514.2743 | 990.2381 | 52.1775 | 691.6698 | 204.2323 | 174.6641 | 430.5509 | 516.4447 | 1588.5367 | 516.4447 | 1169 | 16 | 1 | 2017-01-18 16:00 | WEEKDAY | 23.9743 | 2.07 | 741.377 | 719.1357 | 100 | 819.1357 | 2698.4566 | 0 | 0 | NA | 89.95%
| 17 | 2 | 2017-02-18 17:00 | 35.6704 | 87.4858 | 187.7595 | 213.4758 | 791.4226 | 44.1848 | 477.539 | 587.4623 | 989.5048 | 22.0924 | 311.3636 | 103.1675 | 78.6272 | 228.4772 | 35.6704 | 791.4226 | 35.6704 | 1170 | 17 | 1 | 2017-01-18 17:00 | WEEKDAY | 26.5518 | 17.14 | 496.126 | 481.2422 | 0 | 481.2422 | 2595.3638 | 0 | 0 | NA | 86.51%
| 18 | 2 | 2017-02-18 18:00 | 0 | 0 | 0 | 0 | 27.1245 | 0 | 0 | 0 | 0 | 0 | 17.937 | 4.4127 | 4.5295 | 0 | 0 | 27.1245 | 0 | 1171 | 18 | 1 | 2017-01-18 18:00 | WEEKDAY | 27.6346 | 17.14 | 0 | 0 | 0 | 0 | 2595.3638 | 0 | 0 | NA | 86.51%
| 19 | 2 | 2017-02-18 19:00 | 0 | 0 | 0 | 0 | 0 | 0 | 0 | 0 | 0 | 0 | 0 | 0 | 0 | 0 | 0 | 0 | 0 | 1172 | 19 | 1 | 2017-01-18 19:00 | WEEKDAY | 25.2129 | 17.14 | 0 | 0 | 0 | 0 | 2595.3638 | 0 | 0 | NA | 86.51%
| 20 | 2 | 2017-02-18 20:00 | 0 | 0 | 0 | 0 | 0 | 0 | 0 | 0 | 0 | 0 | 0 | 0 | 0 | 0 | 0 | 0 | 0 | 1173 | 20 | 1 | 2017-01-18 20:00 | WEEKDAY | 24.2471 | 18.26 | 0 | 0 | 0 | 0 | 2595.3638 | 2472 | 200 | YES | 86.51%
| 21 | 2 | 2017-02-18 21:00 | 0 | 0 | 0 | 0 | 0 | 0 | 0 | 0 | 0 | 0 | 0 | 0 | 0 | 0 | 0 | 0 | 0 | 1174 | 21 | 1 | 2017-01-18 21:00 | WEEKDAY | 22.2708 | 18.26 | 0 | 0 | 0 | 0 | 2595.3638 | 2472 | 200 | YES | 86.51%
| 22 | 2 | 2017-02-18 22:00 | 0 | 0 | 0 | 0 | 0 | 0 | 0 | 0 | 0 | 0 | 0 | 0 | 0 | 0 | 0 | 0 | 0 | 1175 | 22 | 1 | 2017-01-18 22:00 | WEEKDAY | 22.1483 | 18.26 | 0 | 0 | 0 | 0 | 2595.3638 | 2472 | 200 | YES | 86.51%
| 23 | 2 | 2017-02-18 23:00 | 0 | 0 | 0 | 0 | 0 | 0 | 0 | 0 | 0 | 0 | 0 | 0 | 0 | 0 | 0 | 0 | 0 | 1176 | 23 | 1 | 2017-01-18 23:00 | WEEKDAY | 21.9117 | 2.52 | 0 | 0 | 0 | 0 | 2595.3638 | 0 | 0 | NA | 86.51%
| 0 | 2 | 2017-02-19 | 0 | 0 | 0 | 0 | 0 | 0 | 0 | 0 | 0 | 0 | 0 | 0 | 0 | 0 | 0 | 0 | 0 | 1177 | 0 | 1 | 2017-01-19 | WEEKDAY | 21.7781 | 2.52 | 0 | 0 | 0 | 0 | 2595.3638 | 0 | 0 | NA | 86.51%
| 1 | 2 | 2017-02-19 01:00 | 0 | 0 | 0 | 0 | 0 | 0 | 0 | 0 | 0 | 0 | 0 | 0 | 0 | 0 | 0 | 0 | 0 | 1178 | 1 | 1 | 2017-01-19 01:00 | WEEKDAY | 20.7788 | 2.52 | 0 | 0 | 0 | 0 | 2595.3638 | 0 | 0 | NA | 86.51%
| 2 | 2 | 2017-02-19 02:00 | 0 | 0 | 0 | 0 | 0 | 0 | 0 | 0 | 0 | 0 | 0 | 0 | 0 | 0 | 0 | 0 | 0 | 1179 | 2 | 1 | 2017-01-19 02:00 | WEEKDAY | 20.2667 | 2.52 | 0 | 0 | 0 | 0 | 2595.3638 | 0 | 0 | NA | 86.51%
| 3 | 2 | 2017-02-19 03:00 | 0 | 0 | 0 | 0 | 0 | 0 | 0 | 0 | 0 | 0 | 0 | 0 | 0 | 0 | 0 | 0 | 0 | 1180 | 3 | 1 | 2017-01-19 03:00 | WEEKDAY | 20.108 | 2.52 | 0 | 0 | 0 | 0 | 2595.3638 | 0 | 0 | NA | 86.51%
| 4 | 2 | 2017-02-19 04:00 | 0 | 0 | 0 | 0 | 0 | 0 | 0 | 0 | 0 | 0 | 0 | 0 | 0 | 0 | 0 | 0 | 0 | 1181 | 4 | 1 | 2017-01-19 04:00 | WEEKDAY | 20.6257 | 2.52 | 0 | 0 | 0 | 0 | 2595.3638 | 0 | 0 | NA | 86.51%
| 5 | 2 | 2017-02-19 05:00 | 0 | 0 | 0 | 0 | 0 | 0 | 0 | 0 | 0 | 0 | 0 | 0 | 0 | 0 | 0 | 0 | 0 | 1182 | 5 | 1 | 2017-01-19 05:00 | WEEKDAY | 21.9535 | 2.52 | 0 | 0 | 0 | 0 | 2595.3638 | 0 | 0 | NA | 86.51%
| 6 | 2 | 2017-02-19 06:00 | 0 | 0 | 0 | 0 | 0 | 0 | 0 | 0 | 0 | 0 | 0 | 0 | 0 | 0 | 0 | 0 | 0 | 1183 | 6 | 1 | 2017-01-19 06:00 | WEEKDAY | 27.5093 | 17.63 | 0 | 0 | 0 | 0 | 2595.3638 | 2472 | 200 | YES | 86.51%
| 7 | 2 | 2017-02-19 07:00 | 58.0009 | 17.1333 | 0 | 25.6739 | 121.3216 | 8.6532 | 0 | 111.7127 | 0 | 4.3266 | 38.9695 | 8.4469 | 9.8408 | 0 | 58.0009 | 121.3216 | 58.0009 | 1184 | 7 | 1 | 2017-01-19 07:00 | WEEKDAY | 25.2018 | 17.63 | 0 | 0 | 0 | 0 | 2595.3638 | 2472 | 200 | YES | 86.51%
| 8 | 2 | 2017-02-19 08:00 | 118.2153 | 80.3713 | 87.5968 | 242.5024 | 907.2228 | 40.5916 | 632.74 | 1086.3083 | 0 | 20.2958 | 427.9531 | 116.5145 | 108.069 | 611.0422 | 118.2153 | 907.2228 | 118.2153 | 1185 | 8 | 1 | 2017-01-19 08:00 | WEEKDAY | 23.6096 | 17.63 | 658.045 | 638.3036 | 0 | 638.3036 | 2595.3638 | 2472 | 200 | YES | 86.51%
| 9 | 2 | 2017-02-19 09:00 | 167.5681 | 214.5241 | 57.1053 | 624.6605 | 1490.9062 | 108.3455 | 908.045 | 1534.6104 | 990 | 54.1728 | 711.4615 | 196.3352 | 179.662 | 662.7649 | 167.5681 | 1490.9062 | 167.5681 | 1186 | 9 | 1 | 2017-01-19 09:00 | WEEKDAY | 27.8628 | 6.32 | 947.985 | 919.5454 | 0 | 919.5454 | 2595.3638 | 0 | 0 | NA | 86.51%
| 10 | 2 | 2017-02-19 10:00 | 214.1735 | 321.6752 | 119.3134 | 821.8599 | 914.3281 | 162.4622 | 939.893 | 1669.1527 | 407.5445 | 81.2311 | 582.9063 | 200.9242 | 147.1986 | 779.6387 | 214.1735 | 914.3281 | 214.1735 | 1187 | 10 | 1 | 2017-01-19 10:00 | WEEKDAY | 23.2422 | 6.32 | 981.713 | 952.2616 | 0 | 952.2616 | 2595.3638 | 0 | 0 | NA | 86.51%
| 11 | 2 | 2017-02-19 11:00 | 208.162 | 429.9429 | 136.9748 | 779.7773 | 787.0858 | 217.1429 | 892.17 | 1618.0117 | 304.8012 | 108.5714 | 705.4493 | 199.1348 | 178.1438 | 766.4499 | 208.162 | 787.0858 | 208.162 | 1188 | 11 | 1 | 2017-01-19 11:00 | WEEKDAY | 22.1622 | 6.32 | 931.043 | 903.1117 | 0 | 903.1117 | 2595.3638 | 0 | 0 | NA | 86.51%
| 12 | 2 | 2017-02-19 12:00 | 211.4204 | 488.7706 | 155.9874 | 777.2399 | 646.5074 | 246.8539 | 847.284 | 1565.5122 | 416.196 | 123.4269 | 731.823 | 195.6988 | 184.8038 | 799.5853 | 211.4204 | 646.5074 | 211.4204 | 1189 | 12 | 1 | 2017-01-19 12:00 | WEEKDAY | 21.7586 | 6.32 | 883.506 | 857.0008 | 0 | 857.0008 | 2595.3638 | 0 | 0 | NA | 86.51%
| 13 | 2 | 2017-02-19 13:00 | 184.0071 | 473.5416 | 152.1479 | 629.4971 | 648.7299 | 239.1624 | 834.477 | 1416.7049 | 241.8676 | 119.5812 | 473.5492 | 195.8976 | 119.5831 | 755.5087 | 184.0071 | 648.7299 | 184.0071 | 1190 | 13 | 1 | 2017-01-19 13:00 | WEEKDAY | 21.4079 | 6.32 | 869.946 | 843.8476 | 0 | 843.8476 | 2595.3638 | 0 | 0 | NA | 86.51%
| 14 | 2 | 2017-02-19 14:00 | 142.4903 | 398.1743 | 189.9548 | 604.4716 | 592.7306 | 201.0981 | 862.725 | 1292.5412 | 989.5961 | 100.5491 | 582.425 | 195.6641 | 147.077 | 726.1814 | 142.4903 | 592.7306 | 142.4903 | 1191 | 14 | 1 | 2017-01-19 14:00 | WEEKDAY | 22.3376 | 2.07 | 899.791 | 872.7973 | 117 | 989.7973 | 2595.3638 | 0 | 0 | NA | 86.51%
| 15 | 2 | 2017-02-19 15:00 | 82.1092 | 286.8399 | 250.8368 | 257.8642 | 563.9317 | 144.8687 | 907.752 | 1098.354 | 990.0887 | 72.4343 | 655.507 | 192.6212 | 165.5321 | 794.2424 | 82.1092 | 563.9317 | 82.1092 | 1192 | 15 | 1 | 2017-01-19 15:00 | WEEKDAY | 21.6055 | 2.07 | 947.47 | 919.0459 | 71 | 990.0459 | 2474.7452 | 0 | 0 | NA | 82.49%
| 16 | 2 | 2017-02-19 16:00 | 44.4991 | 172.3396 | 96.0291 | 514.1507 | 322.974 | 87.0402 | 909.941 | 1098.0466 | 990.4429 | 43.5201 | 714.5637 | 198.6704 | 180.4454 | 638.6093 | 44.4991 | 322.974 | 44.4991 | 1193 | 16 | 1 | 2017-01-19 16:00 | WEEKDAY | 22.6939 | 2.07 | 949.769 | 921.2759 | 69 | 990.2759 | 2401.5493 | 0 | 0 | NA | 80.05%
| 17 | 2 | 2017-02-19 17:00 | 2.191 | 84.3248 | 251.8971 | 171.7476 | 388.1138 | 42.5883 | 301.791 | 316.3795 | 563.7262 | 21.2941 | 400.5456 | 99.2438 | 101.1479 | 124.8874 | 2.191 | 388.1138 | 2.191 | 1194 | 17 | 1 | 2017-01-19 17:00 | WEEKDAY | 24.6813 | 17.14 | 314.225 | 0 | 0 | 0 | 2330.4153 | 0 | 0 | NA | 77.68%
| 18 | 2 | 2017-02-19 18:00 | 0 | 1.5099 | 0 | 0 | 29.9164 | 0.76257 | 0 | 0 | 0 | 0.38128 | 23.7969 | 4.2199 | 6.0093 | 0 | 0 | 29.9164 | 0 | 1195 | 18 | 1 | 2017-01-19 18:00 | WEEKDAY | 28.9623 | 17.14 | 0 | 0 | 0 | 0 | 2644.6403 | 0 | 0 | NA | 88.15%
| 19 | 2 | 2017-02-19 19:00 | 0 | 0 | 0 | 0 | 0 | 0 | 0 | 0 | 0 | 0 | 0 | 0 | 0 | 0 | 0 | 0 | 0 | 1196 | 19 | 1 | 2017-01-19 19:00 | WEEKDAY | 24.222 | 17.14 | 0 | 0 | 0 | 0 | 2644.6403 | 0 | 0 | NA | 88.15%
| 20 | 2 | 2017-02-19 20:00 | 0 | 0 | 0 | 0 | 0 | 0 | 0 | 0 | 0 | 0 | 0 | 0 | 0 | 0 | 0 | 0 | 0 | 1197 | 20 | 1 | 2017-01-19 20:00 | WEEKDAY | 24.1107 | 18.26 | 0 | 0 | 0 | 0 | 2644.6403 | 2472 | 200 | YES | 88.15%
| 21 | 2 | 2017-02-19 21:00 | 0 | 0 | 0 | 0 | 0 | 0 | 0 | 0 | 0 | 0 | 0 | 0 | 0 | 0 | 0 | 0 | 0 | 1198 | 21 | 1 | 2017-01-19 21:00 | WEEKDAY | 23.3898 | 18.26 | 0 | 0 | 0 | 0 | 2644.6403 | 2472 | 200 | YES | 88.15%
| 22 | 2 | 2017-02-19 22:00 | 0 | 0 | 0 | 0 | 0 | 0 | 0 | 0 | 0 | 0 | 0 | 0 | 0 | 0 | 0 | 0 | 0 | 1199 | 22 | 1 | 2017-01-19 22:00 | WEEKDAY | 21.085 | 18.26 | 0 | 0 | 970 | 970 | 2644.6403 | 2472 | 200 | YES | 88.15%
| 23 | 2 | 2017-02-19 23:00 | 0 | 0 | 0 | 0 | 0 | 0 | 0 | 0 | 0 | 0 | 0 | 0 | 0 | 0 | 0 | 0 | 0 | 1200 | 23 | 1 | 2017-01-19 23:00 | WEEKDAY | 18.5938 | 2.52 | 0 | 0 | 0 | 0 | 1644.6403 | 0 | 0 | NA | 54.82%
| 0 | 2 | 2017-02-20 | 0 | 0 | 0 | 0 | 0 | 0 | 0 | 0 | 0 | 0 | 0 | 0 | 0 | 0 | 0 | 0 | 0 | 1201 | 0 | 1 | 2017-01-20 | WEEKDAY | 16.6398 | 2.52 | 0 | 0 | 0 | 0 | 1644.6403 | 0 | 0 | NA | 54.82%
| 1 | 2 | 2017-02-20 01:00 | 0 | 0 | 0 | 0 | 0 | 0 | 0 | 0 | 0 | 0 | 0 | 0 | 0 | 0 | 0 | 0 | 0 | 1202 | 1 | 1 | 2017-01-20 01:00 | WEEKDAY | 13.5696 | 2.52 | 0 | 0 | 0 | 0 | 1644.6403 | 0 | 0 | NA | 54.82%
| 2 | 2 | 2017-02-20 02:00 | 0 | 0 | 0 | 0 | 0 | 0 | 0 | 0 | 0 | 0 | 0 | 0 | 0 | 0 | 0 | 0 | 0 | 1203 | 2 | 1 | 2017-01-20 02:00 | WEEKDAY | 13.8813 | 2.52 | 0 | 0 | 0 | 0 | 1644.6403 | 0 | 0 | NA | 54.82%
| 3 | 2 | 2017-02-20 03:00 | 0 | 0 | 0 | 0 | 0 | 0 | 0 | 0 | -970 | 0 | 0 | 0 | 0 | 0 | 0 | 0 | 0 | 1204 | 3 | 1 | 2017-01-20 03:00 | WEEKDAY | 13.4582 | 2.52 | 0 | 0 | -970 | -970 | 1644.6403 | 0 | 0 | NA | 54.82%
| 4 | 2 | 2017-02-20 04:00 | 0 | 0 | 0 | 0 | 0 | 0 | 0 | 0 | -970 | 0 | 0 | 0 | 0 | 0 | 0 | 0 | 0 | 1205 | 4 | 1 | 2017-01-20 04:00 | WEEKDAY | 15.5737 | 2.52 | 0 | 0 | -400 | -400 | 2585.5403 | 0 | 0 | NA | 86.18%
| 5 | 2 | 2017-02-20 05:00 | 0 | 0 | 0 | 0 | 0 | 0 | 0 | 0 | 0 | 0 | 0 | 0 | 0 | 0 | 0 | 0 | 0 | 1206 | 5 | 1 | 2017-01-20 05:00 | WEEKDAY | 21.085 | 2.52 | 0 | 0 | 0 | 0 | 2973.5403 | 0 | 0 | NA | 99.12%
| 6 | 2 | 2017-02-20 06:00 | 5.1062 | 0 | 0 | 0 | 0 | 0 | 0 | 0 | 0 | 0 | 0 | 0 | 0 | 0 | 5.1062 | 0 | 5.1062 | 1207 | 6 | 1 | 2017-01-20 06:00 | WEEKDAY | 22.9945 | 17.63 | 0 | 0 | 0 | 0 | 2973.5403 | 2472 | 200 | YES | 99.12%
| 7 | 2 | 2017-02-20 07:00 | 396.738 | 10.411 | 0 | 64.5833 | 145.4944 | 5.2581 | 0 | 121.1682 | 0 | 2.629 | 51.1916 | 2.2639 | 12.9272 | 0 | 396.738 | 145.4944 | 396.738 | 1208 | 7 | 1 | 2017-01-20 07:00 | WEEKDAY | 22.3654 | 17.63 | 0 | 0 | 0 | 0 | 2973.5403 | 2472 | 200 | YES | 99.12%
| 8 | 2 | 2017-02-20 08:00 | 830.4804 | 74.3793 | 44.8212 | 394.1156 | 342.5536 | 37.5653 | 156.356 | 80.1717 | 0 | 18.7827 | 567.5367 | 22.203 | 143.3173 | 595.7352 | 830.4804 | 342.5536 | 830.4804 | 1209 | 8 | 1 | 2017-01-20 08:00 | WEEKDAY | 23.6096 | 17.63 | 164.866 | 159.92 | 0 | 159.92 | 2973.5403 | 2472 | 200 | YES | 99.12%
| 9 | 2 | 2017-02-20 09:00 | 911.0186 | 600.3173 | 87.2826 | 689.57 | 900.4601 | 303.1905 | 278.025 | 716.2698 | 0 | 151.5953 | 859.5094 | 62.2207 | 217.0478 | 484.9506 | 911.0186 | 900.4601 | 911.0186 | 1210 | 9 | 1 | 2017-01-20 09:00 | WEEKDAY | 24.1051 | 6.32 | 289.741 | 281.0488 | 0 | 281.0488 | 2973.5403 | 0 | 0 | NA | 99.12%
| 10 | 2 | 2017-02-20 10:00 | 876.616 | 886.1571 | 90.8326 | 757.6058 | 933.7715 | 447.5541 | 561.057 | 942.2844 | 439.3605 | 223.777 | 902.9916 | 34.0823 | 228.0282 | 257.1027 | 876.616 | 933.7715 | 876.616 | 1211 | 10 | 1 | 2017-01-20 10:00 | WEEKDAY | 22.4183 | 6.32 | 582.928 | 565.4402 | 0 | 565.4402 | 2973.5403 | 0 | 0 | NA | 99.12%
| 11 | 2 | 2017-02-20 11:00 | 829.9833 | 1200.8216 | 122.5327 | 591.7001 | 1173.3714 | 606.4756 | 594.295 | 733.3271 | 980.3887 | 303.2378 | 871.0516 | 84.9801 | 219.9625 | 742.2383 | 829.9833 | 1173.3714 | 829.9833 | 1212 | 11 | 1 | 2017-01-20 11:00 | WEEKDAY | 19.7294 | 6.32 | 617.596 | 599.0681 | 0 | 599.0681 | 2973.5403 | 0 | 0 | NA | 99.12%
| 12 | 2 | 2017-02-20 12:00 | 822.4515 | 931.2217 | 141.5465 | 657.1037 | 1391.8857 | 470.314 | 599.77 | 680.9356 | 909.8658 | 235.157 | 844.1495 | 136.2549 | 213.1691 | 781.7823 | 822.4515 | 1391.8857 | 822.4515 | 1213 | 12 | 1 | 2017-01-20 12:00 | WEEKDAY | 18.7942 | 6.32 | 623.295 | 604.5961 | 0 | 604.5961 | 2973.5403 | 0 | 0 | NA | 99.12%
| 13 | 2 | 2017-02-20 13:00 | 826.9789 | 1269.5453 | 138.7221 | 517.1585 | 1736.1014 | 641.1845 | 836.668 | 407.4279 | 901.5461 | 320.5922 | 853.5403 | 180.3021 | 215.5405 | 795.3917 | 826.9789 | 1736.1014 | 826.9789 | 1214 | 13 | 1 | 2017-01-20 13:00 | WEEKDAY | 17.3607 | 6.32 | 872.154 | 845.9894 | 0 | 845.9894 | 2973.5403 | 0 | 0 | NA | 99.12%
| 14 | 2 | 2017-02-20 14:00 | 903.8494 | 1425.7438 | 162.6027 | 397.0529 | 1715.6691 | 720.0726 | 866.467 | 905.2765 | 761.6615 | 360.0363 | 888.9954 | 55.5245 | 224.4938 | 761.8078 | 903.8494 | 1715.6691 | 903.8494 | 1215 | 14 | 1 | 2017-01-20 14:00 | WEEKDAY | 16.5813 | 2.07 | 903.66 | 876.5502 | 0 | 876.5502 | 2973.5403 | 0 | 0 | NA | 99.12%
| 15 | 2 | 2017-02-20 15:00 | 849.4701 | 1183.8168 | 146.9264 | 623.4743 | 1852.3019 | 597.8872 | 906.112 | 557.6386 | 989.5333 | 298.9436 | 918.9645 | 105.329 | 232.0617 | 741.4442 | 849.4701 | 1852.3019 | 849.4701 | 1216 | 15 | 1 | 2017-01-20 15:00 | WEEKDAY | 16.5841 | 2.07 | 945.615 | 917.2465 | 73 | 990.2465 | 2973.5403 | 0 | 0 | NA | 99.12%
| 16 | 2 | 2017-02-20 16:00 | 542.5322 | 623.0072 | 254.4372 | 431.9706 | 1664.2526 | 314.6501 | 917.963 | 479.0081 | 990.2922 | 157.3251 | 858.5844 | 64.797 | 216.8142 | 211.6707 | 542.5322 | 1664.2526 | 542.5322 | 1217 | 16 | 1 | 2017-01-20 16:00 | WEEKDAY | 19.8853 | 2.07 | 958.213 | 929.4666 | 61 | 990.4666 | 2898.2826 | 0 | 0 | NA | 96.61%
| 17 | 2 | 2017-02-20 17:00 | 38.2802 | 78.4023 | 37.4128 | 148.7006 | 837.573 | 39.5971 | 798.931 | 187.0073 | 613.1593 | 19.7986 | 482.5232 | 63.8397 | 121.8493 | 196.3326 | 38.2802 | 837.573 | 38.2802 | 1218 | 17 | 1 | 2017-01-20 17:00 | WEEKDAY | 23.721 | 17.14 | 832.351 | 807.3805 | 0 | 807.3805 | 2835.396 | 0 | 0 | NA | 94.51%
| 18 | 2 | 2017-02-20 18:00 | 0 | 0 | 0 | 0 | 34.7531 | 0 | 0 | 0 | 508.0899 | 0 | 30.27 | 4.3565 | 7.6439 | 0 | 0 | 34.7531 | 0 | 1219 | 18 | 1 | 2017-01-20 18:00 | WEEKDAY | 24.7342 | 17.14 | 0 | 0 | 0 | 0 | 2835.396 | 0 | 0 | NA | 94.51%
| 19 | 2 | 2017-02-20 19:00 | 0 | 0 | 0 | 0 | 0 | 0 | 0 | 0 | 0 | 0 | 0 | 0 | 0 | 0 | 0 | 0 | 0 | 1220 | 19 | 1 | 2017-01-20 19:00 | WEEKDAY | 26.5713 | 17.14 | 0 | 0 | 0 | 0 | 2835.396 | 0 | 0 | NA | 94.51%
| 20 | 2 | 2017-02-20 20:00 | 0 | 0 | 0 | 0 | 0 | 0 | 0 | 0 | 0 | 0 | 0 | 0 | 0 | 0 | 0 | 0 | 0 | 1221 | 20 | 1 | 2017-01-20 20:00 | WEEKDAY | 25.7168 | 18.26 | 0 | 0 | 0 | 0 | 2835.396 | 2472 | 200 | YES | 94.51%
| 21 | 2 | 2017-02-20 21:00 | 0 | 0 | 0 | 0 | 0 | 0 | 0 | 0 | 0 | 0 | 0 | 0 | 0 | 0 | 0 | 0 | 0 | 1222 | 21 | 1 | 2017-01-20 21:00 | WEEKDAY | 26.8747 | 18.26 | 0 | 0 | 0 | 0 | 2835.396 | 2472 | 200 | YES | 94.51%
| 22 | 2 | 2017-02-20 22:00 | 0 | 0 | 0 | 0 | 0 | 0 | 0 | 0 | 0 | 0 | 0 | 0 | 0 | 0 | 0 | 0 | 0 | 1223 | 22 | 1 | 2017-01-20 22:00 | WEEKDAY | 95.9973 | 18.26 | 0 | 0 | 0 | 0 | 2835.396 | 2472 | 200 | YES | 94.51%
| 23 | 2 | 2017-02-20 23:00 | 0 | 0 | 0 | 0 | 0 | 0 | 0 | 0 | 0 | 0 | 0 | 0 | 0 | 0 | 0 | 0 | 0 | 1224 | 23 | 1 | 2017-01-20 23:00 | WEEKDAY | 24.7731 | 2.52 | 0 | 0 | 0 | 0 | 2835.396 | 0 | 0 | NA | 94.51%
| 0 | 2 | 2017-02-21 | 0 | 0 | 0 | 0 | 0 | 0 | 0 | 0 | 0 | 0 | 0 | 0 | 0 | 0 | 0 | 0 | 0 | 1225 | 0 | 1 | 2017-01-21 | WEEKEND | 25.3104 | 2.52 | 0 | 0 | 0 | 0 | 2835.396 | 0 | 0 | NA | 94.51%
| 1 | 2 | 2017-02-21 01:00 | 0 | 0 | 0 | 0 | 0 | 0 | 0 | 0 | 0 | 0 | 0 | 0 | 0 | 0 | 0 | 0 | 0 | 1226 | 1 | 1 | 2017-01-21 01:00 | WEEKEND | 25.3271 | 2.52 | 0 | 0 | 0 | 0 | 2835.396 | 0 | 0 | NA | 94.51%
| 2 | 2 | 2017-02-21 02:00 | 0 | 0 | 0 | 0 | 0 | 0 | 0 | 0 | 0 | 0 | 0 | 0 | 0 | 0 | 0 | 0 | 0 | 1227 | 2 | 1 | 2017-01-21 02:00 | WEEKEND | 24.3139 | 2.52 | 0 | 0 | 0 | 0 | 2835.396 | 0 | 0 | NA | 94.51%
| 3 | 2 | 2017-02-21 03:00 | 0 | 0 | 0 | 0 | 0 | 0 | 0 | 0 | 0 | 0 | 0 | 0 | 0 | 0 | 0 | 0 | 0 | 1228 | 3 | 1 | 2017-01-21 03:00 | WEEKEND | 24.1107 | 2.52 | 0 | 0 | 0 | 0 | 2835.396 | 0 | 0 | NA | 94.51%
| 4 | 2 | 2017-02-21 04:00 | 0 | 0 | 0 | 0 | 0 | 0 | 0 | 0 | 0 | 0 | 0 | 0 | 0 | 0 | 0 | 0 | 0 | 1229 | 4 | 1 | 2017-01-21 04:00 | WEEKEND | 24.2777 | 2.52 | 0 | 0 | 0 | 0 | 2835.396 | 0 | 0 | NA | 94.51%
| 5 | 2 | 2017-02-21 05:00 | 0 | 0 | 0 | 0 | 0 | 0 | 0 | 0 | 0 | 0 | 0 | 0 | 0 | 0 | 0 | 0 | 0 | 1230 | 5 | 1 | 2017-01-21 05:00 | WEEKEND | 25.2185 | 2.52 | 0 | 0 | 0 | 0 | 2835.396 | 0 | 0 | NA | 94.51%
| 6 | 2 | 2017-02-21 06:00 | 7.9981 | 0 | 0 | 0 | 0 | 0 | 0 | 0 | 0 | 0 | 0 | 0 | 0 | 0 | 7.9981 | 0 | 7.9981 | 1231 | 6 | 1 | 2017-01-21 06:00 | WEEKEND | 161.6796 | 2.52 | 0 | 0 | 0 | 0 | 2835.396 | 0 | 0 | NA | 94.51%
| 7 | 2 | 2017-02-21 07:00 | 305.4968 | 12.6185 | 0.18483 | 13.5275 | 206.4205 | 6.373 | 0 | 180.7457 | 0 | 3.1865 | 43.4271 | 5.4077 | 10.9664 | 0 | 305.4968 | 206.4205 | 305.4968 | 1232 | 7 | 1 | 2017-01-21 07:00 | WEEKEND | 32.8369 | 2.52 | 0 | 0 | 0 | 0 | 2835.396 | 0 | 0 | NA | 94.51%
| 8 | 2 | 2017-02-21 08:00 | 471.1673 | 70.0524 | 270.4633 | 78.3941 | 1363.5657 | 35.38 | 652.781 | 1175.0807 | 524.8903 | 17.69 | 526.402 | 119.5832 | 132.9298 | 671.8342 | 471.1673 | 1363.5657 | 471.1673 | 1233 | 8 | 1 | 2017-01-21 08:00 | WEEKEND | 102.16 | 2.52 | 678.891 | 658.5243 | 0 | 658.5243 | 2835.396 | 0 | 0 | NA | 94.51%
| 9 | 2 | 2017-02-21 09:00 | 372.7042 | 149.9689 | 156.609 | 140.9003 | 1666.8699 | 75.7419 | 883.483 | 1574.5778 | 990.0088 | 37.8709 | 833.3454 | 190.5506 | 210.4408 | 850.637 | 372.7042 | 1666.8699 | 372.7042 | 1234 | 9 | 1 | 2017-01-21 09:00 | WEEKEND | 265.3984 | 2.52 | 921.626 | 893.9772 | 96 | 989.9772 | 2835.396 | 0 | 0 | NA | 94.51%
| 10 | 2 | 2017-02-21 10:00 | 209.9092 | 277.2085 | 263.8283 | 192.1557 | 1809.6066 | 140.0043 | 903.045 | 1606.6957 | 720.1338 | 70.0021 | 899.6567 | 205.8585 | 227.186 | 809.6079 | 209.9092 | 1809.6066 | 209.9092 | 1235 | 10 | 1 | 2017-01-21 10:00 | WEEKEND | 27.2783 | 2.52 | 942.24 | 913.9728 | 0 | 913.9728 | 2736.4269 | 0 | 0 | NA | 91.21%
| 11 | 2 | 2017-02-21 11:00 | 180.4377 | 366.1411 | 508.6134 | 242.5817 | 1755.1552 | 184.9197 | 859.528 | 1560.2922 | 868.6563 | 92.4599 | 873.4882 | 204.063 | 220.5778 | 787.25 | 180.4377 | 1755.1552 | 180.4377 | 1236 | 11 | 1 | 2017-01-21 11:00 | WEEKEND | 26.5323 | 2.52 | 896.128 | 869.2442 | 0 | 869.2442 | 2736.4269 | 0 | 0 | NA | 91.21%
| 12 | 2 | 2017-02-21 12:00 | 265.1315 | 496.4777 | 404.7005 | 269.6786 | 1716.1029 | 250.7463 | 820.567 | 1475.5762 | 839.4836 | 125.3732 | 848.2047 | 199.2972 | 214.1931 | 766.1528 | 265.1315 | 1716.1029 | 265.1315 | 1237 | 12 | 1 | 2017-01-21 12:00 | WEEKEND | 23.927 | 2.52 | 854.944 | 829.2957 | 0 | 829.2957 | 2736.4269 | 0 | 0 | NA | 91.21%
| 13 | 2 | 2017-02-21 13:00 | 478.0669 | 1232.3251 | 447.6072 | 259.0524 | 1696.0543 | 622.3864 | 809.626 | 1459.9161 | 899.2414 | 311.1932 | 847.4675 | 200.1411 | 214.007 | 791.9443 | 478.0669 | 1696.0543 | 478.0669 | 1238 | 13 | 1 | 2017-01-21 13:00 | WEEKEND | 20.7009 | 2.52 | 843.381 | 818.0796 | 0 | 818.0796 | 2736.4269 | 0 | 0 | NA | 91.21%
| 14 | 2 | 2017-02-21 14:00 | 797.7202 | 404.1335 | 231.2456 | 220.1357 | 1755.3642 | 204.1078 | 835.77 | 1505.6145 | 958.7402 | 102.0539 | 870.5982 | 203.1333 | 219.848 | 705.772 | 797.7202 | 1755.3642 | 797.7202 | 1239 | 14 | 1 | 2017-01-21 14:00 | WEEKEND | 16.4672 | 2.52 | 870.964 | 844.8351 | 0 | 844.8351 | 2736.4269 | 0 | 0 | NA | 91.21%
| 15 | 2 | 2017-02-21 15:00 | 629.492 | 299.0191 | 243.8083 | 165.9395 | 1808.3485 | 151.0197 | 872.817 | 1585.4753 | 989.9204 | 75.5099 | 889.7562 | 203.1119 | 224.6859 | 753.6953 | 629.492 | 1808.3485 | 629.492 | 1240 | 15 | 1 | 2017-01-21 15:00 | WEEKEND | 13.0518 | 2.52 | 910.127 | 882.8232 | 107 | 989.8232 | 2736.4269 | 0 | 0 | NA | 91.21%
| 16 | 2 | 2017-02-21 16:00 | 529.3477 | 829.432 | 172.7257 | 110.4745 | 1609.6839 | 418.905 | 854.352 | 1379.2648 | 961.7521 | 209.4525 | 803.9066 | 175.1076 | 203.0067 | 369.6881 | 529.3477 | 1609.6839 | 529.3477 | 1241 | 16 | 1 | 2017-01-21 16:00 | WEEKEND | 14.7164 | 2.52 | 890.429 | 863.7161 | 0 | 863.7161 | 2626.1176 | 0 | 0 | NA | 87.54%
| 17 | 2 | 2017-02-21 17:00 | 25.9933 | 74.7286 | 334.9905 | 45.9017 | 819.6131 | 37.7417 | 770.34 | 300.3368 | 852.3613 | 18.8709 | 430.6958 | 78.3853 | 108.7616 | 125.4653 | 25.9933 | 819.6131 | 25.9933 | 1242 | 17 | 1 | 2017-01-21 17:00 | WEEKEND | 21.06 | 2.52 | 801.931 | 777.8731 | 0 | 777.8731 | 2626.1176 | 0 | 0 | NA | 87.54%
| 18 | 2 | 2017-02-21 18:00 | 0 | 0 | 0 | 0 | 34.074 | 0 | 0 | 0 | 544.5987 | 0 | 18.2695 | 3.0597 | 4.6135 | 0 | 0 | 34.074 | 0 | 1243 | 18 | 1 | 2017-01-21 18:00 | WEEKEND | 22.1956 | 2.52 | 0 | 0 | 0 | 0 | 2626.1176 | 0 | 0 | NA | 87.54%
| 19 | 2 | 2017-02-21 19:00 | 0 | 0 | 0 | 0 | 0 | 0 | 0 | 0 | 0 | 0 | 0 | 0 | 0 | 0 | 0 | 0 | 0 | 1244 | 19 | 1 | 2017-01-21 19:00 | WEEKEND | 22.7607 | 2.52 | 0 | 0 | 0 | 0 | 2626.1176 | 0 | 0 | NA | 87.54%
| 20 | 2 | 2017-02-21 20:00 | 0 | 0 | 0 | 0 | 0 | 0 | 0 | 0 | 970 | 0 | 0 | 0 | 0 | 0 | 0 | 0 | 0 | 1245 | 20 | 1 | 2017-01-21 20:00 | WEEKEND | 22.4322 | 2.52 | 0 | 0 | 970 | 970 | 2626.1176 | 0 | 0 | NA | 87.54%
| 21 | 2 | 2017-02-21 21:00 | 0 | 0 | 0 | 0 | 0 | 0 | 0 | 0 | 0 | 0 | 0 | 0 | 0 | 0 | 0 | 0 | 0 | 1246 | 21 | 1 | 2017-01-21 21:00 | WEEKEND | 19.9994 | 2.52 | 0 | 0 | 0 | 0 | 1626.1176 | 0 | 0 | NA | 54.2%
| 22 | 2 | 2017-02-21 22:00 | 0 | 0 | 0 | 0 | 0 | 0 | 0 | 0 | 0 | 0 | 0 | 0 | 0 | 0 | 0 | 0 | 0 | 1247 | 22 | 1 | 2017-01-21 22:00 | WEEKEND | 16.2501 | 2.52 | 0 | 0 | 0 | 0 | 1626.1176 | 0 | 0 | NA | 54.2%
| 23 | 2 | 2017-02-21 23:00 | 0 | 0 | 0 | 0 | 0 | 0 | 0 | 0 | 0 | 0 | 0 | 0 | 0 | 0 | 0 | 0 | 0 | 1248 | 23 | 1 | 2017-01-21 23:00 | WEEKEND | 11.5627 | 2.52 | 0 | 0 | 0 | 0 | 1626.1176 | 0 | 0 | NA | 54.2%
| 0 | 2 | 2017-02-22 | 0 | 0 | 0 | 0 | 0 | 0 | 0 | 0 | 0 | 0 | 0 | 0 | 0 | 0 | 0 | 0 | 0 | 1249 | 0 | 1 | 2017-01-22 | WEEKEND | 11.1646 | 2.52 | 0 | 0 | 0 | 0 | 1626.1176 | 0 | 0 | NA | 54.2%
| 1 | 2 | 2017-02-22 01:00 | 0 | 0 | 0 | 0 | 0 | 0 | 0 | 0 | 0 | 0 | 0 | 0 | 0 | 0 | 0 | 0 | 0 | 1250 | 1 | 1 | 2017-01-22 01:00 | WEEKEND | 6.7166 | 2.52 | 0 | 0 | 0 | 0 | 1626.1176 | 0 | 0 | NA | 54.2%
| 2 | 2 | 2017-02-22 02:00 | 0 | 0 | 0 | 0 | 0 | 0 | 0 | 0 | 0 | 0 | 0 | 0 | 0 | 0 | 0 | 0 | 0 | 1251 | 2 | 1 | 2017-01-22 02:00 | WEEKEND | 2.3688 | 2.52 | 0 | 0 | 0 | 0 | 1626.1176 | 0 | 0 | NA | 54.2%
| 3 | 2 | 2017-02-22 03:00 | 0 | 0 | 0 | 0 | 0 | 0 | 0 | 0 | 0 | 0 | 0 | 0 | 0 | 0 | 0 | 0 | 0 | 1252 | 3 | 1 | 2017-01-22 03:00 | WEEKEND | 0.005567 | 2.52 | 0 | 0 | 0 | 0 | 1626.1176 | 0 | 0 | NA | 54.2%
| 4 | 2 | 2017-02-22 04:00 | 0 | 0 | 0 | 0 | 0 | 0 | 0 | 0 | 0 | 0 | 0 | 0 | 0 | 0 | 0 | 0 | 0 | 1253 | 4 | 1 | 2017-01-22 04:00 | WEEKEND | 1.286 | 2.52 | 0 | 0 | 0 | 0 | 1626.1176 | 0 | 0 | NA | 54.2%
| 5 | 2 | 2017-02-22 05:00 | 0 | 0 | 0 | 0 | 0 | 0 | 0 | 0 | 0 | 0 | 0 | 0 | 0 | 0 | 0 | 0 | 0 | 1254 | 5 | 1 | 2017-01-22 05:00 | WEEKEND | 4.5566 | 2.52 | 0 | 0 | 0 | 0 | 1626.1176 | 0 | 0 | NA | 54.2%
| 6 | 2 | 2017-02-22 06:00 | 14.178 | 0 | 0 | 0 | 0 | 0 | 0 | 0 | 0 | 0 | 0 | 0 | 0 | 0 | 14.178 | 0 | 14.178 | 1255 | 6 | 1 | 2017-01-22 06:00 | WEEKEND | 9.1577 | 2.52 | 0 | 0 | 0 | 0 | 1626.1176 | 0 | 0 | NA | 54.2%
| 7 | 2 | 2017-02-22 07:00 | 443.7723 | 12.6625 | 13.5452 | 19.1729 | 230.0166 | 6.3952 | 0 | 173.2414 | 0 | 3.1976 | 37.5745 | 13.757 | 9.4885 | 0 | 443.7723 | 230.0166 | 443.7723 | 1256 | 7 | 1 | 2017-01-22 07:00 | WEEKEND | 9.6142 | 2.52 | 0 | 0 | 0 | 0 | 1626.1176 | 0 | 0 | NA | 54.2%
| 8 | 2 | 2017-02-22 08:00 | 653.4987 | 120.1051 | 568.6744 | 87.865 | 1454.8197 | 60.6591 | 655.725 | 1175.5193 | 0 | 30.3296 | 464.7678 | 133.6675 | 117.3656 | 701.5884 | 653.4987 | 1454.8197 | 653.4987 | 1257 | 8 | 1 | 2017-01-22 08:00 | WEEKEND | 12.2864 | 2.52 | 681.92 | 0 | 0 | 0 | 1626.1176 | 0 | 0 | NA | 54.2%
| 9 | 2 | 2017-02-22 09:00 | 914.03 | 919.1716 | 876.0989 | 147.9689 | 1787.3771 | 464.2281 | 897.454 | 1175.1114 | 990 | 232.114 | 802.089 | 199.973 | 202.5477 | 787.4467 | 914.03 | 1787.3771 | 914.03 | 1258 | 9 | 1 | 2017-01-22 09:00 | WEEKEND | 17.0907 | 2.52 | 936.482 | 908.3875 | 0 | 908.3875 | 2308.0376 | 0 | 0 | NA | 76.93%
| 10 | 2 | 2017-02-22 10:00 | 415.3819 | 873.6991 | 940.3701 | 868.5891 | 1858.1936 | 441.2622 | 918.477 | 1631.7298 | 990 | 220.6311 | 876.9929 | 211.1279 | 221.4629 | 826.1603 | 415.3819 | 1858.1936 | 415.3819 | 1259 | 10 | 1 | 2017-01-22 10:00 | WEEKEND | 16.8764 | 2.52 | 958.677 | 929.9167 | 0 | 929.9167 | 2308.0376 | 0 | 0 | NA | 76.93%
| 11 | 2 | 2017-02-22 11:00 | 881.8531 | 1705.0613 | 884.1364 | 241.3106 | 1824.9408 | 861.1421 | 884.641 | 1597.1142 | 990 | 430.571 | 866.798 | 209.1744 | 218.8884 | 827.8544 | 881.8531 | 1824.9408 | 881.8531 | 1260 | 11 | 1 | 2017-01-22 11:00 | WEEKEND | 17.3468 | 2.52 | 922.844 | 895.1587 | 0 | 895.1587 | 2308.0376 | 0 | 0 | NA | 76.93%
| 12 | 2 | 2017-02-22 12:00 | 872.9364 | 1493.4665 | 792.6906 | 501.2472 | 1658.9529 | 754.276 | 844.772 | 1547.4912 | 774.0396 | 377.138 | 841.4319 | 198.1304 | 212.4828 | 806.574 | 872.9364 | 1658.9529 | 872.9364 | 1261 | 12 | 1 | 2017-01-22 12:00 | WEEKEND | 20.3195 | 2.52 | 880.646 | 854.2266 | 0 | 854.2266 | 2308.0376 | 0 | 0 | NA | 76.93%
| 13 | 2 | 2017-02-22 13:00 | 822.8313 | 1669.7239 | 844.7967 | 815.057 | 1571.6199 | 843.2949 | 833.128 | 1568.4297 | 799.3227 | 421.6474 | 844.0327 | 186.6341 | 213.1396 | 374.2489 | 822.8313 | 1571.6199 | 822.8313 | 1262 | 13 | 1 | 2017-01-22 13:00 | WEEKEND | 19.9521 | 2.52 | 868.334 | 842.284 | 0 | 842.284 | 2308.0376 | 0 | 0 | NA | 76.93%
| 14 | 2 | 2017-02-22 14:00 | 949.8457 | 1595.0826 | 843.8574 | 898.621 | 1718.3319 | 805.5973 | 861.309 | 1159.908 | 731.2646 | 402.7986 | 869.1201 | 192.0024 | 219.4748 | 686.7638 | 949.8457 | 1718.3319 | 949.8457 | 1263 | 14 | 1 | 2017-01-22 14:00 | WEEKEND | 17.8979 | 2.52 | 898.128 | 871.1842 | 0 | 871.1842 | 2308.0376 | 0 | 0 | NA | 76.93%
| 15 | 2 | 2017-02-22 15:00 | 894.4495 | 1573.1802 | 895.2305 | 913.6922 | 1694.1425 | 794.5354 | 831.434 | 1472.3645 | 378.6958 | 397.2677 | 868.5813 | 172.8537 | 219.3387 | 712.1189 | 894.4495 | 1694.1425 | 894.4495 | 1264 | 15 | 1 | 2017-01-22 15:00 | WEEKEND | 11.3205 | 2.52 | 866.576 | 840.5787 | 0 | 840.5787 | 2308.0376 | 0 | 0 | NA | 76.93%
| 16 | 2 | 2017-02-22 16:00 | 576.0908 | 1543.6533 | 868.0835 | 832.4895 | 801.9678 | 779.6229 | 436.727 | 1276.5742 | 383.7048 | 389.8114 | 734.7858 | 158.7651 | 185.552 | 224.3081 | 576.0908 | 801.9678 | 576.0908 | 1265 | 16 | 1 | 2017-01-22 16:00 | WEEKEND | 17.6168 | 2.52 | 453.624 | 0 | 0 | 0 | 2308.0376 | 0 | 0 | NA | 76.93%
| 17 | 2 | 2017-02-22 17:00 | 44.5093 | 875.5024 | 526.4773 | 403.7325 | 304.461 | 442.1729 | 809.243 | 516.7318 | 0 | 221.0865 | 331.3406 | 53.2842 | 83.6719 | 205.8465 | 44.5093 | 304.461 | 44.5093 | 1266 | 17 | 1 | 2017-01-22 17:00 | WEEKEND | 21.5248 | 2.52 | 843.226 | 817.9292 | 0 | 817.9292 | 2761.6616 | 0 | 0 | NA | 92.06%
| 18 | 2 | 2017-02-22 18:00 | 0 | 39.4286 | 15.6128 | 5.2495 | 29.8159 | 19.9134 | 0 | 3.0497 | 0 | 9.9567 | 19.7686 | 3.3151 | 4.9921 | 0 | 0 | 29.8159 | 0 | 1267 | 18 | 1 | 2017-01-22 18:00 | WEEKEND | 24.1079 | 2.52 | 0 | 0 | 0 | 0 | 2761.6616 | 0 | 0 | NA | 92.06%
| 19 | 2 | 2017-02-22 19:00 | 0 | 0 | 0 | 0 | 0 | 0 | 0 | 0 | 0 | 0 | 0 | 0 | 0 | 0 | 0 | 0 | 0 | 1268 | 19 | 1 | 2017-01-22 19:00 | WEEKEND | 24.119 | 2.52 | 0 | 0 | 0 | 0 | 2761.6616 | 0 | 0 | NA | 92.06%
| 20 | 2 | 2017-02-22 20:00 | 0 | 0 | 0 | 0 | 0 | 0 | 0 | 0 | 0 | 0 | 0 | 0 | 0 | 0 | 0 | 0 | 0 | 1269 | 20 | 1 | 2017-01-22 20:00 | WEEKEND | 23.9353 | 2.52 | 0 | 0 | 0 | 0 | 2761.6616 | 0 | 0 | NA | 92.06%
| 21 | 2 | 2017-02-22 21:00 | 0 | 0 | 0 | 0 | 0 | 0 | 0 | 0 | 0 | 0 | 0 | 0 | 0 | 0 | 0 | 0 | 0 | 1270 | 21 | 1 | 2017-01-22 21:00 | WEEKEND | 22.7969 | 2.52 | 0 | 0 | 0 | 0 | 2761.6616 | 0 | 0 | NA | 92.06%
| 22 | 2 | 2017-02-22 22:00 | 0 | 0 | 0 | 0 | 0 | 0 | 0 | 0 | 0 | 0 | 0 | 0 | 0 | 0 | 0 | 0 | 0 | 1271 | 22 | 1 | 2017-01-22 22:00 | WEEKEND | 21.5053 | 2.52 | 0 | 0 | 0 | 0 | 2761.6616 | 0 | 0 | NA | 92.06%
| 23 | 2 | 2017-02-22 23:00 | 0 | 0 | 0 | 0 | 0 | 0 | 0 | 0 | 0 | 0 | 0 | 0 | 0 | 0 | 0 | 0 | 0 | 1272 | 23 | 1 | 2017-01-22 23:00 | WEEKEND | 21.6 | 2.52 | 0 | 0 | 0 | 0 | 2761.6616 | 0 | 0 | NA | 92.06%
| 0 | 2 | 2017-02-23 | 0 | 0 | 0 | 0 | 0 | 0 | 0 | 0 | 0 | 0 | 0 | 0 | 0 | 0 | 0 | 0 | 0 | 1273 | 0 | 1 | 2017-01-23 | WEEKDAY | 21.3828 | 2.52 | 0 | 0 | 0 | 0 | 2761.6616 | 0 | 0 | NA | 92.06%
| 1 | 2 | 2017-02-23 01:00 | 0 | 0 | 0 | 0 | 0 | 0 | 0 | 0 | 0 | 0 | 0 | 0 | 0 | 0 | 0 | 0 | 0 | 1274 | 1 | 1 | 2017-01-23 01:00 | WEEKDAY | 21.4246 | 2.52 | 0 | 0 | 0 | 0 | 2761.6616 | 0 | 0 | NA | 92.06%
| 2 | 2 | 2017-02-23 02:00 | 0 | 0 | 0 | 0 | 0 | 0 | 0 | 0 | 0 | 0 | 0 | 0 | 0 | 0 | 0 | 0 | 0 | 1275 | 2 | 1 | 2017-01-23 02:00 | WEEKDAY | 21.8393 | 2.52 | 0 | 0 | 0 | 0 | 2761.6616 | 0 | 0 | NA | 92.06%
| 3 | 2 | 2017-02-23 03:00 | 0 | 0 | 0 | 0 | 0 | 0 | 0 | 0 | 0 | 0 | 0 | 0 | 0 | 0 | 0 | 0 | 0 | 1276 | 3 | 1 | 2017-01-23 03:00 | WEEKDAY | 22.0064 | 2.52 | 0 | 0 | 0 | 0 | 2761.6616 | 0 | 0 | NA | 92.06%
| 4 | 2 | 2017-02-23 04:00 | 0 | 0 | 0 | 0 | 0 | 0 | 0 | 0 | 0 | 0 | 0 | 0 | 0 | 0 | 0 | 0 | 0 | 1277 | 4 | 1 | 2017-01-23 04:00 | WEEKDAY | 22.3487 | 2.52 | 0 | 0 | 0 | 0 | 2761.6616 | 0 | 0 | NA | 92.06%
| 5 | 2 | 2017-02-23 05:00 | 0 | 0 | 0 | 0 | 0 | 0 | 0 | 0 | 0 | 0 | 0 | 0 | 0 | 0 | 0 | 0 | 0 | 1278 | 5 | 1 | 2017-01-23 05:00 | WEEKDAY | 24.4586 | 2.52 | 0 | 0 | 0 | 0 | 2761.6616 | 0 | 0 | NA | 92.06%
| 6 | 2 | 2017-02-23 06:00 | 11.0022 | 0 | 0 | 0 | 0 | 0 | 0 | 0 | 0 | 0 | 0 | 0 | 0 | 0 | 11.0022 | 0 | 11.0022 | 1279 | 6 | 1 | 2017-01-23 06:00 | WEEKDAY | 30.5907 | 17.63 | 0 | 0 | 0 | 0 | 2761.6616 | 2472 | 200 | YES | 92.06%
| 7 | 2 | 2017-02-23 07:00 | 436.1104 | 77.2171 | 12.5448 | 111.2008 | 99.7673 | 38.9986 | 0 | 109.7983 | 0 | 19.4993 | 36.3816 | 11.2495 | 9.1873 | 0 | 436.1104 | 99.7673 | 436.1104 | 1280 | 7 | 1 | 2017-01-23 07:00 | WEEKDAY | 25.1294 | 17.63 | 0 | 0 | 0 | 0 | 2761.6616 | 2472 | 200 | YES | 92.06%
| 8 | 2 | 2017-02-23 08:00 | 888.9315 | 614.8047 | 575.0403 | 672.7853 | 645.1716 | 310.5074 | 635.351 | 986.201 | 0 | 155.2537 | 454.399 | 108.5091 | 114.7472 | 181.8552 | 888.9315 | 645.1716 | 888.9315 | 1281 | 8 | 1 | 2017-01-23 08:00 | WEEKDAY | 23.7433 | 17.63 | 660.645 | 640.8256 | 0 | 640.8256 | 2761.6616 | 2472 | 200 | YES | 92.06%
| 9 | 2 | 2017-02-23 09:00 | 946.8635 | 354.5348 | 927.5465 | 873.3705 | 1487.3133 | 179.058 | 83.3341 | 1428.0285 | 0 | 89.529 | 736.6552 | 145.5269 | 186.024 | 65.6332 | 946.8635 | 1487.3133 | 946.8635 | 1282 | 9 | 1 | 2017-01-23 09:00 | WEEKDAY | 23.5985 | 6.32 | 90.1843 | 0 | 0 | 0 | 2761.6616 | 0 | 0 | NA | 92.06%
| 10 | 2 | 2017-02-23 10:00 | 926.1337 | 1889.972 | 916.0953 | 914.3556 | 1675.7892 | 954.5313 | 268.463 | 1529.5942 | 69.5743 | 477.2657 | 726.261 | 201.9756 | 183.3992 | 87.6284 | 926.1337 | 1675.7892 | 926.1337 | 1283 | 10 | 1 | 2017-01-23 10:00 | WEEKDAY | 24.2916 | 6.32 | 279.883 | 271.4865 | 0 | 271.4865 | 2851.8459 | 0 | 0 | NA | 95.06%
| 11 | 2 | 2017-02-23 11:00 | 874.8029 | 1779.0278 | 947.0818 | 887.5086 | 1669.9832 | 898.4989 | 389.799 | 1541.5916 | 71.6635 | 449.2494 | 770.5328 | 220.3928 | 194.579 | 120.6036 | 874.8029 | 1669.9832 | 874.8029 | 1284 | 11 | 1 | 2017-01-23 11:00 | WEEKDAY | 23.5039 | 6.32 | 405.056 | 392.9043 | 0 | 392.9043 | 2851.8459 | 0 | 0 | NA | 95.06%
| 12 | 2 | 2017-02-23 12:00 | 863.5519 | 1741.0224 | 877.8933 | 835.9083 | 1205.2171 | 879.3043 | 558.784 | 1516.7147 | 178.0319 | 439.6521 | 731.1699 | 212.6596 | 184.6389 | 131.5558 | 863.5519 | 1205.2171 | 863.5519 | 1285 | 12 | 1 | 2017-01-23 12:00 | WEEKDAY | 21.4858 | 6.32 | 580.557 | 563.1403 | 0 | 563.1403 | 2851.8459 | 0 | 0 | NA | 95.06%
| 13 | 2 | 2017-02-23 13:00 | 875.1409 | 1672.1185 | 861.4937 | 883.3285 | 1765.9381 | 844.5043 | 497.348 | 1487.1685 | 395.8628 | 422.2522 | 718.8868 | 212.3906 | 181.5371 | 124.6158 | 875.1409 | 1765.9381 | 875.1409 | 1286 | 13 | 1 | 2017-01-23 13:00 | WEEKDAY | 19.6821 | 6.32 | 516.585 | 501.0875 | 0 | 501.0875 | 2851.8459 | 0 | 0 | NA | 95.06%
| 14 | 2 | 2017-02-23 14:00 | 902.4311 | 1689.4554 | 917.679 | 840.3823 | 1776.8548 | 853.2603 | 202.24 | 1567.6478 | 60.2534 | 426.6302 | 476.3344 | 188.5315 | 120.2865 | 247.5763 | 902.4311 | 1776.8548 | 902.4311 | 1287 | 14 | 1 | 2017-01-23 14:00 | WEEKDAY | 19.4817 | 2.07 | 211.822 | 205.4673 | 0 | 205.4673 | 2851.8459 | 0 | 0 | NA | 95.06%
| 15 | 2 | 2017-02-23 15:00 | 842.9779 | 1566.287 | 951.2901 | 746.1331 | 1681.1001 | 791.0541 | 137.608 | 1495.4957 | 244.1878 | 395.527 | 545.038 | 218.3011 | 137.6359 | 72.7022 | 842.9779 | 1681.1001 | 842.9779 | 1288 | 15 | 1 | 2017-01-23 15:00 | WEEKDAY | 19.9215 | 2.07 | 145.619 | 0 | 0 | 0 | 2851.8459 | 0 | 0 | NA | 95.06%
| 16 | 2 | 2017-02-23 16:00 | 533.7604 | 1446.7051 | 822.4113 | 729.2185 | 1637.056 | 730.6591 | 62.4192 | 1235.7444 | 302.3267 | 365.3296 | 399.7466 | 207.7158 | 100.9461 | 63.0978 | 533.7604 | 1637.056 | 533.7604 | 1289 | 16 | 1 | 2017-01-23 16:00 | WEEKDAY | 21.227 | 2.07 | 68.8238 | 66.7591 | 0 | 66.7591 | 2997.4649 | 0 | 0 | NA | 99.92%
| 17 | 2 | 2017-02-23 17:00 | 44.8471 | 621.8298 | 551.3644 | 287.4717 | 759.4875 | 314.0555 | 24.97 | 440.3089 | 0 | 157.0277 | 274.6589 | 113.7149 | 69.3583 | 15.9972 | 44.8471 | 759.4875 | 44.8471 | 1290 | 17 | 1 | 2017-01-23 17:00 | WEEKDAY | 24.2443 | 17.14 | 30.6486 | 29.7291 | 0 | 29.7291 | 2997.4649 | 0 | 0 | NA | 99.92%
| 18 | 2 | 2017-02-23 18:00 | 0 | 26.6398 | 21.6767 | 5.0712 | 27.2454 | 13.4545 | 0 | 0 | 0 | 6.7272 | 27.0008 | 5.8081 | 6.8184 | 0 | 0 | 27.2454 | 0 | 1291 | 18 | 1 | 2017-01-23 18:00 | WEEKDAY | 24.0717 | 17.14 | 0 | 0 | 0 | 0 | 2997.4649 | 0 | 0 | NA | 99.92%
| 19 | 2 | 2017-02-23 19:00 | 0 | 0 | 0 | 0 | 0 | 0 | 0 | 0 | 0 | 0 | 0 | 0 | 0 | 0 | 0 | 0 | 0 | 1292 | 19 | 1 | 2017-01-23 19:00 | WEEKDAY | 21.6501 | 17.14 | 0 | 0 | 0 | 0 | 2997.4649 | 0 | 0 | NA | 99.92%
| 20 | 2 | 2017-02-23 20:00 | 0 | 0 | 0 | 0 | 0 | 0 | 0 | 0 | 0 | 0 | 0 | 0 | 0 | 0 | 0 | 0 | 0 | 1293 | 20 | 1 | 2017-01-23 20:00 | WEEKDAY | 20.7983 | 18.26 | 0 | 0 | 0 | 0 | 2997.4649 | 2472 | 200 | YES | 99.92%
| 21 | 2 | 2017-02-23 21:00 | 0 | 0 | 0 | 0 | 0 | 0 | 0 | 0 | 0 | 0 | 0 | 0 | 0 | 0 | 0 | 0 | 0 | 1294 | 21 | 1 | 2017-01-23 21:00 | WEEKDAY | 16.6787 | 18.26 | 0 | 0 | 0 | 0 | 2997.4649 | 2472 | 200 | YES | 99.92%
| 22 | 2 | 2017-02-23 22:00 | 0 | 0 | 0 | 0 | 0 | 0 | 0 | 0 | 0 | 0 | 0 | 0 | 0 | 0 | 0 | 0 | 0 | 1295 | 22 | 1 | 2017-01-23 22:00 | WEEKDAY | 14.5688 | 18.26 | 0 | 0 | 0 | 0 | 2997.4649 | 2472 | 200 | YES | 99.92%
| 23 | 2 | 2017-02-23 23:00 | 0 | 0 | 0 | 0 | 0 | 0 | 0 | 0 | 0 | 0 | 0 | 0 | 0 | 0 | 0 | 0 | 0 | 1296 | 23 | 1 | 2017-01-23 23:00 | WEEKDAY | 12.8542 | 2.52 | 0 | 0 | 0 | 0 | 2997.4649 | 0 | 0 | NA | 99.92%
| 0 | 2 | 2017-02-24 | 0 | 0 | 0 | 0 | 0 | 0 | 0 | 0 | 0 | 0 | 0 | 0 | 0 | 0 | 0 | 0 | 0 | 1297 | 0 | 1 | 2017-01-24 | WEEKDAY | 13.3524 | 2.52 | 0 | 0 | 0 | 0 | 2997.4649 | 0 | 0 | NA | 99.92%
| 1 | 2 | 2017-02-24 01:00 | 0 | 0 | 0 | 0 | 0 | 0 | 0 | 0 | 0 | 0 | 0 | 0 | 0 | 0 | 0 | 0 | 0 | 1298 | 1 | 1 | 2017-01-24 01:00 | WEEKDAY | 10.9948 | 2.52 | 0 | 0 | 0 | 0 | 2997.4649 | 0 | 0 | NA | 99.92%
| 2 | 2 | 2017-02-24 02:00 | 0 | 0 | 0 | 0 | 0 | 0 | 0 | 0 | 0 | 0 | 0 | 0 | 0 | 0 | 0 | 0 | 0 | 1299 | 2 | 1 | 2017-01-24 02:00 | WEEKDAY | 11.2175 | 2.52 | 0 | 0 | 0 | 0 | 2997.4649 | 0 | 0 | NA | 99.92%
| 3 | 2 | 2017-02-24 03:00 | 0 | 0 | 0 | 0 | 0 | 0 | 0 | 0 | 0 | 0 | 0 | 0 | 0 | 0 | 0 | 0 | 0 | 1300 | 3 | 1 | 2017-01-24 03:00 | WEEKDAY | 12.342 | 2.52 | 0 | 0 | 0 | 0 | 2997.4649 | 0 | 0 | NA | 99.92%
| 4 | 2 | 2017-02-24 04:00 | 0 | 0 | 0 | 0 | 0 | 0 | 0 | 0 | 0 | 0 | 0 | 0 | 0 | 0 | 0 | 0 | 0 | 1301 | 4 | 1 | 2017-01-24 04:00 | WEEKDAY | 14.0622 | 2.52 | 0 | 0 | 0 | 0 | 2997.4649 | 0 | 0 | NA | 99.92%
| 5 | 2 | 2017-02-24 05:00 | 0 | 0 | 0 | 0 | 0 | 0 | 0 | 0 | 0 | 0 | 0 | 0 | 0 | 0 | 0 | 0 | 0 | 1302 | 5 | 1 | 2017-01-24 05:00 | WEEKDAY | 17.472 | 2.52 | 0 | 0 | 0 | 0 | 2997.4649 | 0 | 0 | NA | 99.92%
| 6 | 2 | 2017-02-24 06:00 | 12.1165 | 0 | 0 | 0 | 0 | 0 | 0 | 0 | 0 | 0 | 0 | 0 | 0 | 0 | 12.1165 | 0 | 12.1165 | 1303 | 6 | 1 | 2017-01-24 06:00 | WEEKDAY | 25.0376 | 17.63 | 0 | 0 | 0 | 0 | 2997.4649 | 2472 | 200 | YES | 99.92%
| 7 | 2 | 2017-02-24 07:00 | 280.057 | 70.9602 | 12.9203 | 53.0868 | 155.8106 | 35.8385 | 0 | 168.3338 | 2.7616 | 17.9192 | 66.7062 | 14.4536 | 16.845 | 0 | 280.057 | 155.8106 | 280.057 | 1304 | 7 | 1 | 2017-01-24 07:00 | WEEKDAY | 28.2637 | 17.63 | 0 | 0 | 0 | 0 | 2997.4649 | 2472 | 200 | YES | 99.92%
| 8 | 2 | 2017-02-24 08:00 | 749.1633 | 562.8067 | 492.4017 | 224.4444 | 1067.3294 | 284.2458 | 161.789 | 1127.6928 | 553.06 | 142.1229 | 619.1421 | 68.7833 | 156.349 | 40.9339 | 749.1633 | 1067.3294 | 749.1633 | 1305 | 8 | 1 | 2017-01-24 08:00 | WEEKDAY | 26.3319 | 17.63 | 170.413 | 165.3006 | 0 | 165.3006 | 2997.4649 | 2472 | 200 | YES | 99.92%
| 9 | 2 | 2017-02-24 09:00 | 684.7372 | 1231.6828 | 288.3586 | 138.2294 | 430.2086 | 622.062 | 538.387 | 1480.1324 | 446.5376 | 311.031 | 864.7797 | 120.2433 | 218.3787 | 66.6726 | 684.7372 | 430.2086 | 684.7372 | 1306 | 9 | 1 | 2017-01-24 09:00 | WEEKDAY | 22.2931 | 6.32 | 559.406 | 542.6238 | 0 | 542.6238 | 2997.4649 | 0 | 0 | NA | 99.92%
| 10 | 2 | 2017-02-24 10:00 | 660.7293 | 1623.9943 | 375.1482 | 726.6694 | 1445.0441 | 820.1991 | 159.146 | 1576.6965 | 534.0917 | 410.0996 | 490.4787 | 109.0941 | 123.8583 | 96.6127 | 660.7293 | 1445.0441 | 660.7293 | 1307 | 10 | 1 | 2017-01-24 10:00 | WEEKDAY | 22.1066 | 6.32 | 167.702 | 162.6709 | 0 | 162.6709 | 2997.4649 | 0 | 0 | NA | 99.92%
| 11 | 2 | 2017-02-24 11:00 | 675.9536 | 1660.5425 | 157.6969 | 824.8892 | 1621.9447 | 838.6578 | 402.376 | 1338.9003 | 428.6401 | 419.3289 | 355.3702 | 205.4772 | 89.74 | 123.2992 | 675.9536 | 1621.9447 | 675.9536 | 1308 | 11 | 1 | 2017-01-24 11:00 | WEEKDAY | 22.0119 | 6.32 | 418.132 | 405.588 | 0 | 405.588 | 2997.4649 | 0 | 0 | NA | 99.92%
| 12 | 2 | 2017-02-24 12:00 | 555.2111 | 1585.6545 | 251.8122 | 433.9436 | 1308.9206 | 800.8356 | 923.597 | 1534.0827 | 486.8149 | 400.4178 | 557.0894 | 52.8683 | 140.6791 | 154.808 | 555.2111 | 1308.9206 | 555.2111 | 1309 | 12 | 1 | 2017-01-24 12:00 | WEEKDAY | 20.4587 | 6.32 | 964.411 | 935.4787 | 0 | 935.4787 | 2997.4649 | 0 | 0 | NA | 99.92%
| 13 | 2 | 2017-02-24 13:00 | 793.4758 | 1616.0385 | 238.1857 | 251.3393 | 1724.1367 | 816.1811 | 914.309 | 1609.5994 | 629.8753 | 408.0905 | 786.2235 | 95.3881 | 198.5413 | 134.2237 | 793.4758 | 1724.1367 | 793.4758 | 1310 | 13 | 1 | 2017-01-24 13:00 | WEEKDAY | 22.6132 | 6.32 | 954.549 | 925.9125 | 0 | 925.9125 | 2997.4649 | 0 | 0 | NA | 99.92%
| 14 | 2 | 2017-02-24 14:00 | 650.5519 | 1787.8305 | 213.1017 | 212.0667 | 1286.1466 | 902.9447 | 785.197 | 1294.4833 | 515.0729 | 451.4723 | 918.9383 | 70.6915 | 232.0551 | 107.8813 | 650.5519 | 1286.1466 | 650.5519 | 1311 | 14 | 1 | 2017-01-24 14:00 | WEEKDAY | 23.8435 | 2.07 | 818.026 | 793.4852 | 0 | 793.4852 | 2997.4649 | 0 | 0 | NA | 99.92%
| 15 | 2 | 2017-02-24 15:00 | 645.3153 | 1733.5838 | 134.8926 | 160.0322 | 873.8382 | 875.5474 | 972.636 | 1538.1722 | 990 | 437.7737 | 939.8002 | 70.0086 | 237.3233 | 74.73 | 645.3153 | 873.8382 | 645.3153 | 1312 | 15 | 1 | 2017-01-24 15:00 | WEEKDAY | 23.2589 | 2.07 | 1016.5 | 986.005 | 0 | 986.005 | 2997.4649 | 0 | 0 | NA | 99.92%
| 16 | 2 | 2017-02-24 16:00 | 389.041 | 1330.8089 | 64.654 | 104.8022 | 1385.0916 | 672.1257 | 989.26 | 1286.4228 | 990 | 336.0628 | 867.5061 | 59.7273 | 219.0672 | 64.1849 | 389.041 | 1385.0916 | 389.041 | 1313 | 16 | 1 | 2017-01-24 16:00 | WEEKDAY | 23.014 | 2.07 | 1034.24 | 990 | 0 | 990 | 2997.4649 | 0 | 0 | NA | 99.92%
| 17 | 2 | 2017-02-24 17:00 | 42.5711 | 387.5915 | 56.1016 | 42.3585 | 509.4901 | 195.7533 | 873.234 | 565.0905 | 938.476 | 97.8766 | 508.4545 | 24.441 | 128.3976 | 20.7181 | 42.5711 | 509.4901 | 42.5711 | 1314 | 17 | 1 | 2017-01-24 17:00 | WEEKDAY | 20.6619 | 17.14 | 911.09 | 883.7573 | 0 | 883.7573 | 2997.4649 | 0 | 0 | NA | 99.92%
| 18 | 2 | 2017-02-24 18:00 | 0 | 10.17 | 7.5794 | 0 | 32.6301 | 5.1363 | 0 | 0.71843 | 614.9451 | 2.5682 | 35.0463 | 3.1429 | 8.8501 | 0 | 0 | 32.6301 | 0 | 1315 | 18 | 1 | 2017-01-24 18:00 | WEEKDAY | 22.7662 | 17.14 | 0 | 0 | 0 | 0 | 2997.4649 | 0 | 0 | NA | 99.92%
| 19 | 2 | 2017-02-24 19:00 | 0 | 0 | 0 | 0 | 0 | 0 | 0 | 0 | 0 | 0 | 0 | 0 | 0 | 0 | 0 | 0 | 0 | 1316 | 19 | 1 | 2017-01-24 19:00 | WEEKDAY | 22.0175 | 17.14 | 0 | 0 | 0 | 0 | 2997.4649 | 0 | 0 | NA | 99.92%
| 20 | 2 | 2017-02-24 20:00 | 0 | 0 | 0 | 0 | 0 | 0 | 0 | 0 | 0 | 0 | 0 | 0 | 0 | 0 | 0 | 0 | 0 | 1317 | 20 | 1 | 2017-01-24 20:00 | WEEKDAY | 20.211 | 18.26 | 0 | 0 | 0 | 0 | 2997.4649 | 2472 | 200 | YES | 99.92%
| 21 | 2 | 2017-02-24 21:00 | 0 | 0 | 0 | 0 | 0 | 0 | 0 | 0 | 0 | 0 | 0 | 0 | 0 | 0 | 0 | 0 | 0 | 1318 | 21 | 1 | 2017-01-24 21:00 | WEEKDAY | 20.1804 | 18.26 | 0 | 0 | 0 | 0 | 2997.4649 | 2472 | 200 | YES | 99.92%
| 22 | 2 | 2017-02-24 22:00 | 0 | 0 | 0 | 0 | 0 | 0 | 0 | 0 | 0 | 0 | 0 | 0 | 0 | 0 | 0 | 0 | 0 | 1319 | 22 | 1 | 2017-01-24 22:00 | WEEKDAY | 19.4455 | 18.26 | 0 | 0 | 0 | 0 | 2997.4649 | 2472 | 200 | YES | 99.92%
| 23 | 2 | 2017-02-24 23:00 | 0 | 0 | 0 | 0 | 0 | 0 | 0 | 0 | 0 | 0 | 0 | 0 | 0 | 0 | 0 | 0 | 0 | 1320 | 23 | 1 | 2017-01-24 23:00 | WEEKDAY | 18.8415 | 2.52 | 0 | 0 | 0 | 0 | 2997.4649 | 0 | 0 | NA | 99.92%
| 0 | 2 | 2017-02-25 | 0 | 0 | 0 | 0 | 0 | 0 | 0 | 0 | 0 | 0 | 0 | 0 | 0 | 0 | 0 | 0 | 0 | 1321 | 0 | 1 | 2017-01-25 | WEEKDAY | 19.3175 | 2.52 | 0 | 0 | 0 | 0 | 2997.4649 | 0 | 0 | NA | 99.92%
| 1 | 2 | 2017-02-25 01:00 | 0 | 0 | 0 | 0 | 0 | 0 | 0 | 0 | 0 | 0 | 0 | 0 | 0 | 0 | 0 | 0 | 0 | 1322 | 1 | 1 | 2017-01-25 01:00 | WEEKDAY | 18.4602 | 2.52 | 0 | 0 | 0 | 0 | 2997.4649 | 0 | 0 | NA | 99.92%
| 2 | 2 | 2017-02-25 02:00 | 0 | 0 | 0 | 0 | 0 | 0 | 0 | 0 | 0 | 0 | 0 | 0 | 0 | 0 | 0 | 0 | 0 | 1323 | 2 | 1 | 2017-01-25 02:00 | WEEKDAY | 20.5506 | 2.52 | 0 | 0 | 0 | 0 | 2997.4649 | 0 | 0 | NA | 99.92%
| 3 | 2 | 2017-02-25 03:00 | 0 | 0 | 0 | 0 | 0 | 0 | 0 | 0 | 0 | 0 | 0 | 0 | 0 | 0 | 0 | 0 | 0 | 1324 | 3 | 1 | 2017-01-25 03:00 | WEEKDAY | 21.0683 | 2.52 | 0 | 0 | 0 | 0 | 2997.4649 | 0 | 0 | NA | 99.92%
| 4 | 2 | 2017-02-25 04:00 | 0 | 0 | 0 | 0 | 0 | 0 | 0 | 0 | 0 | 0 | 0 | 0 | 0 | 0 | 0 | 0 | 0 | 1325 | 4 | 1 | 2017-01-25 04:00 | WEEKDAY | 22.0147 | 2.52 | 0 | 0 | 0 | 0 | 2997.4649 | 0 | 0 | NA | 99.92%
| 5 | 2 | 2017-02-25 05:00 | 0 | 0 | 0 | 0 | 0 | 0 | 0 | 0 | 0 | 0 | 0 | 0 | 0 | 0 | 0 | 0 | 0 | 1326 | 5 | 1 | 2017-01-25 05:00 | WEEKDAY | 22.7635 | 2.52 | 0 | 0 | 0 | 0 | 2997.4649 | 0 | 0 | NA | 99.92%
| 6 | 2 | 2017-02-25 06:00 | 18.7642 | 0 | 0 | 0 | 0 | 0 | 0 | 0 | 0 | 0 | 0 | 0 | 0 | 0 | 18.7642 | 0 | 18.7642 | 1327 | 6 | 1 | 2017-01-25 06:00 | WEEKDAY | 24.7147 | 17.63 | 0 | 0 | 0 | 0 | 2997.4649 | 2472 | 200 | YES | 99.92%
| 7 | 2 | 2017-02-25 07:00 | 389.5346 | 129.4666 | 6.5174 | 16.9339 | 71.1077 | 65.3872 | 0 | 179.6597 | 472.3638 | 32.6936 | 72.0118 | 2.9695 | 18.1848 | 0 | 389.5346 | 71.1077 | 389.5346 | 1328 | 7 | 1 | 2017-01-25 07:00 | WEEKDAY | 24.7342 | 17.63 | 0 | 0 | 0 | 0 | 2997.4649 | 2472 | 200 | YES | 99.92%
| 8 | 2 | 2017-02-25 08:00 | 540.5177 | 1122.2468 | 283.5182 | 83.207 | 262.359 | 566.7913 | 726.603 | 125.3794 | 911.5827 | 283.3957 | 650.5188 | 32.2883 | 164.2724 | 89.0363 | 540.5177 | 262.359 | 540.5177 | 1329 | 8 | 1 | 2017-01-25 08:00 | WEEKDAY | 24.5922 | 17.63 | 756.453 | 733.7594 | 0 | 733.7594 | 2997.4649 | 2472 | 200 | YES | 99.92%
| 9 | 2 | 2017-02-25 09:00 | 517.0436 | 1582.9616 | 456.4374 | 147.3806 | 381.2055 | 799.4756 | 977.147 | 251.0132 | 990 | 399.7378 | 902.1071 | 36.0308 | 227.8048 | 160.5668 | 517.0436 | 381.2055 | 517.0436 | 1330 | 9 | 1 | 2017-01-25 09:00 | WEEKDAY | 24.3862 | 6.32 | 1021.35 | 990 | 0 | 990 | 2997.4649 | 0 | 0 | NA | 99.92%
| 10 | 2 | 2017-02-25 10:00 | 569.7963 | 1710.8493 | 777.3442 | 201.2668 | 705.2269 | 864.0653 | 990 | 351.0395 | 990 | 432.0327 | 941.8366 | 41.9562 | 237.8375 | 125.4575 | 569.7963 | 705.2269 | 569.7963 | 1331 | 10 | 1 | 2017-01-25 10:00 | WEEKDAY | 23.1003 | 6.32 | 1037.39 | 990 | 0 | 990 | 2997.4649 | 0 | 0 | NA | 99.92%
| 11 | 2 | 2017-02-25 11:00 | 439.4 | 1643.9308 | 878.1653 | 250.7183 | 666.8496 | 830.2681 | 948.027 | 1657.3354 | 990 | 415.134 | 906.8349 | 100.574 | 228.9987 | 125.5305 | 439.4 | 666.8496 | 439.4 | 1332 | 11 | 1 | 2017-01-25 11:00 | WEEKDAY | 23.2784 | 6.32 | 990.237 | 960.5299 | 0 | 960.5299 | 2997.4649 | 0 | 0 | NA | 99.92%
| 12 | 2 | 2017-02-25 12:00 | 596.0515 | 1601.0645 | 830.7302 | 276.948 | 1528.5312 | 808.6184 | 907.181 | 1620.7906 | 990 | 404.3092 | 876.4784 | 69.0249 | 221.3329 | 219.8208 | 596.0515 | 1528.5312 | 596.0515 | 1333 | 12 | 1 | 2017-01-25 12:00 | WEEKDAY | 23.3814 | 6.32 | 946.866 | 918.46 | 0 | 918.46 | 2997.4649 | 0 | 0 | NA | 99.92%
| 13 | 2 | 2017-02-25 13:00 | 491.0123 | 1665.2762 | 855.0056 | 264.0372 | 1699.5591 | 841.0486 | 896.633 | 1504.3117 | 990 | 420.5243 | 873.8551 | 62.5933 | 220.6705 | 419.3142 | 491.0123 | 1699.5591 | 491.0123 | 1334 | 13 | 1 | 2017-01-25 13:00 | WEEKDAY | 23.1198 | 6.32 | 935.671 | 907.6009 | 0 | 907.6009 | 2997.4649 | 0 | 0 | NA | 99.92%
| 14 | 2 | 2017-02-25 14:00 | 349.4168 | 1679.0202 | 829.8386 | 223.9402 | 1665.4035 | 847.99 | 911.557 | 1464.9659 | 990 | 423.995 | 899.7589 | 53.6213 | 227.2118 | 306.8246 | 349.4168 | 1665.4035 | 349.4168 | 1335 | 14 | 1 | 2017-01-25 14:00 | WEEKDAY | 22.9138 | 2.07 | 951.406 | 922.8638 | 0 | 922.8638 | 2997.4649 | 0 | 0 | NA | 99.92%
| 15 | 2 | 2017-02-25 15:00 | 267.204 | 851.0133 | 854.2528 | 474.1527 | 1306.7385 | 429.8047 | 949.249 | 1538.2578 | 990 | 214.9023 | 920.3808 | 71.6779 | 232.4194 | 333.3826 | 267.204 | 1306.7385 | 267.204 | 1336 | 15 | 1 | 2017-01-25 15:00 | WEEKDAY | 22.9221 | 2.07 | 991.408 | 961.6658 | 0 | 961.6658 | 2997.4649 | 0 | 0 | NA | 99.92%
| 16 | 2 | 2017-02-25 16:00 | 40.5221 | 1409.1271 | 815.3889 | 530.0147 | 708.6742 | 711.6804 | 946.064 | 1041.2106 | 990 | 355.8402 | 858.5766 | 29.3958 | 216.8123 | 565.5441 | 40.5221 | 708.6742 | 40.5221 | 1337 | 16 | 1 | 2017-01-25 16:00 | WEEKDAY | 22.2151 | 2.07 | 987.926 | 958.2882 | 0 | 958.2882 | 2997.4649 | 0 | 0 | NA | 99.92%
| 17 | 2 | 2017-02-25 17:00 | 2.4302 | 233.8531 | 555.6754 | 276.8637 | 184.1544 | 118.1076 | 848.993 | 464.2005 | 718.6827 | 59.0538 | 514.1925 | 13.0806 | 129.8466 | 321.9451 | 2.4302 | 184.1544 | 2.4302 | 1338 | 17 | 1 | 2017-01-25 17:00 | WEEKDAY | 23.1142 | 17.14 | 885.163 | 858.6081 | 0 | 858.6081 | 2997.4649 | 0 | 0 | NA | 99.92%
| 18 | 2 | 2017-02-25 18:00 | 0 | 7.0944 | 24.5161 | 4.4543 | 38.7418 | 3.583 | 0 | 0.63681 | 422.7599 | 1.7915 | 41.652 | 1.4849 | 10.5182 | 0 | 0 | 38.7418 | 0 | 1339 | 18 | 1 | 2017-01-25 18:00 | WEEKDAY | 24.7704 | 17.14 | 0 | 0 | 0 | 0 | 2997.4649 | 0 | 0 | NA | 99.92%
| 19 | 2 | 2017-02-25 19:00 | 0 | 0 | 0 | 0 | 0 | 0 | 0 | 0 | 0 | 0 | 0 | 0 | 0 | 0 | 0 | 0 | 0 | 1340 | 19 | 1 | 2017-01-25 19:00 | WEEKDAY | 26.961 | 17.14 | 0 | 0 | 0 | 0 | 2997.4649 | 0 | 0 | NA | 99.92%
| 20 | 2 | 2017-02-25 20:00 | 0 | 0 | 0 | 0 | 0 | 0 | 0 | 0 | 0 | 0 | 0 | 0 | 0 | 0 | 0 | 0 | 0 | 1341 | 20 | 1 | 2017-01-25 20:00 | WEEKDAY | 23.7572 | 18.26 | 0 | 0 | 0 | 0 | 2997.4649 | 2472 | 200 | YES | 99.92%
| 21 | 2 | 2017-02-25 21:00 | 0 | 0 | 0 | 0 | 0 | 0 | 0 | 0 | 0 | 0 | 0 | 0 | 0 | 0 | 0 | 0 | 0 | 1342 | 21 | 1 | 2017-01-25 21:00 | WEEKDAY | 23.5178 | 18.26 | 0 | 0 | 0 | 0 | 2997.4649 | 2472 | 200 | YES | 99.92%
| 22 | 2 | 2017-02-25 22:00 | 0 | 0 | 0 | 0 | 0 | 0 | 0 | 0 | 0 | 0 | 0 | 0 | 0 | 0 | 0 | 0 | 0 | 1343 | 22 | 1 | 2017-01-25 22:00 | WEEKDAY | 23.7794 | 18.26 | 0 | 0 | 0 | 0 | 2997.4649 | 2472 | 200 | YES | 99.92%
| 23 | 2 | 2017-02-25 23:00 | 0 | 0 | 0 | 0 | 0 | 0 | 0 | 0 | 0 | 0 | 0 | 0 | 0 | 0 | 0 | 0 | 0 | 1344 | 23 | 1 | 2017-01-25 23:00 | WEEKDAY | 23.3536 | 2.52 | 0 | 0 | 0 | 0 | 2997.4649 | 0 | 0 | NA | 99.92%
| 0 | 2 | 2017-02-26 | 0 | 0 | 0 | 0 | 0 | 0 | 0 | 0 | 0 | 0 | 0 | 0 | 0 | 0 | 0 | 0 | 0 | 1345 | 0 | 1 | 2017-01-26 | WEEKDAY | 22.9889 | 2.52 | 0 | 0 | 0 | 0 | 2997.4649 | 0 | 0 | NA | 99.92%
| 1 | 2 | 2017-02-26 01:00 | 0 | 0 | 0 | 0 | 0 | 0 | 0 | 0 | 0 | 0 | 0 | 0 | 0 | 0 | 0 | 0 | 0 | 1346 | 1 | 1 | 2017-01-26 01:00 | WEEKDAY | 23.1532 | 2.52 | 0 | 0 | 0 | 0 | 2997.4649 | 0 | 0 | NA | 99.92%
| 2 | 2 | 2017-02-26 02:00 | 0 | 0 | 0 | 0 | 0 | 0 | 0 | 0 | 0 | 0 | 0 | 0 | 0 | 0 | 0 | 0 | 0 | 1347 | 2 | 1 | 2017-01-26 02:00 | WEEKDAY | 23.1281 | 2.52 | 0 | 0 | 0 | 0 | 2997.4649 | 0 | 0 | NA | 99.92%
| 3 | 2 | 2017-02-26 03:00 | 0 | 0 | 0 | 0 | 0 | 0 | 0 | 0 | 0 | 0 | 0 | 0 | 0 | 0 | 0 | 0 | 0 | 1348 | 3 | 1 | 2017-01-26 03:00 | WEEKDAY | 22.9555 | 2.52 | 0 | 0 | 0 | 0 | 2997.4649 | 0 | 0 | NA | 99.92%
| 4 | 2 | 2017-02-26 04:00 | 0 | 0 | 0 | 0 | 0 | 0 | 0 | 0 | 0 | 0 | 0 | 0 | 0 | 0 | 0 | 0 | 0 | 1349 | 4 | 1 | 2017-01-26 04:00 | WEEKDAY | 23.3647 | 2.52 | 0 | 0 | 0 | 0 | 2997.4649 | 0 | 0 | NA | 99.92%
| 5 | 2 | 2017-02-26 05:00 | 0 | 0 | 0 | 0 | 0 | 0 | 0 | 0 | 0 | 0 | 0 | 0 | 0 | 0 | 0 | 0 | 0 | 1350 | 5 | 1 | 2017-01-26 05:00 | WEEKDAY | 23.3341 | 2.52 | 0 | 0 | 0 | 0 | 2997.4649 | 0 | 0 | NA | 99.92%
| 6 | 2 | 2017-02-26 06:00 | 1.2662 | 0 | 0 | 0 | 0 | 0 | 0 | 0 | 0 | 0 | 0 | 0 | 0 | 0 | 1.2662 | 0 | 1.2662 | 1351 | 6 | 1 | 2017-01-26 06:00 | WEEKDAY | 25.2909 | 17.63 | 0 | 0 | 0 | 0 | 2997.4649 | 2472 | 200 | YES | 99.92%
| 7 | 2 | 2017-02-26 07:00 | 69.7604 | 30.0034 | 18.91 | 87.1471 | 68.107 | 15.1532 | 0 | 152.8574 | 35.4895 | 7.5766 | 70.3529 | 9.2416 | 17.7659 | 0 | 69.7604 | 68.107 | 69.7604 | 1352 | 7 | 1 | 2017-01-26 07:00 | WEEKDAY | 26.0229 | 17.63 | 0 | 0 | 0 | 0 | 2997.4649 | 2472 | 200 | YES | 99.92%
| 8 | 2 | 2017-02-26 08:00 | 129.7279 | 131.4795 | 509.0528 | 469.6757 | 318.9248 | 66.4038 | 720.873 | 131.3671 | 400.2113 | 33.2019 | 611.5437 | 39.4243 | 154.4302 | 792.515 | 129.7279 | 318.9248 | 129.7279 | 1353 | 8 | 1 | 2017-01-26 08:00 | WEEKDAY | 25.8587 | 17.63 | 750.392 | 727.8802 | 0 | 727.8802 | 2997.4649 | 2472 | 200 | YES | 99.92%
| 9 | 2 | 2017-02-26 09:00 | 180.16 | 265.6493 | 286.0382 | 634.0026 | 447.8123 | 134.1663 | 950.336 | 255.7664 | 563.2945 | 67.0832 | 883.0311 | 68.5854 | 222.9877 | 897.114 | 180.16 | 447.8123 | 180.16 | 1354 | 9 | 1 | 2017-01-26 09:00 | WEEKDAY | 25.778 | 6.32 | 992.752 | 962.9694 | 0 | 962.9694 | 2997.4649 | 0 | 0 | NA | 99.92%
| 10 | 2 | 2017-02-26 10:00 | 229.7919 | 378.9972 | 235.0046 | 483.3961 | 575.3479 | 191.4127 | 968.82 | 1107.6019 | 576.8978 | 95.7064 | 946.5986 | 81.6583 | 239.04 | 906.8138 | 229.7919 | 575.3479 | 229.7919 | 1355 | 10 | 1 | 2017-01-26 10:00 | WEEKDAY | 24.1803 | 6.32 | 1012.31 | 981.9407 | 0 | 981.9407 | 2997.4649 | 0 | 0 | NA | 99.92%
| 11 | 2 | 2017-02-26 11:00 | 265.9553 | 487.5723 | 598.5498 | 768.2737 | 666.2667 | 246.2486 | 929.815 | 453.6448 | 759.3907 | 123.1243 | 919.6448 | 95.1339 | 232.2335 | 858.3251 | 265.9553 | 666.2667 | 265.9553 | 1356 | 11 | 1 | 2017-01-26 11:00 | WEEKDAY | 24.0439 | 6.32 | 970.862 | 941.7361 | 0 | 941.7361 | 2997.4649 | 0 | 0 | NA | 99.92%
| 12 | 2 | 2017-02-26 12:00 | 531.2792 | 546.7714 | 893.6851 | 560.0995 | 935.7249 | 276.1472 | 892.889 | 1305.6705 | 708.5472 | 138.0736 | 883.0535 | 108.9749 | 222.9933 | 834.8014 | 531.2792 | 935.7249 | 531.2792 | 1357 | 12 | 1 | 2017-01-26 12:00 | WEEKDAY | 24.2638 | 6.32 | 931.681 | 903.7306 | 0 | 903.7306 | 2997.4649 | 0 | 0 | NA | 99.92%
| 13 | 2 | 2017-02-26 13:00 | 628.7776 | 530.8697 | 859.2381 | 515.122 | 728.4211 | 268.116 | 877.438 | 484.585 | 625.326 | 134.058 | 859.1713 | 109.7575 | 216.9624 | 828.6914 | 628.7776 | 728.4211 | 628.7776 | 1358 | 13 | 1 | 2017-01-26 13:00 | WEEKDAY | 24.1441 | 6.32 | 915.271 | 887.8129 | 0 | 887.8129 | 2997.4649 | 0 | 0 | NA | 99.92%
| 14 | 2 | 2017-02-26 14:00 | 576.9936 | 452.4423 | 898.061 | 287.0927 | 669.3656 | 228.5062 | 908.268 | 405.1855 | 420.4087 | 114.2531 | 835.0106 | 93.7312 | 210.8613 | 859.8159 | 576.9936 | 669.3656 | 576.9936 | 1359 | 14 | 1 | 2017-01-26 14:00 | WEEKDAY | 23.657 | 2.07 | 947.934 | 919.496 | 0 | 919.496 | 2997.4649 | 0 | 0 | NA | 99.92%
| 15 | 2 | 2017-02-26 15:00 | 691.5457 | 336.9011 | 673.864 | 263.1051 | 525.5119 | 170.1521 | 937.288 | 304.0033 | 661.9396 | 85.076 | 872.2354 | 76.6204 | 220.2615 | 844.8403 | 691.5457 | 525.5119 | 691.5457 | 1360 | 15 | 1 | 2017-01-26 15:00 | WEEKDAY | 23.3619 | 2.07 | 978.683 | 949.3225 | 0 | 949.3225 | 2997.4649 | 0 | 0 | NA | 99.92%
| 16 | 2 | 2017-02-26 16:00 | 678.4318 | 219.5604 | 664.0106 | 715.4547 | 425.6326 | 110.8891 | 960.257 | 255.8433 | 446.2068 | 55.4445 | 806.8444 | 62.3823 | 203.7486 | 771.7975 | 678.4318 | 425.6326 | 678.4318 | 1361 | 16 | 1 | 2017-01-26 16:00 | WEEKDAY | 31.6929 | 2.07 | 1003.12 | 973.0264 | 0 | 973.0264 | 2997.4649 | 0 | 0 | NA | 99.92%
| 17 | 2 | 2017-02-26 17:00 | 73.6102 | 91.6943 | 137.5418 | 196.23 | 221.0669 | 46.3102 | 861.3 | 356.6916 | 989.946 | 23.1551 | 259.5752 | 28.5291 | 65.5493 | 337.8252 | 73.6102 | 221.0669 | 73.6102 | 1362 | 17 | 1 | 2017-01-26 17:00 | WEEKDAY | 24.0661 | 17.14 | 898.286 | 871.3374 | 119 | 990.3374 | 2997.4649 | 0 | 0 | NA | 99.92%
| 18 | 2 | 2017-02-26 18:00 | 0 | 1.9545 | 21.5236 | 0 | 28.7414 | 0.98713 | 0 | 0.37937 | 989.6546 | 0.49357 | 33.738 | 4.8929 | 8.5197 | 0 | 0 | 28.7414 | 0 | 1363 | 18 | 1 | 2017-01-26 18:00 | WEEKDAY | 25.6138 | 17.14 | 0 | 0 | 300 | 300 | 2874.7845 | 0 | 0 | NA | 95.83%
| 19 | 2 | 2017-02-26 19:00 | 0 | 0 | 0 | 0 | 0 | 0 | 0 | 0 | 0 | 0 | 0 | 0 | 0 | 0 | 0 | 0 | 0 | 1364 | 19 | 1 | 2017-01-26 19:00 | WEEKDAY | 25.3605 | 17.14 | 0 | 0 | 0 | 0 | 2565.5062 | 0 | 0 | NA | 85.52%
| 20 | 2 | 2017-02-26 20:00 | 0 | 0 | 0 | 0 | 0 | 0 | 0 | 0 | 0 | 0 | 0 | 0 | 0 | 0 | 0 | 0 | 0 | 1365 | 20 | 1 | 2017-01-26 20:00 | WEEKDAY | 24.7982 | 18.26 | 0 | 0 | 0 | 0 | 2565.5062 | 2472 | 200 | YES | 85.52%
| 21 | 2 | 2017-02-26 21:00 | 0 | 0 | 0 | 0 | 0 | 0 | 0 | 0 | 0 | 0 | 0 | 0 | 0 | 0 | 0 | 0 | 0 | 1366 | 21 | 1 | 2017-01-26 21:00 | WEEKDAY | 24.492 | 18.26 | 0 | 0 | 0 | 0 | 2565.5062 | 2472 | 200 | YES | 85.52%
| 22 | 2 | 2017-02-26 22:00 | 0 | 0 | 0 | 0 | 0 | 0 | 0 | 0 | 0 | 0 | 0 | 0 | 0 | 0 | 0 | 0 | 0 | 1367 | 22 | 1 | 2017-01-26 22:00 | WEEKDAY | 24.3974 | 18.26 | 0 | 0 | 0 | 0 | 2565.5062 | 2472 | 200 | YES | 85.52%
| 23 | 2 | 2017-02-26 23:00 | 0 | 0 | 0 | 0 | 0 | 0 | 0 | 0 | 0 | 0 | 0 | 0 | 0 | 0 | 0 | 0 | 0 | 1368 | 23 | 1 | 2017-01-26 23:00 | WEEKDAY | 24.2749 | 2.52 | 0 | 0 | 0 | 0 | 2565.5062 | 0 | 0 | NA | 85.52%
| 0 | 2 | 2017-02-27 | 0 | 0 | 0 | 0 | 0 | 0 | 0 | 0 | 0 | 0 | 0 | 0 | 0 | 0 | 0 | 0 | 0 | 1369 | 0 | 1 | 2017-01-27 | WEEKDAY | 23.7711 | 2.52 | 0 | 0 | 0 | 0 | 2565.5062 | 0 | 0 | NA | 85.52%
| 1 | 2 | 2017-02-27 01:00 | 0 | 0 | 0 | 0 | 0 | 0 | 0 | 0 | 0 | 0 | 0 | 0 | 0 | 0 | 0 | 0 | 0 | 1370 | 1 | 1 | 2017-01-27 01:00 | WEEKDAY | 23.6709 | 2.52 | 0 | 0 | 0 | 0 | 2565.5062 | 0 | 0 | NA | 85.52%
| 2 | 2 | 2017-02-27 02:00 | 0 | 0 | 0 | 0 | 0 | 0 | 0 | 0 | 0 | 0 | 0 | 0 | 0 | 0 | 0 | 0 | 0 | 1371 | 2 | 1 | 2017-01-27 02:00 | WEEKDAY | 23.4148 | 2.52 | 0 | 0 | 0 | 0 | 2565.5062 | 0 | 0 | NA | 85.52%
| 3 | 2 | 2017-02-27 03:00 | 0 | 0 | 0 | 0 | 0 | 0 | 0 | 0 | 0 | 0 | 0 | 0 | 0 | 0 | 0 | 0 | 0 | 1372 | 3 | 1 | 2017-01-27 03:00 | WEEKDAY | 23.9799 | 2.52 | 0 | 0 | 0 | 0 | 2565.5062 | 0 | 0 | NA | 85.52%
| 4 | 2 | 2017-02-27 04:00 | 0 | 0 | 0 | 0 | 0 | 0 | 0 | 0 | 0 | 0 | 0 | 0 | 0 | 0 | 0 | 0 | 0 | 1373 | 4 | 1 | 2017-01-27 04:00 | WEEKDAY | 24.1079 | 2.52 | 0 | 0 | 0 | 0 | 2565.5062 | 0 | 0 | NA | 85.52%
| 5 | 2 | 2017-02-27 05:00 | 0 | 0 | 0 | 0 | 0 | 0 | 0 | 0 | 0 | 0 | 0 | 0 | 0 | 0 | 0 | 0 | 0 | 1374 | 5 | 1 | 2017-01-27 05:00 | WEEKDAY | 24.1719 | 2.52 | 0 | 0 | 0 | 0 | 2565.5062 | 0 | 0 | NA | 85.52%
| 6 | 2 | 2017-02-27 06:00 | 29.2952 | 0 | 0 | 0 | 0 | 0 | 0 | 0 | 0 | 0 | 0 | 0 | 0 | 0 | 29.2952 | 0 | 29.2952 | 1375 | 6 | 1 | 2017-01-27 06:00 | WEEKDAY | 26.5908 | 17.63 | 0 | 0 | 0 | 0 | 2565.5062 | 2472 | 200 | YES | 85.52%
| 7 | 2 | 2017-02-27 07:00 | 461.6141 | 29.7642 | 29.7261 | 26.503 | 77.5891 | 15.0324 | 0 | 103.5146 | 0 | 7.5162 | 73.9854 | 19.6276 | 18.6832 | 0 | 461.6141 | 77.5891 | 461.6141 | 1376 | 7 | 1 | 2017-01-27 07:00 | WEEKDAY | 27.501 | 17.63 | 0 | 0 | 0 | 0 | 2565.5062 | 2472 | 200 | YES | 85.52%
| 8 | 2 | 2017-02-27 08:00 | 657.1295 | 159.7362 | 642.2511 | 98.0042 | 170.7653 | 80.6749 | 717.699 | 580.4543 | 0 | 40.3374 | 628.3877 | 154.0766 | 158.6838 | 785.7528 | 657.1295 | 170.7653 | 657.1295 | 1377 | 8 | 1 | 2017-01-27 08:00 | WEEKDAY | 25.8114 | 17.63 | 747.002 | 724.5919 | 0 | 724.5919 | 2565.5062 | 2472 | 200 | YES | 85.52%
| 9 | 2 | 2017-02-27 09:00 | 978.9465 | 291.0736 | 848.7593 | 157.7214 | 458.7708 | 147.0068 | 928.691 | 1061.1903 | 990 | 73.5034 | 878.6668 | 219.1611 | 221.8855 | 897.8929 | 978.9465 | 458.7708 | 978.9465 | 1378 | 9 | 1 | 2017-01-27 09:00 | WEEKDAY | 25.8392 | 6.32 | 969.662 | 940.5721 | 0 | 940.5721 | 2565.5062 | 0 | 0 | NA | 85.52%
| 10 | 2 | 2017-02-27 10:00 | 650.1345 | 395.9582 | 937.6814 | 207.3145 | 636.6067 | 199.9789 | 956.766 | 1123.7363 | 990 | 99.9894 | 910.9426 | 227.9334 | 230.036 | 898.9561 | 650.1345 | 636.6067 | 650.1345 | 1379 | 10 | 1 | 2017-01-27 10:00 | WEEKDAY | 24.8455 | 6.32 | 999.463 | 969.4791 | 0 | 969.4791 | 2565.5062 | 0 | 0 | NA | 85.52%
| 11 | 2 | 2017-02-27 11:00 | 868.6185 | 495.8865 | 904.4631 | 254.9546 | 731.9209 | 250.4477 | 908.739 | 1253.2914 | 990 | 125.2239 | 886.7806 | 221.8443 | 223.9345 | 876.2634 | 868.6185 | 731.9209 | 868.6185 | 1380 | 11 | 1 | 2017-01-27 11:00 | WEEKDAY | 23.746 | 6.32 | 948.433 | 919.98 | 0 | 919.98 | 2565.5062 | 0 | 0 | NA | 85.52%
| 12 | 2 | 2017-02-27 12:00 | 583.1076 | 555.4824 | 903.8811 | 280.1336 | 832.8084 | 280.5467 | 876.628 | 1471.277 | 969.5751 | 140.2733 | 861.5758 | 219.0738 | 217.5696 | 855.3658 | 583.1076 | 832.8084 | 583.1076 | 1381 | 12 | 1 | 2017-01-27 12:00 | WEEKDAY | 23.579 | 6.32 | 914.429 | 886.9961 | 0 | 886.9961 | 2565.5062 | 0 | 0 | NA | 85.52%
| 13 | 2 | 2017-02-27 13:00 | 787.8514 | 539.7042 | 877.5914 | 268.6768 | 878.6483 | 272.5779 | 862.45 | 1493.8379 | 963.7978 | 136.2889 | 861.1267 | 221.5725 | 217.4562 | 850.438 | 787.8514 | 878.6483 | 787.8514 | 1382 | 13 | 1 | 2017-01-27 13:00 | WEEKDAY | 23.3007 | 6.32 | 899.398 | 872.4161 | 0 | 872.4161 | 2565.5062 | 0 | 0 | NA | 85.52%
| 14 | 2 | 2017-02-27 14:00 | 524.4369 | 463.7071 | 865.4703 | 230.501 | 1750.9301 | 234.1955 | 882.452 | 1452.9741 | 976.3729 | 117.0978 | 882.9268 | 221.9266 | 222.9613 | 875.4639 | 524.4369 | 1750.9301 | 524.4369 | 1383 | 14 | 1 | 2017-01-27 14:00 | WEEKDAY | 23.3369 | 2.07 | 920.548 | 892.9316 | 0 | 892.9316 | 2565.5062 | 0 | 0 | NA | 85.52%
| 15 | 2 | 2017-02-27 15:00 | 567.6367 | 355.6223 | 938.079 | 178.1293 | 1025.0881 | 179.6072 | 912.007 | 1419.7599 | 990 | 89.8036 | 897.835 | 226.1192 | 226.726 | 894.5675 | 567.6367 | 1025.0881 | 567.6367 | 1384 | 15 | 1 | 2017-01-27 15:00 | WEEKDAY | 23.1782 | 2.07 | 951.86 | 923.3042 | 0 | 923.3042 | 2565.5062 | 0 | 0 | NA | 85.52%
| 16 | 2 | 2017-02-27 16:00 | 608.4442 | 244.688 | 875.7288 | 388.0176 | 1329.5576 | 123.5798 | 923.95 | 924.64 | 983.9777 | 61.7899 | 830.9382 | 204.3966 | 209.8329 | 806.8782 | 608.4442 | 1329.5576 | 608.4442 | 1385 | 16 | 1 | 2017-01-27 16:00 | WEEKDAY | 23.3396 | 2.07 | 964.541 | 935.6048 | 0 | 935.6048 | 2565.5062 | 0 | 0 | NA | 85.52%
| 17 | 2 | 2017-02-27 17:00 | 46.9255 | 115.8849 | 594.5811 | 62.8615 | 812.9508 | 58.5277 | 824.947 | 439.6217 | 867.7164 | 29.2639 | 488.4386 | 110.7005 | 123.3431 | 363.9312 | 46.9255 | 812.9508 | 46.9255 | 1386 | 17 | 1 | 2017-01-27 17:00 | WEEKDAY | 26.1231 | 17.14 | 859.81 | 834.0157 | 0 | 834.0157 | 2565.5062 | 0 | 0 | NA | 85.52%
| 18 | 2 | 2017-02-27 18:00 | 0 | 1.7648 | 33.5948 | 0 | 49.1167 | 0.89132 | 0 | 4.2569 | 559.5484 | 0.44566 | 38.8248 | 6.3 | 9.8042 | 0 | 0 | 49.1167 | 0 | 1387 | 18 | 1 | 2017-01-27 18:00 | WEEKDAY | 45.5631 | 17.14 | 0 | 0 | 0 | 0 | 2565.5062 | 0 | 0 | NA | 85.52%
| 19 | 2 | 2017-02-27 19:00 | 0 | 0 | 0 | 0 | 0 | 0 | 0 | 0 | 0 | 0 | 0 | 0 | 0 | 0 | 0 | 0 | 0 | 1388 | 19 | 1 | 2017-01-27 19:00 | WEEKDAY | 35.2196 | 17.14 | 0 | 0 | 0 | 0 | 2565.5062 | 0 | 0 | NA | 85.52%
| 20 | 2 | 2017-02-27 20:00 | 0 | 0 | 0 | 0 | 0 | 0 | 0 | 0 | 0 | 0 | 0 | 0 | 0 | 0 | 0 | 0 | 0 | 1389 | 20 | 1 | 2017-01-27 20:00 | WEEKDAY | 27.835 | 18.26 | 0 | 0 | 0 | 0 | 2565.5062 | 2472 | 200 | YES | 85.52%
| 21 | 2 | 2017-02-27 21:00 | 0 | 0 | 0 | 0 | 0 | 0 | 0 | 0 | 0 | 0 | 0 | 0 | 0 | 0 | 0 | 0 | 0 | 1390 | 21 | 1 | 2017-01-27 21:00 | WEEKDAY | 25.2881 | 18.26 | 0 | 0 | 0 | 0 | 2565.5062 | 2472 | 200 | YES | 85.52%
| 22 | 2 | 2017-02-27 22:00 | 0 | 0 | 0 | 0 | 0 | 0 | 0 | 0 | 0 | 0 | 0 | 0 | 0 | 0 | 0 | 0 | 0 | 1391 | 22 | 1 | 2017-01-27 22:00 | WEEKDAY | 24.5978 | 18.26 | 0 | 0 | 0 | 0 | 2565.5062 | 2472 | 200 | YES | 85.52%
| 23 | 2 | 2017-02-27 23:00 | 0 | 0 | 0 | 0 | 0 | 0 | 0 | 0 | 0 | 0 | 0 | 0 | 0 | 0 | 0 | 0 | 0 | 1392 | 23 | 1 | 2017-01-27 23:00 | WEEKDAY | 24.2471 | 2.52 | 0 | 0 | 0 | 0 | 2565.5062 | 0 | 0 | NA | 85.52%
| 0 | 2 | 2017-02-28 | 0 | 0 | 0 | 0 | 0 | 0 | 0 | 0 | 0 | 0 | 0 | 0 | 0 | 0 | 0 | 0 | 0 | 1393 | 0 | 1 | 2017-01-28 | WEEKEND | 22.8442 | 2.52 | 0 | 0 | 0 | 0 | 2565.5062 | 0 | 0 | NA | 85.52%
| 1 | 2 | 2017-02-28 01:00 | 0 | 0 | 0 | 0 | 0 | 0 | 0 | 0 | 0 | 0 | 0 | 0 | 0 | 0 | 0 | 0 | 0 | 1394 | 1 | 1 | 2017-01-28 01:00 | WEEKEND | 22.229 | 2.52 | 0 | 0 | 0 | 0 | 2565.5062 | 0 | 0 | NA | 85.52%
| 2 | 2 | 2017-02-28 02:00 | 0 | 0 | 0 | 0 | 0 | 0 | 0 | 0 | 0 | 0 | 0 | 0 | 0 | 0 | 0 | 0 | 0 | 1395 | 2 | 1 | 2017-01-28 02:00 | WEEKEND | 21.8644 | 2.52 | 0 | 0 | 0 | 0 | 2565.5062 | 0 | 0 | NA | 85.52%
| 3 | 2 | 2017-02-28 03:00 | 0 | 0 | 0 | 0 | 0 | 0 | 0 | 0 | 0 | 0 | 0 | 0 | 0 | 0 | 0 | 0 | 0 | 1396 | 3 | 1 | 2017-01-28 03:00 | WEEKEND | 22.7495 | 2.52 | 0 | 0 | 0 | 0 | 2565.5062 | 0 | 0 | NA | 85.52%
| 4 | 2 | 2017-02-28 04:00 | 0 | 0 | 0 | 0 | 0 | 0 | 0 | 0 | 0 | 0 | 0 | 0 | 0 | 0 | 0 | 0 | 0 | 1397 | 4 | 1 | 2017-01-28 04:00 | WEEKEND | 22.1427 | 2.52 | 0 | 0 | 0 | 0 | 2565.5062 | 0 | 0 | NA | 85.52%
| 5 | 2 | 2017-02-28 05:00 | 0 | 0 | 0 | 0 | 0 | 0 | 0 | 0 | 0 | 0 | 0 | 0 | 0 | 0 | 0 | 0 | 0 | 1398 | 5 | 1 | 2017-01-28 05:00 | WEEKEND | 22.2986 | 2.52 | 0 | 0 | 0 | 0 | 2565.5062 | 0 | 0 | NA | 85.52%
| 6 | 2 | 2017-02-28 06:00 | 12.4772 | 0 | 0 | 0 | 0 | 0 | 0 | 0 | 0 | 0 | 0 | 0 | 0 | 0 | 12.4772 | 0 | 12.4772 | 1399 | 6 | 1 | 2017-01-28 06:00 | WEEKEND | 22.9416 | 2.52 | 0 | 0 | 0 | 0 | 2565.5062 | 0 | 0 | NA | 85.52%
| 7 | 2 | 2017-02-28 07:00 | 261.0645 | 15.1839 | 0 | 15.5559 | 195.6317 | 7.6687 | 0 | 194.5186 | 0 | 3.8343 | 63.6236 | 17.9179 | 16.0666 | 0 | 261.0645 | 195.6317 | 261.0645 | 1400 | 7 | 1 | 2017-01-28 07:00 | WEEKEND | 24.5059 | 2.52 | 0 | 0 | 0 | 0 | 2565.5062 | 0 | 0 | NA | 85.52%
| 8 | 2 | 2017-02-28 08:00 | 304.771 | 91.2847 | 73.8928 | 59.0724 | 1262.3986 | 46.1034 | 72.064 | 574.2954 | 0 | 23.0517 | 580.0395 | 126.6285 | 146.4746 | 54.3161 | 304.771 | 1262.3986 | 304.771 | 1401 | 8 | 1 | 2017-01-28 08:00 | WEEKEND | 24.8956 | 2.52 | 78.6842 | 0 | 0 | 0 | 2565.5062 | 0 | 0 | NA | 85.52%
| 9 | 2 | 2017-02-28 09:00 | 681.1501 | 181.9822 | 85.3124 | 101.8994 | 1584.74 | 91.9102 | 219.577 | 1635.1241 | 0 | 45.9551 | 843.4402 | 54.6989 | 212.9899 | 72.5045 | 681.1501 | 1584.74 | 681.1501 | 1402 | 9 | 1 | 2017-01-28 09:00 | WEEKEND | 26.5073 | 2.52 | 229.648 | 0 | 0 | 0 | 2644.1904 | 0 | 0 | NA | 88.14%
| 10 | 2 | 2017-02-28 10:00 | 701.2064 | 259.444 | 146.932 | 139.5999 | 1657.1582 | 131.0323 | 136.834 | 1915.5017 | 158.7492 | 65.5162 | 850.3075 | 147.5074 | 214.7241 | 213.3956 | 701.2064 | 1657.1582 | 701.2064 | 1403 | 10 | 1 | 2017-01-28 10:00 | WEEKEND | 26.4071 | 2.52 | 144.833 | 140.488 | 0 | 140.488 | 2873.8384 | 0 | 0 | NA | 95.79%
| 11 | 2 | 2017-02-28 11:00 | 637.0271 | 336.5962 | 333.364 | 175.5206 | 1636.9852 | 169.9981 | 373.418 | 1423.4799 | 606.1035 | 84.999 | 838.0849 | 131.2863 | 211.6376 | 462.2297 | 637.0271 | 1636.9852 | 637.0271 | 1404 | 11 | 1 | 2017-01-28 11:00 | WEEKEND | 24.737 | 2.52 | 388.11 | 376.4667 | 0 | 376.4667 | 2873.8384 | 0 | 0 | NA | 95.79%
| 12 | 2 | 2017-02-28 12:00 | 788.4358 | 379.6608 | 894.066 | 193.6774 | 1663.2819 | 191.7479 | 405.032 | 1709.9067 | 812.2596 | 95.8739 | 820.3591 | 160.1985 | 207.1614 | 268.3127 | 788.4358 | 1663.2819 | 788.4358 | 1405 | 12 | 1 | 2017-01-28 12:00 | WEEKEND | 23.1977 | 2.52 | 420.81 | 408.1857 | 0 | 408.1857 | 2873.8384 | 0 | 0 | NA | 95.79%
| 13 | 2 | 2017-02-28 13:00 | 278.5661 | 366.6513 | 887.127 | 222.4416 | 1607.0651 | 185.1774 | 664.87 | 1578.2858 | 603.6058 | 92.5887 | 847.0756 | 185.3503 | 213.908 | 164.0303 | 278.5661 | 1607.0651 | 278.5661 | 1406 | 13 | 1 | 2017-01-28 13:00 | WEEKEND | 21.9479 | 2.52 | 691.444 | 670.7007 | 0 | 670.7007 | 2873.8384 | 0 | 0 | NA | 95.79%
| 14 | 2 | 2017-02-28 14:00 | 472.0305 | 310.7516 | 897.649 | 155.7764 | 1523.746 | 156.9452 | 658.704 | 1060.4314 | 681.7742 | 78.4726 | 808.4123 | 139.782 | 204.1445 | 197.8902 | 472.0305 | 1523.746 | 472.0305 | 1407 | 14 | 1 | 2017-01-28 14:00 | WEEKEND | 21.0989 | 2.52 | 684.982 | 664.4325 | 0 | 664.4325 | 2873.8384 | 0 | 0 | NA | 95.79%
| 15 | 2 | 2017-02-28 15:00 | 258.247 | 227.7398 | 939.8455 | 116.4764 | 1534.1899 | 115.0201 | 545.022 | 1047.9665 | 388.2464 | 57.5101 | 861.3789 | 170.0118 | 217.5199 | 101.0962 | 258.247 | 1534.1899 | 258.247 | 1408 | 15 | 1 | 2017-01-28 15:00 | WEEKEND | 20.0245 | 2.52 | 566.211 | 549.2247 | 0 | 549.2247 | 2873.8384 | 0 | 0 | NA | 95.79%
| 16 | 2 | 2017-02-28 16:00 | 222.3003 | 147.4945 | 888.0531 | 77.6752 | 1273.8355 | 74.4922 | 368.501 | 1031.1048 | 912.2346 | 37.2461 | 791.5137 | 145.2539 | 199.8772 | 62.5554 | 222.3003 | 1273.8355 | 222.3003 | 1409 | 16 | 1 | 2017-01-28 16:00 | WEEKEND | 19.2451 | 2.52 | 383.016 | 371.5255 | 0 | 371.5255 | 2873.8384 | 0 | 0 | NA | 95.79%
| 17 | 2 | 2017-02-28 17:00 | 26.7112 | 67.3748 | 460.3533 | 37.6556 | 630.6547 | 34.0277 | 102.676 | 584.6076 | 210.9701 | 17.0138 | 450.3846 | 97.5843 | 113.7335 | 49.1575 | 26.7112 | 630.6547 | 26.7112 | 1410 | 17 | 1 | 2017-01-28 17:00 | WEEKEND | 21.7224 | 2.52 | 109.905 | 0 | 0 | 0 | 2873.8384 | 0 | 0 | NA | 95.79%
| 18 | 2 | 2017-02-28 18:00 | 0 | 0 | 0.89609 | 0 | 35.3293 | 0 | 350.626 | 4.1135 | 563.7203 | 0 | 27.9433 | 6.5505 | 7.0564 | 0 | 0 | 35.3293 | 0 | 1411 | 18 | 1 | 2017-01-28 18:00 | WEEKEND | 25.611 | 2.52 | 364.584 | 353.6465 | 0 | 353.6465 | 2983.7434 | 0 | 0 | NA | 99.46%
| 19 | 2 | 2017-02-28 19:00 | 0 | 0 | 0 | 0 | 0 | 0 | 0 | 0 | 0 | 0 | 0 | 0 | 0 | 0 | 0 | 0 | 0 | 1412 | 19 | 1 | 2017-01-28 19:00 | WEEKEND | 24.7954 | 2.52 | 0 | 0 | 0 | 0 | 2983.7434 | 0 | 0 | NA | 99.46%
| 20 | 2 | 2017-02-28 20:00 | 0 | 0 | 0 | 0 | 0 | 0 | 0 | 0 | 0 | 0 | 0 | 0 | 0 | 0 | 0 | 0 | 0 | 1413 | 20 | 1 | 2017-01-28 20:00 | WEEKEND | 25.4885 | 2.52 | 0 | 0 | 0 | 0 | 2983.7434 | 0 | 0 | NA | 99.46%
| 21 | 2 | 2017-02-28 21:00 | 0 | 0 | 0 | 0 | 0 | 0 | 0 | 0 | 0 | 0 | 0 | 0 | 0 | 0 | 0 | 0 | 0 | 1414 | 21 | 1 | 2017-01-28 21:00 | WEEKEND | 26.2929 | 2.52 | 0 | 0 | 0 | 0 | 2983.7434 | 0 | 0 | NA | 99.46%
| 22 | 2 | 2017-02-28 22:00 | 0 | 0 | 0 | 0 | 0 | 0 | 0 | 0 | 0 | 0 | 0 | 0 | 0 | 0 | 0 | 0 | 0 | 1415 | 22 | 1 | 2017-01-28 22:00 | WEEKEND | 24.3445 | 2.52 | 0 | 0 | 0 | 0 | 2983.7434 | 0 | 0 | NA | 99.46%
| 23 | 2 | 2017-02-28 23:00 | 0 | 0 | 0 | 0 | 0 | 0 | 0 | 0 | 0 | 0 | 0 | 0 | 0 | 0 | 0 | 0 | 0 | 1416 | 23 | 1 | 2017-01-28 23:00 | WEEKEND | 22.8303 | 2.52 | 0 | 0 | 0 | 0 | 2983.7434 | 0 | 0 | NA | 99.46%
| 0 | 3 | 2017-03-01 | 0 | 0 | 0 | 0 | 0 | 0 | 0 | 0 | 0 | 0 | 0 | 0 | 0 | 0 | 0 | 0 | 0 | 1417 | 0 | 1 | 2017-01-29 | WEEKEND | 22.3487 | 2.52 | 0 | 0 | 0 | 0 | 2983.7434 | 0 | 0 | NA | 99.46%
| 1 | 3 | 2017-03-01 01:00 | 0 | 0 | 0 | 0 | 0 | 0 | 0 | 0 | 0 | 0 | 0 | 0 | 0 | 0 | 0 | 0 | 0 | 1418 | 1 | 1 | 2017-01-29 01:00 | WEEKEND | 21.8449 | 2.52 | 0 | 0 | 0 | 0 | 2983.7434 | 0 | 0 | NA | 99.46%
| 2 | 3 | 2017-03-01 02:00 | 0 | 0 | 0 | 0 | 0 | 0 | 0 | 0 | 0 | 0 | 0 | 0 | 0 | 0 | 0 | 0 | 0 | 1419 | 2 | 1 | 2017-01-29 02:00 | WEEKEND | 21.5805 | 2.52 | 0 | 0 | 0 | 0 | 2983.7434 | 0 | 0 | NA | 99.46%
| 3 | 3 | 2017-03-01 03:00 | 0 | 0 | 0 | 0 | 0 | 0 | 0 | 0 | 0 | 0 | 0 | 0 | 0 | 0 | 0 | 0 | 0 | 1420 | 3 | 1 | 2017-01-29 03:00 | WEEKEND | 21.2298 | 2.52 | 0 | 0 | 0 | 0 | 2983.7434 | 0 | 0 | NA | 99.46%
| 4 | 3 | 2017-03-01 04:00 | 0 | 0 | 0 | 0 | 0 | 0 | 0 | 0 | 0 | 0 | 0 | 0 | 0 | 0 | 0 | 0 | 0 | 1421 | 4 | 1 | 2017-01-29 04:00 | WEEKEND | 21.7364 | 2.52 | 0 | 0 | 0 | 0 | 2983.7434 | 0 | 0 | NA | 99.46%
| 5 | 3 | 2017-03-01 05:00 | 0 | 0 | 0 | 0 | 0 | 0 | 0 | 0 | 0 | 0 | 0 | 0 | 0 | 0 | 0 | 0 | 0 | 1422 | 5 | 1 | 2017-01-29 05:00 | WEEKEND | 22.2596 | 2.52 | 0 | 0 | 0 | 0 | 2983.7434 | 0 | 0 | NA | 99.46%
| 6 | 3 | 2017-03-01 06:00 | 40.9962 | 0 | 0 | 0 | 0 | 0 | 0 | 0 | 0 | 0 | 0 | 0 | 0 | 0 | 40.9962 | 0 | 40.9962 | 1423 | 6 | 1 | 2017-01-29 06:00 | WEEKEND | 22.7802 | 2.52 | 0 | 0 | 0 | 0 | 2983.7434 | 0 | 0 | NA | 99.46%
| 7 | 3 | 2017-03-01 07:00 | 578.9138 | 77.4356 | 5.8052 | 13.0065 | 148.1174 | 39.1089 | 0 | 39.2242 | 23.8023 | 19.5545 | 0 | 22.1551 | 0 | 132.0244 | 578.9138 | 148.1174 | 578.9138 | 1424 | 7 | 1 | 2017-01-29 07:00 | WEEKEND | 23.8991 | 2.52 | 0 | 0 | 0 | 0 | 2983.7434 | 0 | 0 | NA | 99.46%
| 8 | 3 | 2017-03-01 08:00 | 931.5151 | 435.574 | 55.0512 | 86.6483 | 1109.5852 | 219.9868 | 128.613 | 147.7042 | 254.6328 | 109.9934 | 247.3498 | 166.4141 | 62.4621 | 761.8701 | 931.5151 | 1109.5852 | 931.5151 | 1425 | 8 | 1 | 2017-01-29 08:00 | WEEKEND | 24.3751 | 2.52 | 136.555 | 132.4583 | 0 | 132.4583 | 2983.7434 | 0 | 0 | NA | 99.46%
| 9 | 3 | 2017-03-01 09:00 | 981.9547 | 1633.9535 | 497.7342 | 97.2852 | 1774.8197 | 825.2291 | 176.435 | 278.4484 | 210.8974 | 412.6145 | 476.4367 | 220.6879 | 120.3123 | 903.5124 | 981.9547 | 1774.8197 | 981.9547 | 1426 | 9 | 1 | 2017-01-29 09:00 | WEEKEND | 27.6986 | 2.52 | 185.489 | 179.9243 | 0 | 179.9243 | 2983.7434 | 0 | 0 | NA | 99.46%
| 10 | 3 | 2017-03-01 10:00 | 943.2599 | 1219.7099 | 664.0854 | 135.9905 | 1618.8046 | 616.0151 | 320.133 | 387.8091 | 406.2476 | 308.0076 | 876.0732 | 232.1325 | 221.2306 | 909.5078 | 943.2599 | 1618.8046 | 943.2599 | 1427 | 10 | 1 | 2017-01-29 10:00 | WEEKEND | 24.5004 | 2.52 | 333.197 | 323.2011 | 0 | 323.2011 | 2983.7434 | 0 | 0 | NA | 99.46%
| 11 | 3 | 2017-03-01 11:00 | 914.892 | 1712.9756 | 233.2684 | 207.7995 | 1980.0001 | 865.1392 | 359.627 | 489.9219 | 682.4474 | 432.5696 | 892.926 | 225.7345 | 225.4864 | 889.1261 | 914.892 | 1980.0001 | 914.892 | 1428 | 11 | 1 | 2017-01-29 11:00 | WEEKEND | 22.0899 | 2.52 | 373.942 | 362.7237 | 0 | 362.7237 | 2983.7434 | 0 | 0 | NA | 99.46%
| 12 | 3 | 2017-03-01 12:00 | 897.8338 | 1797.9866 | 266.5123 | 231.705 | 1980.0001 | 908.0741 | 347.205 | 544.3223 | 504.5057 | 454.037 | 858.3875 | 220.9649 | 216.7645 | 860.6999 | 897.8338 | 1980.0001 | 897.8338 | 1429 | 12 | 1 | 2017-01-29 12:00 | WEEKEND | 21.6139 | 2.52 | 361.095 | 350.2622 | 0 | 350.2622 | 2983.7434 | 0 | 0 | NA | 99.46%
| 13 | 3 | 2017-03-01 13:00 | 932.0125 | 1717.2484 | 264.9454 | 223.3782 | 1891.4251 | 867.2972 | 462.213 | 517.6339 | 335.8518 | 433.6486 | 839.3835 | 221.9277 | 211.9655 | 870.9914 | 932.0125 | 1891.4251 | 932.0125 | 1430 | 13 | 1 | 2017-01-29 13:00 | WEEKEND | 21.1073 | 2.52 | 480.149 | 465.7445 | 524 | 989.7445 | 2983.7434 | 0 | 0 | NA | 99.46%
| 14 | 3 | 2017-03-01 14:00 | 964.5892 | 1481.478 | 230.1637 | 228.0477 | 1931.0642 | 748.2212 | 220.79 | 1591.2506 | 765.2679 | 374.1106 | 883.1887 | 225.7625 | 223.0275 | 900.8808 | 964.5892 | 1931.0642 | 964.5892 | 1431 | 14 | 1 | 2017-01-29 14:00 | WEEKEND | 20.4699 | 2.52 | 230.925 | 223.9973 | 766 | 989.9973 | 2443.5372 | 0 | 0 | NA | 81.45%
| 15 | 3 | 2017-03-01 15:00 | 914.986 | 1757.3832 | 823.1797 | 174.3338 | 1832.6345 | 887.5672 | 488.031 | 1438.1567 | 540.0019 | 443.7836 | 857.3319 | 207.87 | 216.498 | 895.323 | 914.986 | 1832.6345 | 914.986 | 1432 | 15 | 1 | 2017-01-29 15:00 | WEEKEND | 20.2388 | 2.52 | 506.977 | 491.7677 | 498 | 989.7677 | 1653.8465 | 0 | 0 | NA | 55.13%
| 16 | 3 | 2017-03-01 16:00 | 647.8786 | 1649.3398 | 705.608 | 150.8331 | 1889.7686 | 832.9999 | 948.397 | 1569.6516 | 427.7254 | 416.4999 | 863.8675 | 117.8071 | 218.1484 | 820.4017 | 647.8786 | 1889.7686 | 647.8786 | 1433 | 16 | 1 | 2017-01-29 16:00 | WEEKEND | 20.8762 | 2.52 | 990.614 | 0 | 0 | 0 | 1140.4444 | 0 | 0 | NA | 38.01%
| 17 | 3 | 2017-03-01 17:00 | 80.7788 | 1073.1192 | 609.0535 | 70.5496 | 948.0666 | 541.9794 | 833.571 | 744.7842 | 529.33 | 270.9897 | 549.9448 | 49.6123 | 138.875 | 378.7739 | 80.7788 | 948.0666 | 80.7788 | 1434 | 17 | 1 | 2017-01-29 17:00 | WEEKEND | 22.8665 | 2.52 | 869.048 | 842.9766 | 0 | 842.9766 | 2131.0584 | 0 | 0 | NA | 71.04%
| 18 | 3 | 2017-03-01 18:00 | 0 | 61.0835 | 59.36 | 0 | 66.5725 | 30.8503 | 371.082 | 13.4747 | 131.4515 | 15.4251 | 21.8353 | 6.7323 | 5.514 | 0 | 0 | 66.5725 | 0 | 1435 | 18 | 1 | 2017-01-29 18:00 | WEEKEND | 24.6841 | 2.52 | 385.816 | 0 | 0 | 0 | 2131.0584 | 0 | 0 | NA | 71.04%
| 19 | 3 | 2017-03-01 19:00 | 0 | 0 | 0 | 0 | 0 | 0 | 0 | 0 | 0 | 0 | 0 | 0 | 0 | 0 | 0 | 0 | 0 | 1436 | 19 | 1 | 2017-01-29 19:00 | WEEKEND | 24.1858 | 2.52 | 0 | 0 | 0 | 0 | 2516.8744 | 0 | 0 | NA | 83.9%
| 20 | 3 | 2017-03-01 20:00 | 0 | 0 | 0 | 0 | 0 | 0 | 0 | 0 | 0 | 0 | 0 | 0 | 0 | 0 | 0 | 0 | 0 | 1437 | 20 | 1 | 2017-01-29 20:00 | WEEKEND | 23.0919 | 2.52 | 0 | 0 | 0 | 0 | 2516.8744 | 0 | 0 | NA | 83.9%
| 21 | 3 | 2017-03-01 21:00 | 0 | 0 | 0 | 0 | 0 | 0 | 0 | 0 | 0 | 0 | 0 | 0 | 0 | 0 | 0 | 0 | 0 | 1438 | 21 | 1 | 2017-01-29 21:00 | WEEKEND | 22.2513 | 2.52 | 0 | 0 | 0 | 0 | 2516.8744 | 0 | 0 | NA | 83.9%
| 22 | 3 | 2017-03-01 22:00 | 0 | 0 | 0 | 0 | 0 | 0 | 0 | 0 | 0 | 0 | 0 | 0 | 0 | 0 | 0 | 0 | 0 | 1439 | 22 | 1 | 2017-01-29 22:00 | WEEKEND | 21.8867 | 2.52 | 0 | 0 | 0 | 0 | 2516.8744 | 0 | 0 | NA | 83.9%
| 23 | 3 | 2017-03-01 23:00 | 0 | 0 | 0 | 0 | 0 | 0 | 0 | 0 | 0 | 0 | 0 | 0 | 0 | 0 | 0 | 0 | 0 | 1440 | 23 | 1 | 2017-01-29 23:00 | WEEKEND | 20.8512 | 2.52 | 0 | 0 | 0 | 0 | 2516.8744 | 0 | 0 | NA | 83.9%
| 0 | 3 | 2017-03-02 | 0 | 0 | 0 | 0 | 0 | 0 | 0 | 0 | 0 | 0 | 0 | 0 | 0 | 0 | 0 | 0 | 0 | 1441 | 0 | 1 | 2017-01-30 | WEEKDAY | 20.3947 | 2.52 | 0 | 0 | 0 | 0 | 2516.8744 | 0 | 0 | NA | 83.9%
| 1 | 3 | 2017-03-02 01:00 | 0 | 0 | 0 | 0 | 0 | 0 | 0 | 0 | 0 | 0 | 0 | 0 | 0 | 0 | 0 | 0 | 0 | 1442 | 1 | 1 | 2017-01-30 01:00 | WEEKDAY | 20.0607 | 2.52 | 0 | 0 | 0 | 0 | 2516.8744 | 0 | 0 | NA | 83.9%
| 2 | 3 | 2017-03-02 02:00 | 0 | 0 | 0 | 0 | 0 | 0 | 0 | 0 | 0 | 0 | 0 | 0 | 0 | 0 | 0 | 0 | 0 | 1443 | 2 | 1 | 2017-01-30 02:00 | WEEKDAY | 20.005 | 2.52 | 0 | 0 | 0 | 0 | 2516.8744 | 0 | 0 | NA | 83.9%
| 3 | 3 | 2017-03-02 03:00 | 0 | 0 | 0 | 0 | 0 | 0 | 0 | 0 | 0 | 0 | 0 | 0 | 0 | 0 | 0 | 0 | 0 | 1444 | 3 | 1 | 2017-01-30 03:00 | WEEKDAY | 20.4838 | 2.52 | 0 | 0 | 0 | 0 | 2516.8744 | 0 | 0 | NA | 83.9%
| 4 | 3 | 2017-03-02 04:00 | 0 | 0 | 0 | 0 | 0 | 0 | 0 | 0 | 0 | 0 | 0 | 0 | 0 | 0 | 0 | 0 | 0 | 1445 | 4 | 1 | 2017-01-30 04:00 | WEEKDAY | 21.316 | 2.52 | 0 | 0 | 0 | 0 | 2516.8744 | 0 | 0 | NA | 83.9%
| 5 | 3 | 2017-03-02 05:00 | 0 | 0 | 0 | 0 | 0 | 0 | 0 | 0 | 0 | 0 | 0 | 0 | 0 | 0 | 0 | 0 | 0 | 1446 | 5 | 1 | 2017-01-30 05:00 | WEEKDAY | 23.2283 | 2.52 | 0 | 0 | 0 | 0 | 2516.8744 | 0 | 0 | NA | 83.9%
| 6 | 3 | 2017-03-02 06:00 | 32.1878 | 0 | 0 | 0 | 0 | 0 | 0 | 0 | 0 | 0 | 0 | 0 | 0 | 0 | 32.1878 | 0 | 32.1878 | 1447 | 6 | 1 | 2017-01-30 06:00 | WEEKDAY | 28.7508 | 17.63 | 0 | 0 | 0 | 0 | 2516.8744 | 2472 | 200 | YES | 83.9%
| 7 | 3 | 2017-03-02 07:00 | 558.7897 | 149.9801 | 68.0867 | 195.6952 | 356.9922 | 75.7475 | 0 | 368.6417 | 33.0301 | 37.8738 | 0 | 10.2236 | 0 | 175.5422 | 558.7897 | 356.9922 | 558.7897 | 1448 | 7 | 1 | 2017-01-30 07:00 | WEEKDAY | 27.5817 | 17.63 | 0 | 0 | 0 | 0 | 2516.8744 | 2472 | 200 | YES | 83.9%
| 8 | 3 | 2017-03-02 08:00 | 893.1305 | 1085.2277 | 599.8213 | 821.6642 | 1740.5554 | 548.0948 | 240.996 | 1649.7798 | 149.1268 | 274.0474 | 109.3954 | 29.4249 | 27.6251 | 781.7221 | 893.1305 | 1740.5554 | 893.1305 | 1449 | 8 | 1 | 2017-01-30 08:00 | WEEKDAY | 24.8956 | 17.63 | 251.742 | 0 | 0 | 0 | 2516.8744 | 2472 | 200 | YES | 83.9%
| 9 | 3 | 2017-03-02 09:00 | 955.8845 | 1300.4478 | 916.9101 | 951.419 | 1980.0001 | 656.7918 | 29.5894 | 1904.6121 | 297.5456 | 328.3959 | 298.4865 | 45.3464 | 75.3754 | 914.8929 | 955.8845 | 1980.0001 | 955.8845 | 1450 | 9 | 1 | 2017-01-30 09:00 | WEEKDAY | 25.444 | 6.32 | 35.4336 | 0 | 0 | 0 | 2768.6164 | 0 | 0 | NA | 92.29%
| 10 | 3 | 2017-03-02 10:00 | 920.8064 | 1490.9359 | 945.4769 | 962.0371 | 1980.0001 | 752.9979 | 178.909 | 1924.0947 | 259.3499 | 376.499 | 986.9291 | 59.486 | 249.2245 | 915.2673 | 920.8064 | 1980.0001 | 920.8064 | 1451 | 10 | 1 | 2017-01-30 10:00 | WEEKDAY | 29.1739 | 6.32 | 187.99 | 0 | 0 | 0 | 2804.05 | 0 | 0 | NA | 93.47%
| 11 | 3 | 2017-03-02 11:00 | 880.8346 | 1612.511 | 886.7293 | 901.7847 | 1980.0001 | 814.3995 | 175.737 | 1868.1978 | 328.311 | 407.1997 | 954.334 | 95.0868 | 240.9934 | 892.8747 | 880.8346 | 1980.0001 | 880.8346 | 1452 | 11 | 1 | 2017-01-30 11:00 | WEEKDAY | 24.5505 | 6.32 | 184.737 | 179.1949 | 0 | 179.1949 | 2992.04 | 0 | 0 | NA | 99.73%
| 12 | 3 | 2017-03-02 12:00 | 872.4804 | 1580.7444 | 762.3383 | 911.3363 | 1949.2977 | 798.3557 | 373.185 | 1819.0128 | 295.461 | 399.1779 | 932.6881 | 135.2762 | 235.5273 | 865.1481 | 872.4804 | 1949.2977 | 872.4804 | 1453 | 12 | 1 | 2017-01-30 12:00 | WEEKDAY | 23.3285 | 6.32 | 387.921 | 376.2834 | 0 | 376.2834 | 2992.04 | 0 | 0 | NA | 99.73%
| 13 | 3 | 2017-03-02 13:00 | 456.9094 | 1404.6014 | 876.6725 | 910.2501 | 1861.9415 | 709.3946 | 400.86 | 1827.1873 | 549.4594 | 354.6973 | 906.9612 | 130.3388 | 229.0306 | 882.8292 | 456.9094 | 1861.9415 | 456.9094 | 1454 | 13 | 1 | 2017-01-30 13:00 | WEEKDAY | 22.6772 | 6.32 | 416.542 | 404.0457 | 0 | 404.0457 | 2992.04 | 0 | 0 | NA | 99.73%
| 14 | 3 | 2017-03-02 14:00 | 842.5729 | 1152.6668 | 847.1506 | 934.5161 | 1752.0035 | 582.1549 | 310.561 | 1884.6714 | 726.0906 | 291.0775 | 947.5924 | 131.6608 | 239.291 | 890.6966 | 842.5729 | 1752.0035 | 842.5729 | 1455 | 14 | 1 | 2017-01-30 14:00 | WEEKDAY | 22.1511 | 2.07 | 323.271 | 313.5729 | 0 | 313.5729 | 2992.04 | 0 | 0 | NA | 99.73%
| 15 | 3 | 2017-03-02 15:00 | 603.1874 | 909.8591 | 853.2235 | 927.416 | 1897.0661 | 459.5248 | 357.741 | 1666.0962 | 577.5671 | 229.7624 | 978.1174 | 64.7771 | 246.9993 | 898.2364 | 603.1874 | 1897.0661 | 603.1874 | 1456 | 15 | 1 | 2017-01-30 15:00 | WEEKDAY | 21.8366 | 2.07 | 371.956 | 360.7973 | 300 | 660.7973 | 2992.04 | 0 | 0 | NA | 99.73%
| 16 | 3 | 2017-03-02 16:00 | 201.4069 | 911.7948 | 798.5335 | 848.5816 | 1433.7895 | 460.5024 | 33.6612 | 1472.4235 | 329.1705 | 230.2512 | 916.3874 | 71.3346 | 231.411 | 813.6876 | 201.4069 | 1433.7895 | 201.4069 | 1457 | 16 | 1 | 2017-01-30 16:00 | WEEKDAY | 21.5248 | 2.07 | 39.5522 | 0 | 0 | 0 | 2682.7617 | 0 | 0 | NA | 89.43%
| 17 | 3 | 2017-03-02 17:00 | 29.2851 | 426.4377 | 487.8955 | 451.5951 | 854.7727 | 215.3726 | 0.76483 | 640.9646 | 661.9531 | 107.6863 | 521.7581 | 14.0836 | 131.7571 | 377.0984 | 29.2851 | 854.7727 | 29.2851 | 1458 | 17 | 1 | 2017-01-30 17:00 | WEEKDAY | 22.6326 | 17.14 | 5.9736 | 0 | 0 | 0 | 2722.3139 | 0 | 0 | NA | 90.74%
| 18 | 3 | 2017-03-02 18:00 | 0 | 19.5562 | 47.0096 | 15.4249 | 54.6249 | 9.8768 | 0 | 31.5506 | 0 | 4.9384 | 23.4644 | 3.1522 | 5.9254 | 0 | 0 | 54.6249 | 0 | 1459 | 18 | 1 | 2017-01-30 18:00 | WEEKDAY | 27.192 | 17.14 | 1.1604 | 0 | 0 | 0 | 2728.2875 | 0 | 0 | NA | 90.94%
| 19 | 3 | 2017-03-02 19:00 | 0 | 0 | 0 | 0 | 0 | 0 | 0 | 0 | 970 | 0 | 0 | 0 | 0 | 0 | 0 | 0 | 0 | 1460 | 19 | 1 | 2017-01-30 19:00 | WEEKDAY | 24.0689 | 17.14 | 0 | 0 | 0 | 0 | 2729.4478 | 0 | 0 | NA | 90.98%
| 20 | 3 | 2017-03-02 20:00 | 0 | 0 | 0 | 0 | 0 | 0 | 0 | 0 | 970 | 0 | 0 | 0 | 0 | 0 | 0 | 0 | 0 | 1461 | 20 | 1 | 2017-01-30 20:00 | WEEKDAY | 23.8769 | 18.26 | 0 | 0 | 0 | 0 | 2729.4478 | 2472 | 200 | YES | 90.98%
| 21 | 3 | 2017-03-02 21:00 | 0 | 0 | 0 | 0 | 0 | 0 | 0 | 0 | 0 | 0 | 0 | 0 | 0 | 0 | 0 | 0 | 0 | 1462 | 21 | 1 | 2017-01-30 21:00 | WEEKDAY | 22.7412 | 18.26 | 0 | 0 | 0 | 0 | 2729.4478 | 2472 | 200 | YES | 90.98%
| 22 | 3 | 2017-03-02 22:00 | 0 | 0 | 0 | 0 | 0 | 0 | 0 | 0 | 0 | 0 | 0 | 0 | 0 | 0 | 0 | 0 | 0 | 1463 | 22 | 1 | 2017-01-30 22:00 | WEEKDAY | 20.1776 | 18.26 | 0 | 0 | 0 | 0 | 2729.4478 | 2472 | 200 | YES | 90.98%
| 23 | 3 | 2017-03-02 23:00 | 0 | 0 | 0 | 0 | 0 | 0 | 0 | 0 | 0 | 0 | 0 | 0 | 0 | 0 | 0 | 0 | 0 | 1464 | 23 | 1 | 2017-01-30 23:00 | WEEKDAY | 6.981 | 2.52 | 0 | 0 | 0 | 0 | 2729.4478 | 0 | 0 | NA | 90.98%
| 0 | 3 | 2017-03-03 | 0 | 0 | 0 | 0 | 0 | 0 | 0 | 0 | 0 | 0 | 0 | 0 | 0 | 0 | 0 | 0 | 0 | 1465 | 0 | 1 | 2017-01-31 | WEEKDAY | 9.5947 | 2.52 | 0 | 0 | 0 | 0 | 2729.4478 | 0 | 0 | NA | 90.98%
| 1 | 3 | 2017-03-03 01:00 | 0 | 0 | 0 | 0 | 0 | 0 | 0 | 0 | 0 | 0 | 0 | 0 | 0 | 0 | 0 | 0 | 0 | 1466 | 1 | 1 | 2017-01-31 01:00 | WEEKDAY | 11.6378 | 2.52 | 0 | 0 | 0 | 0 | 2729.4478 | 0 | 0 | NA | 90.98%
| 2 | 3 | 2017-03-03 02:00 | 0 | 0 | 0 | 0 | 0 | 0 | 0 | 0 | 0 | 0 | 0 | 0 | 0 | 0 | 0 | 0 | 0 | 1467 | 2 | 1 | 2017-01-31 02:00 | WEEKDAY | 9.2301 | 2.52 | 0 | 0 | -270 | -270 | 2729.4478 | 0 | 0 | NA | 90.98%
| 3 | 3 | 2017-03-03 03:00 | 0 | 0 | 0 | 0 | 0 | 0 | 0 | 0 | 0 | 0 | 0 | 0 | 0 | 0 | 0 | 0 | 0 | 1468 | 3 | 1 | 2017-01-31 03:00 | WEEKDAY | 18.9668 | 2.52 | 0 | 0 | 0 | 0 | 2991.3478 | 0 | 0 | NA | 99.71%
| 4 | 3 | 2017-03-03 04:00 | 0 | 0 | 0 | 0 | 0 | 0 | 0 | 0 | 0 | 0 | 0 | 0 | 0 | 0 | 0 | 0 | 0 | 1469 | 4 | 1 | 2017-01-31 04:00 | WEEKDAY | 20.3251 | 2.52 | 0 | 0 | 0 | 0 | 2991.3478 | 0 | 0 | NA | 99.71%
| 5 | 3 | 2017-03-03 05:00 | 0 | 0 | 0 | 0 | 0 | 0 | 0 | 0 | 0 | 0 | 0 | 0 | 0 | 0 | 0 | 0 | 0 | 1470 | 5 | 1 | 2017-01-31 05:00 | WEEKDAY | 22.229 | 2.52 | 0 | 0 | 0 | 0 | 2991.3478 | 0 | 0 | NA | 99.71%
| 6 | 3 | 2017-03-03 06:00 | 2.1805 | 0 | 0 | 0 | 0 | 0 | 0 | 0 | 0 | 0 | 0 | 0 | 0 | 0 | 2.1805 | 0 | 2.1805 | 1471 | 6 | 1 | 2017-01-31 06:00 | WEEKDAY | 23.6959 | 17.63 | 0 | 0 | 0 | 0 | 2991.3478 | 2472 | 200 | YES | 99.71%
| 7 | 3 | 2017-03-03 07:00 | 30.9248 | 97.3129 | 29.7099 | 120.6792 | 216.9139 | 49.1479 | 0 | 255.5378 | 0 | 24.574 | 0 | 22.3919 | 0 | 152.5071 | 30.9248 | 216.9139 | 30.9248 | 1472 | 7 | 1 | 2017-01-31 07:00 | WEEKDAY | 24.1886 | 17.63 | 0 | 0 | 0 | 0 | 2991.3478 | 2472 | 200 | YES | 99.71%
| 8 | 3 | 2017-03-03 08:00 | 861.5723 | 1029.617 | 344.5559 | 541.7825 | 1229.7857 | 520.0086 | 141.616 | 1485.9328 | 0 | 260.0043 | 763.4965 | 49.7248 | 192.8021 | 284.6834 | 861.5723 | 1229.7857 | 861.5723 | 1473 | 8 | 1 | 2017-01-31 08:00 | WEEKDAY | 24.2638 | 17.63 | 149.785 | 145.2914 | 0 | 145.2914 | 2991.3478 | 2472 | 200 | YES | 99.71%
| 9 | 3 | 2017-03-03 09:00 | 935.9999 | 1528.9074 | 305.7819 | 567.8899 | 1691.4113 | 772.1754 | 50.8224 | 1813.3831 | 0 | 386.0877 | 866.0046 | 44.0188 | 218.688 | 601.7986 | 935.9999 | 1691.4113 | 935.9999 | 1474 | 9 | 1 | 2017-01-31 09:00 | WEEKDAY | 25.0766 | 6.32 | 57.0485 | 55.337 | 0 | 55.337 | 2991.3478 | 0 | 0 | NA | 99.71%
| 10 | 3 | 2017-03-03 10:00 | 909.2019 | 1543.9895 | 762.4271 | 685.3634 | 1438.4363 | 779.7927 | 199.719 | 1880.2695 | 0 | 389.8963 | 955.7625 | 73.7677 | 241.3542 | 651.5756 | 909.2019 | 1438.4363 | 909.2019 | 1475 | 10 | 1 | 2017-01-31 10:00 | WEEKDAY | 24.531 | 6.32 | 209.261 | 202.9832 | 0 | 202.9832 | 2991.3478 | 0 | 0 | NA | 99.71%
| 11 | 3 | 2017-03-03 11:00 | 864.382 | 1211.1869 | 794.6622 | 857.7785 | 1714.7161 | 611.7106 | 351.659 | 1728.8479 | 0 | 305.8553 | 925.7428 | 117.0533 | 233.7734 | 887.7443 | 864.382 | 1714.7161 | 864.382 | 1476 | 11 | 1 | 2017-01-31 11:00 | WEEKDAY | 24.2888 | 6.32 | 365.591 | 354.6233 | 0 | 354.6233 | 2991.3478 | 0 | 0 | NA | 99.71%
| 12 | 3 | 2017-03-03 12:00 | 707.2689 | 1207.4737 | 802.1393 | 750.169 | 1774.1515 | 609.8352 | 258.715 | 1609.1094 | 0 | 304.9176 | 906.1657 | 96.7281 | 228.8297 | 866.542 | 707.2689 | 1774.1515 | 707.2689 | 1477 | 12 | 1 | 2017-01-31 12:00 | WEEKDAY | 23.7767 | 6.32 | 269.812 | 261.7176 | 0 | 261.7176 | 2991.3478 | 0 | 0 | NA | 99.71%
| 13 | 3 | 2017-03-03 13:00 | 756.7255 | 1540.3098 | 718.8678 | 744.302 | 1782.285 | 777.9343 | 518.281 | 1680.8272 | 0 | 388.9671 | 902.8702 | 92.1302 | 227.9975 | 848.2186 | 756.7255 | 1782.285 | 756.7255 | 1478 | 13 | 1 | 2017-01-31 13:00 | WEEKDAY | 23.5957 | 6.32 | 538.309 | 522.1597 | 0 | 522.1597 | 2991.3478 | 0 | 0 | NA | 99.71%
| 14 | 3 | 2017-03-03 14:00 | 567.9975 | 1464.148 | 530.0789 | 805.3794 | 1739.0289 | 739.4687 | 445.263 | 519.017 | 990 | 369.7343 | 906.027 | 95.3687 | 228.7947 | 895.0086 | 567.9975 | 1739.0289 | 567.9975 | 1479 | 14 | 1 | 2017-01-31 14:00 | WEEKDAY | 23.6765 | 2.07 | 462.461 | 448.5872 | 0 | 448.5872 | 2991.3478 | 0 | 0 | NA | 99.71%
| 15 | 3 | 2017-03-03 15:00 | 848.1468 | 907.728 | 482.4616 | 678.1431 | 1445.8985 | 458.4485 | 913.258 | 1689.8315 | 990 | 229.2243 | 945.2408 | 210.2916 | 238.6972 | 877.7951 | 848.1468 | 1445.8985 | 848.1468 | 1480 | 15 | 1 | 2017-01-31 15:00 | WEEKDAY | 23.2951 | 2.07 | 953.068 | 924.476 | 66 | 990.476 | 2991.3478 | 0 | 0 | NA | 99.71%
| 16 | 3 | 2017-03-03 16:00 | 288.2225 | 757.9912 | 564.2149 | 537.6725 | 1429.2762 | 382.8238 | 914.129 | 1281.7711 | 990.2989 | 191.4119 | 837.4274 | 190.5126 | 211.4716 | 677.8409 | 288.2225 | 1429.2762 | 288.2225 | 1481 | 16 | 1 | 2017-01-31 16:00 | WEEKDAY | 22.4684 | 2.07 | 954.027 | 925.4062 | 65 | 990.4062 | 2923.3066 | 0 | 0 | NA | 97.44%
| 17 | 3 | 2017-03-03 17:00 | 60.0985 | 468.8646 | 225.8536 | 217.4606 | 698.416 | 236.8003 | 829.007 | 547.2209 | 990.0907 | 118.4001 | 561.8564 | 137.2815 | 141.8829 | 116.0126 | 60.0985 | 698.416 | 60.0985 | 1482 | 17 | 1 | 2017-01-31 17:00 | WEEKDAY | 22.3738 | 17.14 | 864.137 | 838.2129 | 0 | 838.2129 | 2856.2963 | 0 | 0 | NA | 95.21%
| 18 | 3 | 2017-03-03 18:00 | 0 | 22.0452 | 21.2725 | 9.4493 | 34.5843 | 11.1339 | 385.492 | 19.7122 | 0 | 5.567 | 29.267 | 11.4337 | 7.3906 | 0 | 0 | 34.5843 | 0 | 1483 | 18 | 1 | 2017-01-31 18:00 | WEEKDAY | 22.7356 | 17.14 | 400.666 | 388.646 | 0 | 388.646 | 2856.2963 | 0 | 0 | NA | 95.21%
| 19 | 3 | 2017-03-03 19:00 | 0 | 0 | 0 | 0 | 0 | 0 | 0 | 0 | 0 | 0 | 0 | 0 | 0 | 0 | 0 | 0 | 0 | 1484 | 19 | 1 | 2017-01-31 19:00 | WEEKDAY | 21.4831 | 17.14 | 0 | 0 | 0 | 0 | 2856.2963 | 0 | 0 | NA | 95.21%
| 20 | 3 | 2017-03-03 20:00 | 0 | 0 | 0 | 0 | 0 | 0 | 0 | 0 | 970 | 0 | 0 | 0 | 0 | 0 | 0 | 0 | 0 | 1485 | 20 | 1 | 2017-01-31 20:00 | WEEKDAY | 20.5923 | 18.26 | 0 | 0 | 0 | 0 | 2856.2963 | 2472 | 200 | YES | 95.21%
| 21 | 3 | 2017-03-03 21:00 | 0 | 0 | 0 | 0 | 0 | 0 | 0 | 0 | 0 | 0 | 0 | 0 | 0 | 0 | 0 | 0 | 0 | 1486 | 21 | 1 | 2017-01-31 21:00 | WEEKDAY | 18.8526 | 18.26 | 0 | 0 | 0 | 0 | 2856.2963 | 2472 | 200 | YES | 95.21%
| 22 | 3 | 2017-03-03 22:00 | 0 | 0 | 0 | 0 | 0 | 0 | 0 | 0 | 0 | 0 | 0 | 0 | 0 | 0 | 0 | 0 | 0 | 1487 | 22 | 1 | 2017-01-31 22:00 | WEEKDAY | 18.6522 | 18.26 | 0 | 0 | 0 | 0 | 2856.2963 | 2472 | 200 | YES | 95.21%
| 23 | 3 | 2017-03-03 23:00 | 0 | 0 | 0 | 0 | 0 | 0 | 0 | 0 | 0 | 0 | 0 | 0 | 0 | 0 | 0 | 0 | 0 | 1488 | 23 | 1 | 2017-01-31 23:00 | WEEKDAY | 2.5664 | 2.52 | 0 | 0 | 0 | 0 | 2856.2963 | 0 | 0 | NA | 95.21%
| 0 | 3 | 2017-03-04 | 0 | 0 | 0 | 0 | 0 | 0 | 0 | 0 | 0 | 0 | 0 | 0 | 0 | 0 | 0 | 0 | 0 | 1489 | 0 | 2 | 2017-02-01 | WEEKDAY | 0.99649 | 2.27 | 0 | 0 | 0 | 0 | 2856.2963 | 0 | 0 | NA | 95.21%
| 1 | 3 | 2017-03-04 01:00 | 0 | 0 | 0 | 0 | 0 | 0 | 0 | 0 | 0 | 0 | 0 | 0 | 0 | 0 | 0 | 0 | 0 | 1490 | 1 | 2 | 2017-02-01 01:00 | WEEKDAY | 0.81835 | 2.27 | 0 | 0 | 0 | 0 | 2856.2963 | 0 | 0 | NA | 95.21%
| 2 | 3 | 2017-03-04 02:00 | 0 | 0 | 0 | 0 | 0 | 0 | 0 | 0 | 0 | 0 | 0 | 0 | 0 | 0 | 0 | 0 | 0 | 1491 | 2 | 2 | 2017-02-01 02:00 | WEEKDAY | 0.76825 | 2.27 | 0 | 0 | -140 | -140 | 2856.2963 | 0 | 0 | NA | 95.21%
| 3 | 3 | 2017-03-04 03:00 | 0 | 0 | 0 | 0 | 0 | 0 | 0 | 0 | 0 | 0 | 0 | 0 | 0 | 0 | 0 | 0 | 0 | 1492 | 3 | 2 | 2017-02-01 03:00 | WEEKDAY | 3.3959 | 2.27 | 0 | 0 | 0 | 0 | 2992.0963 | 0 | 0 | NA | 99.74%
| 4 | 3 | 2017-03-04 04:00 | 0 | 0 | 0 | 0 | 0 | 0 | 0 | 0 | 0 | 0 | 0 | 0 | 0 | 0 | 0 | 0 | 0 | 1493 | 4 | 2 | 2017-02-01 04:00 | WEEKDAY | 10.9586 | 2.27 | 0 | 0 | 0 | 0 | 2992.0963 | 0 | 0 | NA | 99.74%
| 5 | 3 | 2017-03-04 05:00 | 0 | 0 | 0 | 0 | 0 | 0 | 0 | 0 | 0 | 0 | 0 | 0 | 0 | 0 | 0 | 0 | 0 | 1494 | 5 | 2 | 2017-02-01 05:00 | WEEKDAY | 13.4443 | 2.27 | 0 | 0 | 0 | 0 | 2992.0963 | 0 | 0 | NA | 99.74%
| 6 | 3 | 2017-03-04 06:00 | 14.4762 | 0 | 0 | 0 | 0 | 0 | 0 | 0 | 0 | 0 | 0 | 0 | 0 | 0 | 14.4762 | 0 | 14.4762 | 1495 | 6 | 2 | 2017-02-01 06:00 | WEEKDAY | 17.8951 | 20.45 | 0 | 0 | 0 | 0 | 2992.0963 | 0 | 0 | NA | 99.74%
| 7 | 3 | 2017-03-04 07:00 | 369.7293 | 95.6828 | 34.9091 | 122.9452 | 179.9011 | 48.3246 | 0 | 26.0693 | 0 | 24.1623 | 0 | 25.0872 | 0 | 131.3133 | 369.7293 | 179.9011 | 369.7293 | 1496 | 7 | 2 | 2017-02-01 07:00 | WEEKDAY | 20.3752 | 20.45 | 0 | 0 | 0 | 0 | 2992.0963 | 0 | 0 | NA | 99.74%
| 8 | 3 | 2017-03-04 08:00 | 825.7884 | 775.9239 | 282.4571 | 497.1861 | 1205.4615 | 391.8808 | 179.704 | 103.3265 | 916.8857 | 195.9404 | 684.8441 | 156.0317 | 172.9404 | 51.8295 | 825.7884 | 1205.4615 | 825.7884 | 1497 | 8 | 2 | 2017-02-01 08:00 | WEEKDAY | 22.7356 | 20.45 | 188.814 | 183.1496 | 0 | 183.1496 | 2992.0963 | 0 | 0 | NA | 99.74%
| 9 | 3 | 2017-03-04 09:00 | 927.2126 | 1001.0967 | 658.7034 | 799.8661 | 1734.9314 | 505.6044 | 29.0555 | 189.8011 | 990 | 252.8022 | 921.1722 | 192.1636 | 232.6192 | 632.2592 | 927.2126 | 1734.9314 | 927.2126 | 1498 | 9 | 2 | 2017-02-01 09:00 | WEEKDAY | 22.0954 | 11.33 | 34.862 | 33.8161 | 0 | 33.8161 | 2992.0963 | 0 | 0 | NA | 99.74%
| 10 | 3 | 2017-03-04 10:00 | 915.2809 | 1377.9413 | 834.5994 | 722.3951 | 1822.693 | 695.9299 | 59.5197 | 1522.2481 | 990 | 347.965 | 889.9359 | 237.5381 | 224.7313 | 513.4711 | 915.2809 | 1822.693 | 915.2809 | 1499 | 10 | 2 | 2017-02-01 10:00 | WEEKDAY | 21.1964 | 11.33 | 65.9024 | 63.9253 | 0 | 63.9253 | 2992.0963 | 0 | 0 | NA | 99.74%
| 11 | 3 | 2017-03-04 11:00 | 884.7141 | 1591.7117 | 847.9653 | 844.9858 | 1818.4085 | 803.8948 | 319.134 | 487.5106 | 985.2775 | 401.9474 | 849.2544 | 239.861 | 214.4582 | 845.9974 | 884.7141 | 1818.4085 | 884.7141 | 1500 | 11 | 2 | 2017-02-01 11:00 | WEEKDAY | 21.8449 | 11.33 | 332.082 | 322.1195 | 0 | 322.1195 | 2992.0963 | 0 | 0 | NA | 99.74%
| 12 | 3 | 2017-03-04 12:00 | 878.8481 | 1285.9703 | 679.4815 | 777.566 | 1779.9993 | 649.4799 | 372.912 | 1383.8465 | 963.5514 | 324.74 | 883.4566 | 235.1832 | 223.0951 | 818.1529 | 878.8481 | 1779.9993 | 878.8481 | 1501 | 12 | 2 | 2017-02-01 12:00 | WEEKDAY | 23.2088 | 11.33 | 387.585 | 375.9574 | 0 | 375.9574 | 2992.0963 | 0 | 0 | NA | 99.74%
| 13 | 3 | 2017-03-04 13:00 | 907.0432 | 1144.3123 | 793.0291 | 828.9389 | 1791.7396 | 577.9355 | 569.176 | 1709.5486 | 0 | 288.9678 | 888.9849 | 234.8923 | 224.4911 | 836.0914 | 907.0432 | 1791.7396 | 907.0432 | 1502 | 13 | 2 | 2017-02-01 13:00 | WEEKDAY | 24.0828 | 11.33 | 591.363 | 573.6221 | 0 | 573.6221 | 2992.0963 | 0 | 0 | NA | 99.74%
| 14 | 3 | 2017-03-04 14:00 | 937.0723 | 709.9748 | 743.492 | 846.0855 | 1813.9579 | 358.5732 | 156.135 | 1317.2191 | 715.4099 | 179.2866 | 934.1823 | 238.2618 | 235.9046 | 866.4318 | 937.0723 | 1813.9579 | 937.0723 | 1503 | 14 | 2 | 2017-02-01 14:00 | WEEKDAY | 24.0661 | 1.96 | 164.572 | 159.6348 | 0 | 159.6348 | 2992.0963 | 0 | 0 | NA | 99.74%
| 15 | 3 | 2017-03-04 15:00 | 890.402 | 1203.3152 | 791.7318 | 828.2758 | 1852.6249 | 607.7349 | 106.243 | 1223.3776 | 990.2611 | 303.8675 | 964.8054 | 239.4026 | 243.6377 | 878.8356 | 890.402 | 1852.6249 | 890.402 | 1504 | 15 | 2 | 2017-02-01 15:00 | WEEKDAY | 24.2276 | 1.96 | 113.556 | 110.1493 | 0 | 110.1493 | 2992.0963 | 0 | 0 | NA | 99.74%
| 16 | 3 | 2017-03-04 16:00 | 636.887 | 303.0414 | 641.4117 | 705.1211 | 1710.672 | 153.0512 | 120.123 | 1074.7593 | 989.5088 | 76.5256 | 868.5502 | 219.3472 | 219.3309 | 784.1562 | 636.887 | 1710.672 | 636.887 | 1505 | 16 | 2 | 2017-02-01 16:00 | WEEKDAY | 24.2359 | 1.96 | 127.751 | 123.9185 | 0 | 123.9185 | 2992.0963 | 0 | 0 | NA | 99.74%
| 17 | 3 | 2017-03-04 17:00 | 76.135 | 153.2023 | 487.9808 | 333.3652 | 1009.1158 | 77.3749 | 51.4615 | 77.5836 | 987.5011 | 38.6874 | 576.1809 | 133.3398 | 145.5002 | 382.929 | 76.135 | 1009.1158 | 76.135 | 1506 | 17 | 2 | 2017-02-01 17:00 | WEEKDAY | 23.3953 | 19.93 | 57.6726 | 55.9424 | 0 | 55.9424 | 2992.0963 | 0 | 0 | NA | 99.74%
| 18 | 3 | 2017-03-04 18:00 | 0 | 20.0231 | 48.1294 | 8.6805 | 69.6833 | 10.1127 | 6.8229 | 0 | 0 | 5.0563 | 35.8591 | 10.658 | 9.0553 | 0 | 0 | 69.6833 | 0 | 1507 | 18 | 2 | 2017-02-01 18:00 | WEEKDAY | 22.6215 | 19.93 | 12.1628 | 11.7979 | 0 | 11.7979 | 2992.0963 | 0 | 0 | NA | 99.74%
| 19 | 3 | 2017-03-04 19:00 | 0 | 0 | 0 | 0 | 0 | 0 | 0 | 0 | 0 | 0 | 0 | 0 | 0 | 0 | 0 | 0 | 0 | 1508 | 19 | 2 | 2017-02-01 19:00 | WEEKDAY | 20.2527 | 19.93 | 0 | 0 | 0 | 0 | 2992.0963 | 0 | 0 | NA | 99.74%
| 20 | 3 | 2017-03-04 20:00 | 0 | 0 | 0 | 0 | 0 | 0 | 0 | 0 | 0 | 0 | 0 | 0 | 0 | 0 | 0 | 0 | 0 | 1509 | 20 | 2 | 2017-02-01 20:00 | WEEKDAY | 16.8402 | 12.08 | 0 | 0 | 0 | 0 | 2992.0963 | 0 | 0 | NA | 99.74%
| 21 | 3 | 2017-03-04 21:00 | 0 | 0 | 0 | 0 | 0 | 0 | 0 | 0 | 0 | 0 | 0 | 0 | 0 | 0 | 0 | 0 | 0 | 1510 | 21 | 2 | 2017-02-01 21:00 | WEEKDAY | 4.5037 | 12.08 | 0 | 0 | 0 | 0 | 2992.0963 | 0 | 0 | NA | 99.74%
| 22 | 3 | 2017-03-04 22:00 | 0 | 0 | 0 | 0 | 0 | 0 | 0 | 0 | 0 | 0 | 0 | 0 | 0 | 0 | 0 | 0 | 0 | 1511 | 22 | 2 | 2017-02-01 22:00 | WEEKDAY | 13.1715 | 12.08 | 0 | 0 | 0 | 0 | 2992.0963 | 0 | 0 | NA | 99.74%
| 23 | 3 | 2017-03-04 23:00 | 0 | 0 | 0 | 0 | 0 | 0 | 0 | 0 | 0 | 0 | 0 | 0 | 0 | 0 | 0 | 0 | 0 | 1512 | 23 | 2 | 2017-02-01 23:00 | WEEKDAY | 9.0826 | 2.27 | 0 | 0 | 0 | 0 | 2992.0963 | 0 | 0 | NA | 99.74%
| 0 | 3 | 2017-03-05 | 0 | 0 | 0 | 0 | 0 | 0 | 0 | 0 | 0 | 0 | 0 | 0 | 0 | 0 | 0 | 0 | 0 | 1513 | 0 | 2 | 2017-02-02 | WEEKDAY | 1.7146 | 2.27 | 0 | 0 | 0 | 0 | 2992.0963 | 0 | 0 | NA | 99.74%
| 1 | 3 | 2017-03-05 01:00 | 0 | 0 | 0 | 0 | 0 | 0 | 0 | 0 | 0 | 0 | 0 | 0 | 0 | 0 | 0 | 0 | 0 | 1514 | 1 | 2 | 2017-02-02 01:00 | WEEKDAY | 0.052886 | 2.27 | 0 | 0 | 0 | 0 | 2992.0963 | 0 | 0 | NA | 99.74%
| 2 | 3 | 2017-03-05 02:00 | 0 | 0 | 0 | 0 | 0 | 0 | 0 | 0 | 0 | 0 | 0 | 0 | 0 | 0 | 0 | 0 | 0 | 1515 | 2 | 2 | 2017-02-02 02:00 | WEEKDAY | 6.7416 | 2.27 | 0 | 0 | 0 | 0 | 2992.0963 | 0 | 0 | NA | 99.74%
| 3 | 3 | 2017-03-05 03:00 | 0 | 0 | 0 | 0 | 0 | 0 | 0 | 0 | 0 | 0 | 0 | 0 | 0 | 0 | 0 | 0 | 0 | 1516 | 3 | 2 | 2017-02-02 03:00 | WEEKDAY | 3.6241 | 2.27 | 0 | 0 | 0 | 0 | 2992.0963 | 0 | 0 | NA | 99.74%
| 4 | 3 | 2017-03-05 04:00 | 0 | 0 | 0 | 0 | 0 | 0 | 0 | 0 | 0 | 0 | 0 | 0 | 0 | 0 | 0 | 0 | 0 | 1517 | 4 | 2 | 2017-02-02 04:00 | WEEKDAY | 4.4091 | 2.27 | 0 | 0 | 0 | 0 | 2992.0963 | 0 | 0 | NA | 99.74%
| 5 | 3 | 2017-03-05 05:00 | 0 | 0 | 0 | 0 | 0 | 0 | 0 | 0 | 0 | 0 | 0 | 0 | 0 | 0 | 0 | 0 | 0 | 1518 | 5 | 2 | 2017-02-02 05:00 | WEEKDAY | 5.7758 | 2.27 | 0 | 0 | 0 | 0 | 2992.0963 | 0 | 0 | NA | 99.74%
| 6 | 3 | 2017-03-05 06:00 | 15.3033 | 0 | 0 | 0 | 0 | 0 | 0 | 0 | 0 | 0 | 0 | 0 | 0 | 0 | 15.3033 | 0 | 15.3033 | 1519 | 6 | 2 | 2017-02-02 06:00 | WEEKDAY | 20.4058 | 20.45 | 0 | 0 | 0 | 0 | 2992.0963 | 0 | 0 | NA | 99.74%
| 7 | 3 | 2017-03-05 07:00 | 181.7722 | 56.5571 | 65.2828 | 67.9724 | 403.2002 | 28.5642 | 0 | 239.8202 | 0 | 14.2821 | 0 | 31.3873 | 0 | 112.2635 | 181.7722 | 403.2002 | 181.7722 | 1520 | 7 | 2 | 2017-02-02 07:00 | WEEKDAY | 21.2492 | 20.45 | 0 | 0 | 0 | 0 | 2992.0963 | 0 | 0 | NA | 99.74%
| 8 | 3 | 2017-03-05 08:00 | 416.0079 | 230.2478 | 579.7007 | 413.5299 | 1698.3925 | 116.2867 | 131.869 | 748.5056 | 0 | 58.1434 | 745.5592 | 189.988 | 188.2725 | 44.388 | 416.0079 | 1698.3925 | 416.0079 | 1521 | 8 | 2 | 2017-02-02 08:00 | WEEKDAY | 23.8824 | 20.45 | 139.815 | 135.6205 | 0 | 135.6205 | 2992.0963 | 0 | 0 | NA | 99.74%
| 9 | 3 | 2017-03-05 09:00 | 773.8562 | 384.6446 | 860.357 | 317.6792 | 1979.7226 | 194.265 | 453.929 | 1165.823 | 0 | 97.1325 | 927.1585 | 230.9155 | 234.1309 | 91.9618 | 773.8562 | 1979.7226 | 773.8562 | 1522 | 9 | 2 | 2017-02-02 09:00 | WEEKDAY | 22.3404 | 11.33 | 471.522 | 457.3763 | 0 | 457.3763 | 2992.0963 | 0 | 0 | NA | 99.74%
| 10 | 3 | 2017-03-05 10:00 | 510.9088 | 1338.1777 | 908.6439 | 821.6644 | 1980.0001 | 675.8473 | 600.641 | 1557.6924 | 990 | 337.9237 | 990.0001 | 241.4719 | 250 | 271.1858 | 510.9088 | 1980.0001 | 510.9088 | 1523 | 10 | 2 | 2017-02-02 10:00 | WEEKDAY | 23.7739 | 11.33 | 624.098 | 605.3751 | 0 | 605.3751 | 2992.0963 | 0 | 0 | NA | 99.74%
| 11 | 3 | 2017-03-05 11:00 | 848.0209 | 427.266 | 872.3097 | 684.2524 | 1952.6317 | 215.7909 | 550.848 | 551.1432 | 990 | 107.8954 | 956.5547 | 237.8158 | 241.5542 | 587.3091 | 848.0209 | 1952.6317 | 848.0209 | 1524 | 11 | 2 | 2017-02-02 11:00 | WEEKDAY | 25.0599 | 11.33 | 572.128 | 554.9642 | 0 | 554.9642 | 2992.0963 | 0 | 0 | NA | 99.74%
| 12 | 3 | 2017-03-05 12:00 | 701.9589 | 1303.9219 | 768.4838 | 726.6429 | 1846.9399 | 658.5464 | 495.474 | 885.4657 | 990 | 329.2732 | 918.4952 | 232.1275 | 231.9432 | 603.0485 | 701.9589 | 1846.9399 | 701.9589 | 1525 | 12 | 2 | 2017-02-02 12:00 | WEEKDAY | 28.272 | 11.33 | 514.502 | 499.0669 | 0 | 499.0669 | 2992.0963 | 0 | 0 | NA | 99.74%
| 13 | 3 | 2017-03-05 13:00 | 760.9967 | 1579.1577 | 842.5397 | 651.4876 | 1878.6507 | 797.5544 | 528.254 | 1273.8467 | 990 | 398.7772 | 911.9809 | 231.8469 | 230.2982 | 661.4531 | 760.9967 | 1878.6507 | 760.9967 | 1526 | 13 | 2 | 2017-02-02 13:00 | WEEKDAY | 25.8142 | 11.33 | 548.583 | 532.1255 | 0 | 532.1255 | 2992.0963 | 0 | 0 | NA | 99.74%
| 14 | 3 | 2017-03-05 14:00 | 965.5162 | 1716.9058 | 844.0938 | 671.0694 | 1785.2525 | 867.1241 | 479.317 | 639.7568 | 990 | 433.5621 | 920.4807 | 234.8276 | 232.4446 | 872.1114 | 965.5162 | 1785.2525 | 965.5162 | 1527 | 14 | 2 | 2017-02-02 14:00 | WEEKDAY | 25.3159 | 1.96 | 497.714 | 482.7826 | 0 | 482.7826 | 2992.0963 | 0 | 0 | NA | 99.74%
| 15 | 3 | 2017-03-05 15:00 | 824.7282 | 1525.3647 | 722.7778 | 816.2119 | 1626.7734 | 770.3862 | 536.859 | 556.2962 | 990 | 385.1931 | 907.6103 | 235.6096 | 229.1945 | 893.3879 | 824.7282 | 1626.7734 | 824.7282 | 1528 | 15 | 2 | 2017-02-02 15:00 | WEEKDAY | 25.1628 | 1.96 | 557.549 | 540.8225 | 0 | 540.8225 | 2992.0963 | 0 | 0 | NA | 99.74%
| 16 | 3 | 2017-03-05 16:00 | 488.2429 | 1536.026 | 753.446 | 393.0596 | 1568.3955 | 775.7707 | 283.047 | 206.9988 | 990 | 387.8853 | 877.5141 | 218.4208 | 221.5945 | 778.8001 | 488.2429 | 1568.3955 | 488.2429 | 1529 | 16 | 2 | 2017-02-02 16:00 | WEEKDAY | 26.1621 | 1.96 | 294.863 | 286.0171 | 0 | 286.0171 | 2992.0963 | 0 | 0 | NA | 99.74%
| 17 | 3 | 2017-03-05 17:00 | 65.1637 | 862.8189 | 468.5926 | 194.5984 | 760.2256 | 435.7671 | 194.318 | 185.0644 | 989.5778 | 217.8836 | 556.2402 | 131.2498 | 140.4647 | 406.9953 | 65.1637 | 760.2256 | 65.1637 | 1530 | 17 | 2 | 2017-02-02 17:00 | WEEKDAY | 32.1355 | 19.93 | 203.72 | 197.6084 | 500 | 697.6084 | 2992.0963 | 0 | 0 | NA | 99.74%
| 18 | 3 | 2017-03-05 18:00 | 0 | 72.0603 | 34.7579 | 17.301 | 86.7118 | 36.3941 | 34.3832 | 6.1847 | 990.1657 | 18.1971 | 39.8576 | 11.0141 | 10.0651 | 0 | 0 | 86.7118 | 0 | 1531 | 18 | 2 | 2017-02-02 18:00 | WEEKDAY | 146.5374 | 19.93 | 40.2678 | 0 | 0 | 0 | 2476.6324 | 0 | 0 | NA | 82.55%
| 19 | 3 | 2017-03-05 19:00 | 0 | 0 | 0 | 0 | 0 | 0 | 0 | 0 | 0 | 0 | 0 | 0 | 0 | 0 | 0 | 0 | 0 | 1532 | 19 | 2 | 2017-02-02 19:00 | WEEKDAY | 29.21 | 19.93 | 0 | 0 | 970 | 970 | 2516.9002 | 0 | 0 | NA | 83.9%
| 20 | 3 | 2017-03-05 20:00 | 0 | 0 | 0 | 0 | 0 | 0 | 0 | 0 | 0 | 0 | 0 | 0 | 0 | 0 | 0 | 0 | 0 | 1533 | 20 | 2 | 2017-02-02 20:00 | WEEKDAY | 30.1898 | 12.08 | 0 | 0 | 970 | 970 | 1516.9002 | 0 | 0 | NA | 50.56%
| 21 | 3 | 2017-03-05 21:00 | 0 | 0 | 0 | 0 | 0 | 0 | 0 | 0 | 0 | 0 | 0 | 0 | 0 | 0 | 0 | 0 | 0 | 1534 | 21 | 2 | 2017-02-02 21:00 | WEEKDAY | 27.1892 | 12.08 | 0 | 0 | 0 | 0 | 516.9002 | 0 | 0 | NA | 17.23%
| 22 | 3 | 2017-03-05 22:00 | 0 | 0 | 0 | 0 | 0 | 0 | 0 | 0 | 0 | 0 | 0 | 0 | 0 | 0 | 0 | 0 | 0 | 1535 | 22 | 2 | 2017-02-02 22:00 | WEEKDAY | 23.4538 | 12.08 | 0 | 0 | 0 | 0 | 516.9002 | 0 | 0 | NA | 17.23%
| 23 | 3 | 2017-03-05 23:00 | 0 | 0 | 0 | 0 | 0 | 0 | 0 | 0 | 0 | 0 | 0 | 0 | 0 | 0 | 0 | 0 | 0 | 1536 | 23 | 2 | 2017-02-02 23:00 | WEEKDAY | 21.6918 | 2.27 | 0 | 0 | 0 | 0 | 516.9002 | 0 | 0 | NA | 17.23%
| 0 | 3 | 2017-03-06 | 0 | 0 | 0 | 0 | 0 | 0 | 0 | 0 | 0 | 0 | 0 | 0 | 0 | 0 | 0 | 0 | 0 | 1537 | 0 | 2 | 2017-02-03 | WEEKDAY | 21.5499 | 2.27 | 0 | 0 | 0 | 0 | 516.9002 | 0 | 0 | NA | 17.23%
| 1 | 3 | 2017-03-06 01:00 | 0 | 0 | 0 | 0 | 0 | 0 | 0 | 0 | 0 | 0 | 0 | 0 | 0 | 0 | 0 | 0 | 0 | 1538 | 1 | 2 | 2017-02-03 01:00 | WEEKDAY | 20.9904 | 2.27 | 0 | 0 | 0 | 0 | 516.9002 | 0 | 0 | NA | 17.23%
| 2 | 3 | 2017-03-06 02:00 | 0 | 0 | 0 | 0 | 0 | 0 | 0 | 0 | 0 | 0 | 0 | 0 | 0 | 0 | 0 | 0 | 0 | 1539 | 2 | 2 | 2017-02-03 02:00 | WEEKDAY | 20.8178 | 2.27 | 0 | 0 | 0 | 0 | 516.9002 | 0 | 0 | NA | 17.23%
| 3 | 3 | 2017-03-06 03:00 | 0 | 0 | 0 | 0 | 0 | 0 | 0 | 0 | 0 | 0 | 0 | 0 | 0 | 0 | 0 | 0 | 0 | 1540 | 3 | 2 | 2017-02-03 03:00 | WEEKDAY | 21.0182 | 2.27 | 0 | 0 | 0 | 0 | 516.9002 | 0 | 0 | NA | 17.23%
| 4 | 3 | 2017-03-06 04:00 | 0 | 0 | 0 | 0 | 0 | 0 | 0 | 0 | 0 | 0 | 0 | 0 | 0 | 0 | 0 | 0 | 0 | 1541 | 4 | 2 | 2017-02-03 04:00 | WEEKDAY | 22.1093 | 2.27 | 0 | 0 | 0 | 0 | 516.9002 | 0 | 0 | NA | 17.23%
| 5 | 3 | 2017-03-06 05:00 | 0 | 0 | 0 | 0 | 0 | 0 | 0 | 0 | 0 | 0 | 0 | 0 | 0 | 0 | 0 | 0 | 0 | 1542 | 5 | 2 | 2017-02-03 05:00 | WEEKDAY | 23.0056 | 2.27 | 0 | 0 | 0 | 0 | 516.9002 | 0 | 0 | NA | 17.23%
| 6 | 3 | 2017-03-06 06:00 | 38.3242 | 0 | 0 | 0 | 0 | 0 | 0 | 0 | 0 | 0 | 0 | 0 | 0 | 0 | 38.3242 | 0 | 38.3242 | 1543 | 6 | 2 | 2017-02-03 06:00 | WEEKDAY | 25.5998 | 20.45 | 0 | 0 | 0 | 0 | 516.9002 | 0 | 0 | NA | 17.23%
| 7 | 3 | 2017-03-06 07:00 | 291.7388 | 152.4878 | 80.7162 | 14.9249 | 262.9032 | 77.014 | 0 | 255.9849 | 0 | 38.507 | 0 | 29.8601 | 0 | 48.7378 | 291.7388 | 262.9032 | 291.7388 | 1544 | 7 | 2 | 2017-02-03 07:00 | WEEKDAY | 27.8573 | 20.45 | 1.4507 | 0 | 0 | 0 | 516.9002 | 0 | 0 | NA | 17.23%
| 8 | 3 | 2017-03-06 08:00 | 282.4528 | 1228.3722 | 647.8776 | 52.9071 | 1424.7086 | 620.39 | 0 | 936.2549 | 936.7474 | 310.195 | 533.6731 | 180.0374 | 134.7659 | 45.7702 | 282.4528 | 1424.7086 | 282.4528 | 1545 | 8 | 2 | 2017-02-03 08:00 | WEEKDAY | 25.572 | 20.45 | 5.1023 | 0 | 0 | 0 | 518.3509 | 0 | 0 | NA | 17.28%
| 9 | 3 | 2017-03-06 09:00 | 186.9625 | 1666.7628 | 884.3591 | 118.4477 | 1711.2853 | 841.7994 | 53.0123 | 1293.191 | 990 | 420.8997 | 906.2327 | 222.1587 | 228.8466 | 72.3187 | 186.9625 | 1711.2853 | 186.9625 | 1546 | 9 | 2 | 2017-02-03 09:00 | WEEKDAY | 25.1962 | 11.33 | 59.245 | 0 | 0 | 0 | 523.4532 | 0 | 0 | NA | 17.45%
| 10 | 3 | 2017-03-06 10:00 | 241.7687 | 1766.3117 | 924.728 | 514.2805 | 1670.889 | 892.0766 | 377.369 | 1248.9888 | 990 | 446.0383 | 969.2018 | 229.5208 | 244.7479 | 104.3971 | 241.7687 | 1670.889 | 241.7687 | 1547 | 10 | 2 | 2017-02-03 10:00 | WEEKDAY | 25.0125 | 11.33 | 392.206 | 0 | 0 | 0 | 582.6982 | 0 | 0 | NA | 19.42%
| 11 | 3 | 2017-03-06 11:00 | 278.8931 | 1722.8758 | 883.9818 | 740.8726 | 1496.0515 | 870.1393 | 256.23 | 1133.3891 | 990 | 435.0697 | 904.7466 | 226.6027 | 228.4714 | 132.298 | 278.8931 | 1496.0515 | 278.8931 | 1548 | 11 | 2 | 2017-02-03 11:00 | WEEKDAY | 23.991 | 11.33 | 267.286 | 0 | 0 | 0 | 974.9042 | 0 | 0 | NA | 32.5%
| 12 | 3 | 2017-03-06 12:00 | 586.3537 | 1721.9779 | 853.6356 | 760.7573 | 1464.2989 | 869.6858 | 631.481 | 1136.3792 | 990 | 434.8429 | 749.6248 | 224.3422 | 189.2992 | 149.2827 | 586.3537 | 1464.2989 | 586.3537 | 1549 | 12 | 2 | 2017-02-03 12:00 | WEEKDAY | 23.9019 | 11.33 | 656.499 | 0 | 0 | 0 | 1242.1902 | 0 | 0 | NA | 41.41%
| 13 | 3 | 2017-03-06 13:00 | 249.9758 | 1655.1556 | 859.9441 | 832.3827 | 1517.2715 | 835.9372 | 657.022 | 1576.3426 | 990 | 417.9686 | 620.809 | 226.1982 | 156.7699 | 142.0346 | 249.9758 | 1517.2715 | 249.9758 | 1550 | 13 | 2 | 2017-02-03 13:00 | WEEKDAY | 23.2561 | 11.33 | 683.239 | 0 | 0 | 0 | 1898.6892 | 0 | 0 | NA | 63.29%
| 14 | 3 | 2017-03-06 14:00 | 195.4924 | 1666.0888 | 868.2874 | 903.493 | 1615.2831 | 841.459 | 255.631 | 1751.791 | 990 | 420.7295 | 794.757 | 232.116 | 200.6962 | 121.3169 | 195.4924 | 1615.2831 | 195.4924 | 1551 | 14 | 2 | 2017-02-03 14:00 | WEEKDAY | 22.7412 | 1.96 | 266.68 | 258.6796 | 731 | 989.6796 | 2581.9282 | 0 | 0 | NA | 86.06%
| 15 | 3 | 2017-03-06 15:00 | 219.7441 | 1651.4529 | 893.472 | 773.5789 | 1557.731 | 834.0671 | 482.107 | 1501.92 | 990 | 417.0336 | 934.0974 | 233.876 | 235.8832 | 85.6367 | 219.7441 | 1557.731 | 219.7441 | 1552 | 15 | 2 | 2017-02-03 15:00 | WEEKDAY | 22.6048 | 1.96 | 500.759 | 0 | 0 | 0 | 1828.3199 | 0 | 0 | NA | 60.94%
| 16 | 3 | 2017-03-06 16:00 | 211.8676 | 1451.3084 | 833.5131 | 701.0115 | 949.2819 | 732.9841 | 149.394 | 1506.1789 | 990 | 366.492 | 852.2817 | 212.3378 | 215.2227 | 100.2208 | 211.8676 | 949.2819 | 211.8676 | 1553 | 16 | 2 | 2017-02-03 16:00 | WEEKDAY | 22.7189 | 1.96 | 157.697 | 152.9661 | 200 | 352.9661 | 2329.0789 | 0 | 0 | NA | 77.64%
| 17 | 3 | 2017-03-06 17:00 | 46.5085 | 797.2563 | 572.9091 | 195.0171 | 348.6336 | 402.6547 | 807.718 | 652.3771 | 909.4497 | 201.3273 | 552.6854 | 126.4324 | 139.567 | 22.5715 | 46.5085 | 348.6336 | 46.5085 | 1554 | 17 | 2 | 2017-02-03 17:00 | WEEKDAY | 23.8184 | 19.93 | 841.682 | 816.4315 | 0 | 816.4315 | 2122.8933 | 0 | 0 | NA | 70.76%
| 18 | 3 | 2017-03-06 18:00 | 0 | 24.8054 | 63.3983 | 10.0842 | 44.8332 | 12.528 | 30.9296 | 17.5279 | 598.9236 | 6.264 | 39.2141 | 10.4498 | 9.9026 | 0 | 0 | 44.8332 | 0 | 1555 | 18 | 2 | 2017-02-03 18:00 | WEEKDAY | 28.684 | 19.93 | 36.7484 | 0 | 0 | 0 | 2122.8933 | 0 | 0 | NA | 70.76%
| 19 | 3 | 2017-03-06 19:00 | 0 | 0 | 0 | 0 | 0 | 0 | 0 | 0 | 0 | 0 | 0 | 0 | 0 | 0 | 0 | 0 | 0 | 1556 | 19 | 2 | 2017-02-03 19:00 | WEEKDAY | 25.881 | 19.93 | 0 | 0 | 0 | 0 | 2159.6417 | 0 | 0 | NA | 71.99%
| 20 | 3 | 2017-03-06 20:00 | 0 | 0 | 0 | 0 | 0 | 0 | 0 | 0 | 0 | 0 | 0 | 0 | 0 | 0 | 0 | 0 | 0 | 1557 | 20 | 2 | 2017-02-03 20:00 | WEEKDAY | 25.3215 | 12.08 | 0 | 0 | 970 | 970 | 2159.6417 | 0 | 0 | NA | 71.99%
| 21 | 3 | 2017-03-06 21:00 | 0 | 0 | 0 | 0 | 0 | 0 | 0 | 0 | 0 | 0 | 0 | 0 | 0 | 0 | 0 | 0 | 0 | 1558 | 21 | 2 | 2017-02-03 21:00 | WEEKDAY | 25.2825 | 12.08 | 0 | 0 | 0 | 0 | 1159.6417 | 0 | 0 | NA | 38.65%
| 22 | 3 | 2017-03-06 22:00 | 0 | 0 | 0 | 0 | 0 | 0 | 0 | 0 | 0 | 0 | 0 | 0 | 0 | 0 | 0 | 0 | 0 | 1559 | 22 | 2 | 2017-02-03 22:00 | WEEKDAY | 24.595 | 12.08 | 0 | 0 | 0 | 0 | 1159.6417 | 0 | 0 | NA | 38.65%
| 23 | 3 | 2017-03-06 23:00 | 0 | 0 | 0 | 0 | 0 | 0 | 0 | 0 | 0 | 0 | 0 | 0 | 0 | 0 | 0 | 0 | 0 | 1560 | 23 | 2 | 2017-02-03 23:00 | WEEKDAY | 23.8713 | 2.27 | 0 | 0 | 0 | 0 | 1159.6417 | 0 | 0 | NA | 38.65%
| 0 | 3 | 2017-03-07 | 0 | 0 | 0 | 0 | 0 | 0 | 0 | 0 | 0 | 0 | 0 | 0 | 0 | 0 | 0 | 0 | 0 | 1561 | 0 | 2 | 2017-02-04 | WEEKEND | 22.0815 | 2.27 | 0 | 0 | 0 | 0 | 1159.6417 | 0 | 0 | NA | 38.65%
| 1 | 3 | 2017-03-07 01:00 | 0 | 0 | 0 | 0 | 0 | 0 | 0 | 0 | 0 | 0 | 0 | 0 | 0 | 0 | 0 | 0 | 0 | 1562 | 1 | 2 | 2017-02-04 01:00 | WEEKEND | 21.9618 | 2.27 | 0 | 0 | 0 | 0 | 1159.6417 | 0 | 0 | NA | 38.65%
| 2 | 3 | 2017-03-07 02:00 | 0 | 0 | 0 | 0 | 0 | 0 | 0 | 0 | 0 | 0 | 0 | 0 | 0 | 0 | 0 | 0 | 0 | 1563 | 2 | 2 | 2017-02-04 02:00 | WEEKEND | 21.934 | 2.27 | 0 | 0 | 0 | 0 | 1159.6417 | 0 | 0 | NA | 38.65%
| 3 | 3 | 2017-03-07 03:00 | 0 | 0 | 0 | 0 | 0 | 0 | 0 | 0 | 0 | 0 | 0 | 0 | 0 | 0 | 0 | 0 | 0 | 1564 | 3 | 2 | 2017-02-04 03:00 | WEEKEND | 21.6027 | 2.27 | 0 | 0 | 0 | 0 | 1159.6417 | 0 | 0 | NA | 38.65%
| 4 | 3 | 2017-03-07 04:00 | 0 | 0 | 0 | 0 | 0 | 0 | 0 | 0 | 0 | 0 | 0 | 0 | 0 | 0 | 0 | 0 | 0 | 1565 | 4 | 2 | 2017-02-04 04:00 | WEEKEND | 22.1928 | 2.27 | 0 | 0 | 0 | 0 | 1159.6417 | 0 | 0 | NA | 38.65%
| 5 | 3 | 2017-03-07 05:00 | 0 | 0 | 0 | 0 | 0 | 0 | 0 | 0 | 0 | 0 | 0 | 0 | 0 | 0 | 0 | 0 | 0 | 1566 | 5 | 2 | 2017-02-04 05:00 | WEEKEND | 22.3209 | 2.27 | 0 | 0 | 0 | 0 | 1159.6417 | 0 | 0 | NA | 38.65%
| 6 | 3 | 2017-03-07 06:00 | 79.0424 | 0 | 0 | 0 | 0 | 0 | 0 | 0 | 0 | 0 | 0 | 0 | 0 | 0 | 79.0424 | 0 | 79.0424 | 1567 | 6 | 2 | 2017-02-04 06:00 | WEEKEND | 22.8859 | 2.27 | 0 | 0 | 0 | 0 | 1159.6417 | 0 | 0 | NA | 38.65%
| 7 | 3 | 2017-03-07 07:00 | 702.2474 | 50.3506 | 7.7745 | 19.1452 | 116.8411 | 25.4296 | 8.2442 | 423.2188 | 0 | 12.7148 | 0 | 35.6482 | 0 | 9.8859 | 702.2474 | 116.8411 | 702.2474 | 1568 | 7 | 2 | 2017-02-04 07:00 | WEEKEND | 23.8713 | 2.27 | 13.624 | 0 | 0 | 0 | 1159.6417 | 0 | 0 | NA | 38.65%
| 8 | 3 | 2017-03-07 08:00 | 982.4825 | 142.9895 | 218.474 | 66.2596 | 145.6887 | 72.2169 | 138.492 | 1532.3148 | 0 | 36.1085 | 348.2052 | 195.107 | 87.9306 | 45.1196 | 982.4825 | 145.6887 | 982.4825 | 1569 | 8 | 2 | 2017-02-04 08:00 | WEEKEND | 25.0654 | 2.27 | 146.578 | 0 | 0 | 0 | 1173.2657 | 0 | 0 | NA | 39.11%
| 9 | 3 | 2017-03-07 09:00 | 990.0001 | 582.6686 | 576.9447 | 534.8578 | 540.2468 | 294.2771 | 465.819 | 1788.7796 | 650.7226 | 147.1385 | 730.7675 | 216.0657 | 184.5373 | 71.038 | 990.0001 | 540.2468 | 990.0001 | 1570 | 9 | 2 | 2017-02-04 09:00 | WEEKEND | 24.8567 | 2.27 | 483.879 | 0 | 0 | 0 | 1319.8437 | 0 | 0 | NA | 43.99%
| 10 | 3 | 2017-03-07 10:00 | 951.2647 | 1860.8919 | 177.7057 | 923.3743 | 565.3972 | 939.8444 | 945.13 | 1980.0001 | 636.805 | 469.9222 | 814.4938 | 228.1012 | 205.6803 | 102.7956 | 951.2647 | 565.3972 | 951.2647 | 1571 | 10 | 2 | 2017-02-04 10:00 | WEEKEND | 24.5226 | 2.27 | 987.076 | 0 | 0 | 0 | 1803.7227 | 0 | 0 | NA | 60.12%
| 11 | 3 | 2017-03-07 11:00 | 933.6955 | 1832.7444 | 553.8389 | 898.6104 | 690.6562 | 925.6285 | 692.495 | 1980.0001 | 724.8985 | 462.8143 | 805.0431 | 226.4229 | 203.2937 | 130.1486 | 933.6955 | 690.6562 | 933.6955 | 1572 | 11 | 2 | 2017-02-04 11:00 | WEEKEND | 25.0042 | 2.27 | 720.42 | 698.8074 | 0 | 698.8074 | 2790.7987 | 0 | 0 | NA | 93.03%
| 12 | 3 | 2017-03-07 12:00 | 920.0488 | 1772.0081 | 397.6254 | 873.2717 | 1467.9346 | 894.9536 | 613.786 | 1964.2441 | 720.5005 | 447.4768 | 799.0766 | 208.865 | 201.787 | 147.053 | 920.0488 | 1467.9346 | 920.0488 | 1573 | 12 | 2 | 2017-02-04 12:00 | WEEKEND | 25.0459 | 2.27 | 637.974 | 618.8348 | 0 | 618.8348 | 2790.7987 | 0 | 0 | NA | 93.03%
| 13 | 3 | 2017-03-07 13:00 | 939.7855 | 1792.6888 | 514.2138 | 889.8218 | 932.808 | 905.3984 | 719.657 | 1975.5256 | 592.2626 | 452.6992 | 809.1858 | 214.9391 | 204.3398 | 139.1635 | 939.7855 | 932.808 | 939.7855 | 1574 | 13 | 2 | 2017-02-04 13:00 | WEEKEND | 23.5401 | 2.27 | 748.968 | 726.499 | 0 | 726.499 | 2790.7987 | 0 | 0 | NA | 93.03%
| 14 | 3 | 2017-03-07 14:00 | 990.0001 | 1841.5657 | 884.4002 | 907.1526 | 1328.7285 | 930.0837 | 926.196 | 1980.0001 | 602.4088 | 465.0418 | 605.6288 | 218.3971 | 152.9366 | 112.6435 | 990.0001 | 1328.7285 | 990.0001 | 1575 | 14 | 2 | 2017-02-04 14:00 | WEEKEND | 22.4545 | 2.27 | 967.053 | 938.0414 | 0 | 938.0414 | 2790.7987 | 0 | 0 | NA | 93.03%
| 15 | 3 | 2017-03-07 15:00 | 974.0927 | 1824.5639 | 767.5257 | 899.8828 | 608.5425 | 921.4969 | 968.359 | 1834.6858 | 406.5095 | 460.7485 | 691.0249 | 219.5559 | 174.5012 | 304.7689 | 974.0927 | 608.5425 | 974.0927 | 1576 | 15 | 2 | 2017-02-04 15:00 | WEEKEND | 21.4441 | 2.27 | 1011.86 | 981.5042 | 8 | 989.5042 | 2790.7987 | 0 | 0 | NA | 93.03%
| 16 | 3 | 2017-03-07 16:00 | 754.1751 | 1690.9847 | 882.7316 | 820.1273 | 660.3085 | 854.0327 | 972.096 | 1411.4571 | 989.6443 | 427.0163 | 813.8404 | 166.3654 | 205.5153 | 58.8276 | 754.1751 | 660.3085 | 754.1751 | 1577 | 16 | 2 | 2017-02-04 16:00 | WEEKEND | 21.8867 | 2.27 | 1015.83 | 985.3551 | 5 | 990.3551 | 2782.5513 | 0 | 0 | NA | 92.75%
| 17 | 3 | 2017-03-07 17:00 | 121.2942 | 1109.0168 | 570.0796 | 443.2786 | 142.6544 | 560.1095 | 875.853 | 287.9539 | 633.7214 | 280.0548 | 513.3264 | 137.077 | 129.6279 | 350.4426 | 121.2942 | 142.6544 | 121.2942 | 1578 | 17 | 2 | 2017-02-04 17:00 | WEEKEND | 24.1858 | 2.27 | 913.76 | 886.3472 | 104 | 990.3472 | 2777.3967 | 0 | 0 | NA | 92.58%
| 18 | 3 | 2017-03-07 18:00 | 0 | 74.6063 | 41.1027 | 11.8795 | 41.7135 | 37.68 | 434.671 | 32.8606 | 0 | 18.84 | 40.9421 | 12.1972 | 10.3389 | 0 | 0 | 41.7135 | 0 | 1579 | 18 | 2 | 2017-02-04 18:00 | WEEKEND | 26.0703 | 2.27 | 451.603 | 438.0549 | 0 | 438.0549 | 2670.1802 | 0 | 0 | NA | 89.01%
| 19 | 3 | 2017-03-07 19:00 | 0 | 0 | 0 | 0 | 0 | 0 | 0 | 0 | 0 | 0 | 0 | 0 | 0 | 0 | 0 | 0 | 0 | 1580 | 19 | 2 | 2017-02-04 19:00 | WEEKEND | 23.3341 | 2.27 | 0 | 0 | 0 | 0 | 2670.1802 | 0 | 0 | NA | 89.01%
| 20 | 3 | 2017-03-07 20:00 | 0 | 0 | 0 | 0 | 0 | 0 | 0 | 0 | 0 | 0 | 0 | 0 | 0 | 0 | 0 | 0 | 0 | 1581 | 20 | 2 | 2017-02-04 20:00 | WEEKEND | 23.4009 | 2.27 | 0 | 0 | 0 | 0 | 2670.1802 | 0 | 0 | NA | 89.01%
| 21 | 3 | 2017-03-07 21:00 | 0 | 0 | 0 | 0 | 0 | 0 | 0 | 0 | 0 | 0 | 0 | 0 | 0 | 0 | 0 | 0 | 0 | 1582 | 21 | 2 | 2017-02-04 21:00 | WEEKEND | 23.0613 | 2.27 | 0 | 0 | 0 | 0 | 2670.1802 | 0 | 0 | NA | 89.01%
| 22 | 3 | 2017-03-07 22:00 | 0 | 0 | 0 | 0 | 0 | 0 | 0 | 0 | 0 | 0 | 0 | 0 | 0 | 0 | 0 | 0 | 0 | 1583 | 22 | 2 | 2017-02-04 22:00 | WEEKEND | 23.1448 | 2.27 | 0 | 0 | 0 | 0 | 2670.1802 | 0 | 0 | NA | 89.01%
| 23 | 3 | 2017-03-07 23:00 | 0 | 0 | 0 | 0 | 0 | 0 | 0 | 0 | 0 | 0 | 0 | 0 | 0 | 0 | 0 | 0 | 0 | 1584 | 23 | 2 | 2017-02-04 23:00 | WEEKEND | 23.3452 | 2.27 | 0 | 0 | 0 | 0 | 2670.1802 | 0 | 0 | NA | 89.01%
| 0 | 3 | 2017-03-08 | 0 | 0 | 0 | 0 | 0 | 0 | 0 | 0 | 0 | 0 | 0 | 0 | 0 | 0 | 0 | 0 | 0 | 1585 | 0 | 2 | 2017-02-05 | WEEKEND | 20.7677 | 2.27 | 0 | 0 | 0 | 0 | 2670.1802 | 0 | 0 | NA | 89.01%
| 1 | 3 | 2017-03-08 01:00 | 0 | 0 | 0 | 0 | 0 | 0 | 0 | 0 | 0 | 0 | 0 | 0 | 0 | 0 | 0 | 0 | 0 | 1586 | 1 | 2 | 2017-02-05 01:00 | WEEKEND | 20.2973 | 2.27 | 0 | 0 | 0 | 0 | 2670.1802 | 0 | 0 | NA | 89.01%
| 2 | 3 | 2017-03-08 02:00 | 0 | 0 | 0 | 0 | 0 | 0 | 0 | 0 | 0 | 0 | 0 | 0 | 0 | 0 | 0 | 0 | 0 | 1587 | 2 | 2 | 2017-02-05 02:00 | WEEKEND | 20.8707 | 2.27 | 0 | 0 | 0 | 0 | 2670.1802 | 0 | 0 | NA | 89.01%
| 3 | 3 | 2017-03-08 03:00 | 0 | 0 | 0 | 0 | 0 | 0 | 0 | 0 | 0 | 0 | 0 | 0 | 0 | 0 | 0 | 0 | 0 | 1588 | 3 | 2 | 2017-02-05 03:00 | WEEKEND | 20.7454 | 2.27 | 0 | 0 | 0 | 0 | 2670.1802 | 0 | 0 | NA | 89.01%
| 4 | 3 | 2017-03-08 04:00 | 0 | 0 | 0 | 0 | 0 | 0 | 0 | 0 | 0 | 0 | 0 | 0 | 0 | 0 | 0 | 0 | 0 | 1589 | 4 | 2 | 2017-02-05 04:00 | WEEKEND | 21.1574 | 2.27 | 0 | 0 | 0 | 0 | 2670.1802 | 0 | 0 | NA | 89.01%
| 5 | 3 | 2017-03-08 05:00 | 0 | 0 | 0 | 0 | 0 | 0 | 0 | 0 | 0 | 0 | 0 | 0 | 0 | 0 | 0 | 0 | 0 | 1590 | 5 | 2 | 2017-02-05 05:00 | WEEKEND | 22.1734 | 2.27 | 0 | 0 | 0 | 0 | 2670.1802 | 0 | 0 | NA | 89.01%
| 6 | 3 | 2017-03-08 06:00 | 79.5863 | 0 | 0 | 0 | 0 | 0 | 0 | 0 | 0 | 0 | 0 | 0 | 0 | 0 | 79.5863 | 0 | 79.5863 | 1591 | 6 | 2 | 2017-02-05 06:00 | WEEKEND | 21.4664 | 2.27 | 0 | 0 | 0 | 0 | 2670.1802 | 0 | 0 | NA | 89.01%
| 7 | 3 | 2017-03-08 07:00 | 696.4342 | 45.28 | 5.7405 | 23.432 | 125.292 | 22.8687 | 62.9819 | 414.0989 | 320.6219 | 11.4343 | 0 | 34.362 | 0 | 9.0476 | 696.4342 | 125.292 | 696.4342 | 1592 | 7 | 2 | 2017-02-05 07:00 | WEEKEND | 22.6744 | 2.27 | 69.477 | 0 | 0 | 0 | 2670.1802 | 0 | 0 | NA | 89.01%
| 8 | 3 | 2017-03-08 08:00 | 974.2308 | 171.4134 | 43.4948 | 92.7542 | 440.0862 | 86.5724 | 732.289 | 1448.7568 | 743.1703 | 43.2862 | 45.7464 | 192.9967 | 11.5521 | 53.3922 | 974.2308 | 440.0862 | 974.2308 | 1593 | 8 | 2 | 2017-02-05 08:00 | WEEKEND | 24.5978 | 2.27 | 762.108 | 739.2448 | 0 | 739.2448 | 2739.6572 | 0 | 0 | NA | 91.32%
| 9 | 3 | 2017-03-08 09:00 | 990.0001 | 297.3434 | 86.416 | 152.966 | 781.1711 | 150.1735 | 896.562 | 1726.6802 | 985.9468 | 75.0867 | 70.2027 | 229.9457 | 17.728 | 87.8202 | 990.0001 | 781.1711 | 990.0001 | 1594 | 9 | 2 | 2017-02-05 09:00 | WEEKEND | 38.8076 | 2.27 | 935.278 | 907.2197 | 0 | 907.2197 | 2739.6572 | 0 | 0 | NA | 91.32%
| 10 | 3 | 2017-03-08 10:00 | 990.0001 | 401.2008 | 125.4462 | 203.5674 | 1184.9598 | 202.6267 | 947.316 | 1516.8904 | 990 | 101.3133 | 364.1183 | 237.555 | 91.9491 | 182.9903 | 990.0001 | 1184.9598 | 990.0001 | 1595 | 10 | 2 | 2017-02-05 10:00 | WEEKEND | 28.4307 | 2.27 | 989.249 | 959.5715 | 0 | 959.5715 | 2739.6572 | 0 | 0 | NA | 91.32%
| 11 | 3 | 2017-03-08 11:00 | 970.9711 | 500.899 | 166.8046 | 250.1537 | 1095.966 | 252.9793 | 919.278 | 1324.3753 | 979.0016 | 126.4896 | 393.2823 | 231.8665 | 99.3137 | 275.9419 | 970.9711 | 1095.966 | 970.9711 | 1596 | 11 | 2 | 2017-02-05 11:00 | WEEKEND | 29.3158 | 2.27 | 959.464 | 930.6801 | 0 | 930.6801 | 2739.6572 | 0 | 0 | NA | 91.32%
| 12 | 3 | 2017-03-08 12:00 | 960.614 | 553.4155 | 192.4493 | 276.8906 | 1246.0285 | 279.5028 | 884.298 | 1680.5869 | 965.8329 | 139.7514 | 294.1417 | 227.5065 | 74.2782 | 151.8869 | 960.614 | 1246.0285 | 960.614 | 1597 | 12 | 2 | 2017-02-05 12:00 | WEEKEND | 29.725 | 2.27 | 922.384 | 894.7125 | 0 | 894.7125 | 2739.6572 | 0 | 0 | NA | 91.32%
| 13 | 3 | 2017-03-08 13:00 | 990.0001 | 532.1701 | 230.8673 | 184.6931 | 901.7166 | 268.7728 | 875.418 | 1317.0482 | 964.6437 | 134.3864 | 520.7017 | 229.0975 | 131.4903 | 184.4544 | 990.0001 | 901.7166 | 990.0001 | 1598 | 13 | 2 | 2017-02-05 13:00 | WEEKEND | 26.1398 | 2.27 | 912.975 | 885.5857 | 0 | 885.5857 | 2739.6572 | 0 | 0 | NA | 91.32%
| 14 | 3 | 2017-03-08 14:00 | 990.0001 | 458.3892 | 199.266 | 225.5413 | 707.2471 | 231.5097 | 916.921 | 1495.9827 | 979.7776 | 115.7549 | 385.9431 | 232.912 | 97.4604 | 238.8645 | 990.0001 | 707.2471 | 990.0001 | 1599 | 14 | 2 | 2017-02-05 14:00 | WEEKEND | 24.556 | 2.27 | 957.05 | 928.3385 | 62 | 990.3385 | 2739.6572 | 0 | 0 | NA | 91.32%
| 15 | 3 | 2017-03-08 15:00 | 974.6497 | 1164.1459 | 151.0153 | 171.9144 | 795.6874 | 587.9525 | 949.79 | 1821.08 | 763.2736 | 293.9762 | 611.2926 | 234.4876 | 154.3668 | 154.2074 | 974.6497 | 795.6874 | 974.6497 | 1600 | 15 | 2 | 2017-02-05 15:00 | WEEKEND | 24.1274 | 2.27 | 991.942 | 962.1837 | 0 | 962.1837 | 2675.7397 | 0 | 0 | NA | 89.19%
| 16 | 3 | 2017-03-08 16:00 | 756.5389 | 1343.3769 | 131.1084 | 117.5559 | 464.7264 | 678.4732 | 947.879 | 1653.3406 | 989.6764 | 339.2366 | 370.1521 | 217.3284 | 93.4728 | 191.5549 | 756.5389 | 464.7264 | 756.5389 | 1601 | 16 | 2 | 2017-02-05 16:00 | WEEKEND | 23.3814 | 2.27 | 989.943 | 960.2447 | 30 | 990.2447 | 2675.7397 | 0 | 0 | NA | 89.19%
| 17 | 3 | 2017-03-08 17:00 | 118.2854 | 417.5561 | 52.3435 | 55.8369 | 258.2024 | 210.8869 | 569.586 | 858.0563 | 989.6301 | 105.4435 | 488.2363 | 138.3559 | 123.292 | 162.5982 | 118.2854 | 258.2024 | 118.2854 | 1602 | 17 | 2 | 2017-02-05 17:00 | WEEKEND | 23.0028 | 2.27 | 591.862 | 574.1061 | 416 | 990.1061 | 2644.8118 | 0 | 0 | NA | 88.16%
| 18 | 3 | 2017-03-08 18:00 | 0 | 34.02 | 7.0737 | 8.3136 | 43.1381 | 17.1818 | 81.2592 | 18.5784 | 0 | 8.5909 | 7.8512 | 12.4769 | 1.9826 | 0 | 0 | 43.1381 | 0 | 1603 | 18 | 2 | 2017-02-05 18:00 | WEEKEND | 23.0335 | 2.27 | 88.1039 | 85.4608 | 905 | 990.4608 | 2215.9459 | 0 | 0 | NA | 73.86%
| 19 | 3 | 2017-03-08 19:00 | 0 | 0 | 0 | 0 | 0 | 0 | 0 | 0 | 0 | 0 | 0 | 0 | 0 | 0 | 0 | 0 | 0 | 1604 | 19 | 2 | 2017-02-05 19:00 | WEEKEND | 21.1351 | 2.27 | 0 | 0 | 0 | 0 | 1282.9562 | 0 | 0 | NA | 42.77%
| 20 | 3 | 2017-03-08 20:00 | 0 | 0 | 0 | 0 | 0 | 0 | 0 | 0 | 0 | 0 | 0 | 0 | 0 | 0 | 0 | 0 | 0 | 1605 | 20 | 2 | 2017-02-05 20:00 | WEEKEND | 19.6793 | 2.27 | 0 | 0 | 0 | 0 | 1282.9562 | 0 | 0 | NA | 42.77%
| 21 | 3 | 2017-03-08 21:00 | 0 | 0 | 0 | 0 | 0 | 0 | 0 | 0 | 0 | 0 | 0 | 0 | 0 | 0 | 0 | 0 | 0 | 1606 | 21 | 2 | 2017-02-05 21:00 | WEEKEND | 18.9584 | 2.27 | 0 | 0 | 0 | 0 | 1282.9562 | 0 | 0 | NA | 42.77%
| 22 | 3 | 2017-03-08 22:00 | 0 | 0 | 0 | 0 | 0 | 0 | 0 | 0 | 0 | 0 | 0 | 0 | 0 | 0 | 0 | 0 | 0 | 1607 | 22 | 2 | 2017-02-05 22:00 | WEEKEND | 20.6174 | 2.27 | 0 | 0 | 0 | 0 | 1282.9562 | 0 | 0 | NA | 42.77%
| 23 | 3 | 2017-03-08 23:00 | 0 | 0 | 0 | 0 | 0 | 0 | 0 | 0 | 0 | 0 | 0 | 0 | 0 | 0 | 0 | 0 | 0 | 1608 | 23 | 2 | 2017-02-05 23:00 | WEEKEND | 12.9015 | 2.27 | 0 | 0 | 0 | 0 | 1282.9562 | 0 | 0 | NA | 42.77%
| 0 | 3 | 2017-03-09 | 0 | 0 | 0 | 0 | 0 | 0 | 0 | 0 | 0 | 0 | 0 | 0 | 0 | 0 | 0 | 0 | 0 | 1609 | 0 | 2 | 2017-02-06 | WEEKDAY | 7.5405 | 2.27 | 0 | 0 | 0 | 0 | 1282.9562 | 0 | 0 | NA | 42.77%
| 1 | 3 | 2017-03-09 01:00 | 0 | 0 | 0 | 0 | 0 | 0 | 0 | 0 | 0 | 0 | 0 | 0 | 0 | 0 | 0 | 0 | 0 | 1610 | 1 | 2 | 2017-02-06 01:00 | WEEKDAY | 3.6659 | 2.27 | 0 | 0 | 0 | 0 | 1282.9562 | 0 | 0 | NA | 42.77%
| 2 | 3 | 2017-03-09 02:00 | 0 | 0 | 0 | 0 | 0 | 0 | 0 | 0 | 0 | 0 | 0 | 0 | 0 | 0 | 0 | 0 | 0 | 1611 | 2 | 2 | 2017-02-06 02:00 | WEEKDAY | 8.4451 | 2.27 | 0 | 0 | 0 | 0 | 1282.9562 | 0 | 0 | NA | 42.77%
| 3 | 3 | 2017-03-09 03:00 | 0 | 0 | 0 | 0 | 0 | 0 | 0 | 0 | 0 | 0 | 0 | 0 | 0 | 0 | 0 | 0 | 0 | 1612 | 3 | 2 | 2017-02-06 03:00 | WEEKDAY | 3.8023 | 2.27 | 0 | 0 | 0 | 0 | 1282.9562 | 0 | 0 | NA | 42.77%
| 4 | 3 | 2017-03-09 04:00 | 0 | 0 | 0 | 0 | 0 | 0 | 0 | 0 | 0 | 0 | 0 | 0 | 0 | 0 | 0 | 0 | 0 | 1613 | 4 | 2 | 2017-02-06 04:00 | WEEKDAY | 7.8272 | 2.27 | 0 | 0 | 0 | 0 | 1282.9562 | 0 | 0 | NA | 42.77%
| 5 | 3 | 2017-03-09 05:00 | 0 | 0 | 0 | 0 | 0 | 0 | 0 | 0 | 0 | 0 | 0 | 0 | 0 | 0 | 0 | 0 | 0 | 1614 | 5 | 2 | 2017-02-06 05:00 | WEEKDAY | 16.971 | 2.27 | 0 | 0 | 0 | 0 | 1282.9562 | 0 | 0 | NA | 42.77%
| 6 | 3 | 2017-03-09 06:00 | 81.6909 | 0 | 0 | 0 | 0 | 0 | 0 | 0 | 0 | 0 | 0 | 0 | 0 | 0 | 81.6909 | 0 | 81.6909 | 1615 | 6 | 2 | 2017-02-06 06:00 | WEEKDAY | 20.1804 | 20.45 | 0 | 0 | 0 | 0 | 1282.9562 | 0 | 0 | NA | 42.77%
| 7 | 3 | 2017-03-09 07:00 | 688.8823 | 55.2516 | 14.2716 | 34.373 | 60.6612 | 27.9048 | 79.4999 | 250.9711 | 342.0443 | 13.9524 | 0 | 23.2742 | 0 | 264.1236 | 688.8823 | 60.6612 | 688.8823 | 1616 | 7 | 2 | 2017-02-06 07:00 | WEEKDAY | 19.9994 | 20.45 | 86.3497 | 0 | 0 | 0 | 1282.9562 | 0 | 0 | NA | 42.77%
| 8 | 3 | 2017-03-09 08:00 | 959.4716 | 1152.2362 | 63.0782 | 102.1132 | 249.19 | 581.9375 | 804.71 | 695.1023 | 909.2043 | 290.9688 | 844.6437 | 82.7634 | 213.2939 | 851.1642 | 959.4716 | 249.19 | 959.4716 | 1617 | 8 | 2 | 2017-02-06 08:00 | WEEKDAY | 19.7963 | 20.45 | 838.683 | 0 | 0 | 0 | 1369.3059 | 0 | 0 | NA | 45.64%
| 9 | 3 | 2017-03-09 09:00 | 990.0001 | 951.9834 | 129.0363 | 166.2883 | 502.0592 | 480.7997 | 990 | 1692.8661 | 990 | 240.3998 | 958.2253 | 148.5436 | 241.9761 | 976.8888 | 990.0001 | 502.0592 | 990.0001 | 1618 | 9 | 2 | 2017-02-06 09:00 | WEEKDAY | 20.2945 | 11.33 | 1044.62 | 990 | 0 | 990 | 2207.9889 | 0 | 0 | NA | 73.6%
| 10 | 3 | 2017-03-09 10:00 | 981.0463 | 1694.1759 | 184.2133 | 221.6469 | 682.6059 | 855.6444 | 990 | 980.116 | 540.3249 | 427.8222 | 988.3461 | 199.1876 | 249.5824 | 990.0001 | 981.0463 | 682.6059 | 981.0463 | 1619 | 10 | 2 | 2017-02-06 10:00 | WEEKDAY | 20.3585 | 11.33 | 1065.54 | 990 | 0 | 990 | 2207.9889 | 0 | 0 | NA | 73.6%
| 11 | 3 | 2017-03-09 11:00 | 942.9303 | 1854.3202 | 660.3349 | 270.3047 | 889.2442 | 936.5254 | 980.084 | 1413.4026 | 852.9831 | 468.2627 | 925.1731 | 238.0033 | 233.6296 | 928.6085 | 942.9303 | 889.2442 | 942.9303 | 1620 | 11 | 2 | 2017-02-06 11:00 | WEEKDAY | 20.3975 | 11.33 | 1024.36 | 990 | 0 | 990 | 2207.9889 | 0 | 0 | NA | 73.6%
| 12 | 3 | 2017-03-09 12:00 | 928.0223 | 1569.363 | 862.5515 | 773.8743 | 902.0559 | 792.6076 | 948.083 | 1127.9558 | 884.9737 | 396.3038 | 921.9584 | 173.8588 | 232.8178 | 925.3959 | 928.0223 | 902.0559 | 928.0223 | 1621 | 12 | 2 | 2017-02-06 12:00 | WEEKDAY | 20.1637 | 11.33 | 990.323 | 960.6133 | 0 | 960.6133 | 2207.9889 | 0 | 0 | NA | 73.6%
| 13 | 3 | 2017-03-09 13:00 | 952.6024 | 1792.5741 | 269.6745 | 904.1309 | 898.9486 | 905.3404 | 627.587 | 550.5599 | 990.1993 | 452.6702 | 925.2722 | 127.2173 | 233.6546 | 928.4717 | 952.6024 | 898.9486 | 952.6024 | 1622 | 13 | 2 | 2017-02-06 13:00 | WEEKDAY | 19.8965 | 11.33 | 652.495 | 0 | 0 | 0 | 2207.9889 | 0 | 0 | NA | 73.6%
| 14 | 3 | 2017-03-09 14:00 | 977.4499 | 1925.8477 | 416.9417 | 814.9619 | 718.3454 | 972.6504 | 971.638 | 467.337 | 990.3672 | 486.3252 | 944.3544 | 90.7997 | 238.4733 | 976.2085 | 977.4499 | 718.3454 | 977.4499 | 1623 | 14 | 2 | 2017-02-06 14:00 | WEEKDAY | 20.2834 | 1.96 | 1015.39 | 984.9283 | 0 | 984.9283 | 2860.4839 | 0 | 0 | NA | 95.35%
| 15 | 3 | 2017-03-09 15:00 | 922.9632 | 1940.005 | 177.8703 | 477.4145 | 803.5978 | 979.8005 | 990 | 1712.9163 | 989.6952 | 489.9003 | 976.3991 | 114.988 | 246.5654 | 952.4526 | 922.9632 | 803.5978 | 922.9632 | 1624 | 15 | 2 | 2017-02-06 15:00 | WEEKDAY | 20.0217 | 1.96 | 1054.13 | 990 | 0 | 990 | 2860.4839 | 0 | 0 | NA | 95.35%
| 16 | 3 | 2017-03-09 16:00 | 721.653 | 1906.2881 | 590.4837 | 657.4659 | 1308.1142 | 962.7717 | 990 | 1505.8848 | 990.36 | 481.3859 | 855.5881 | 149.7856 | 216.0576 | 858.4016 | 721.653 | 1308.1142 | 721.653 | 1625 | 16 | 2 | 2017-02-06 16:00 | WEEKDAY | 20.3418 | 1.96 | 1045.82 | 990 | 0 | 990 | 2860.4839 | 0 | 0 | NA | 95.35%
| 17 | 3 | 2017-03-09 17:00 | 108.5612 | 1248.2498 | 501.2064 | 328.006 | 379.0308 | 630.4292 | 887.794 | 863.9372 | 0 | 315.2146 | 507.3507 | 67.4515 | 128.1189 | 443.4632 | 108.5612 | 379.0308 | 108.5612 | 1626 | 17 | 2 | 2017-02-06 17:00 | WEEKDAY | 21.0154 | 19.93 | 926.41 | 898.6177 | 0 | 898.6177 | 2860.4839 | 0 | 0 | NA | 95.35%
| 18 | 3 | 2017-03-09 18:00 | 0 | 111.5106 | 61.9447 | 27.1026 | 45.3922 | 56.3185 | 454.073 | 33.838 | 251.9779 | 28.1592 | 45.5142 | 7.5181 | 11.4935 | 0 | 0 | 45.3922 | 0 | 1627 | 18 | 2 | 2017-02-06 18:00 | WEEKDAY | 21.6668 | 19.93 | 471.765 | 457.612 | 0 | 457.612 | 2860.4839 | 0 | 0 | NA | 95.35%
| 19 | 3 | 2017-03-09 19:00 | 0 | 0 | 0 | 0 | 0 | 0 | 0 | 0 | 0 | 0 | 0 | 0 | 0 | 0 | 0 | 0 | 0 | 1628 | 19 | 2 | 2017-02-06 19:00 | WEEKDAY | 20.6452 | 19.93 | 0 | 0 | 0 | 0 | 2860.4839 | 0 | 0 | NA | 95.35%
| 20 | 3 | 2017-03-09 20:00 | 0 | 0 | 0 | 0 | 0 | 0 | 0 | 0 | 0 | 0 | 0 | 0 | 0 | 0 | 0 | 0 | 0 | 1629 | 20 | 2 | 2017-02-06 20:00 | WEEKDAY | 20.1219 | 12.08 | 0 | 0 | 0 | 0 | 2860.4839 | 0 | 0 | NA | 95.35%
| 21 | 3 | 2017-03-09 21:00 | 0 | 0 | 0 | 0 | 0 | 0 | 0 | 0 | 0 | 0 | 0 | 0 | 0 | 0 | 0 | 0 | 0 | 1630 | 21 | 2 | 2017-02-06 21:00 | WEEKDAY | 19.6515 | 12.08 | 0 | 0 | 0 | 0 | 2860.4839 | 0 | 0 | NA | 95.35%
| 22 | 3 | 2017-03-09 22:00 | 0 | 0 | 0 | 0 | 0 | 0 | 0 | 0 | 0 | 0 | 0 | 0 | 0 | 0 | 0 | 0 | 0 | 1631 | 22 | 2 | 2017-02-06 22:00 | WEEKDAY | 22.8024 | 12.08 | 0 | 0 | 0 | 0 | 2860.4839 | 0 | 0 | NA | 95.35%
| 23 | 3 | 2017-03-09 23:00 | 0 | 0 | 0 | 0 | 0 | 0 | 0 | 0 | 0 | 0 | 0 | 0 | 0 | 0 | 0 | 0 | 0 | 1632 | 23 | 2 | 2017-02-06 23:00 | WEEKDAY | 17.9758 | 2.27 | 0 | 0 | 0 | 0 | 2860.4839 | 0 | 0 | NA | 95.35%
| 0 | 3 | 2017-03-10 | 0 | 0 | 0 | 0 | 0 | 0 | 0 | 0 | 0 | 0 | 0 | 0 | 0 | 0 | 0 | 0 | 0 | 1633 | 0 | 2 | 2017-02-07 | WEEKDAY | 15.7212 | 2.27 | 0 | 0 | 0 | 0 | 2860.4839 | 0 | 0 | NA | 95.35%
| 1 | 3 | 2017-03-10 01:00 | 0 | 0 | 0 | 0 | 0 | 0 | 0 | 0 | 0 | 0 | 0 | 0 | 0 | 0 | 0 | 0 | 0 | 1634 | 1 | 2 | 2017-02-07 01:00 | WEEKDAY | 13.152 | 2.27 | 0 | 0 | 0 | 0 | 2860.4839 | 0 | 0 | NA | 95.35%
| 2 | 3 | 2017-03-10 02:00 | 0 | 0 | 0 | 0 | 0 | 0 | 0 | 0 | 0 | 0 | 0 | 0 | 0 | 0 | 0 | 0 | 0 | 1635 | 2 | 2 | 2017-02-07 02:00 | WEEKDAY | 13.1771 | 2.27 | 0 | 0 | 0 | 0 | 2860.4839 | 0 | 0 | NA | 95.35%
| 3 | 3 | 2017-03-10 03:00 | 0 | 0 | 0 | 0 | 0 | 0 | 0 | 0 | 0 | 0 | 0 | 0 | 0 | 0 | 0 | 0 | 0 | 1636 | 3 | 2 | 2017-02-07 03:00 | WEEKDAY | 12.8681 | 2.27 | 0 | 0 | 0 | 0 | 2860.4839 | 0 | 0 | NA | 95.35%
| 4 | 3 | 2017-03-10 04:00 | 0 | 0 | 0 | 0 | 0 | 0 | 0 | 0 | 0 | 0 | 0 | 0 | 0 | 0 | 0 | 0 | 0 | 1637 | 4 | 2 | 2017-02-07 04:00 | WEEKDAY | 13.5473 | 2.27 | 0 | 0 | 0 | 0 | 2860.4839 | 0 | 0 | NA | 95.35%
| 5 | 3 | 2017-03-10 05:00 | 0 | 0 | 0 | 0 | 0 | 0 | 0 | 0 | 0 | 0 | 0 | 0 | 0 | 0 | 0 | 0 | 0 | 1638 | 5 | 2 | 2017-02-07 05:00 | WEEKDAY | 13.859 | 2.27 | 0 | 0 | 0 | 0 | 2860.4839 | 0 | 0 | NA | 95.35%
| 6 | 3 | 2017-03-10 06:00 | 94.9099 | 0 | 0 | 0 | 0 | 0 | 0 | 0 | 0 | 0 | 0 | 0 | 0 | 0 | 94.9099 | 0 | 94.9099 | 1639 | 6 | 2 | 2017-02-07 06:00 | WEEKDAY | 17.5528 | 20.45 | 0 | 0 | 0 | 0 | 2860.4839 | 0 | 0 | NA | 95.35%
| 7 | 3 | 2017-03-10 07:00 | 695.609 | 318.8782 | 125.9 | 292.9407 | 244.9428 | 161.0496 | 122.246 | 308.8567 | 595.8322 | 80.5248 | 187.6304 | 9.9841 | 47.3814 | 256.1672 | 695.609 | 244.9428 | 695.609 | 1640 | 7 | 2 | 2017-02-07 07:00 | WEEKDAY | 16.4895 | 20.45 | 130.031 | 0 | 0 | 0 | 2860.4839 | 0 | 0 | NA | 95.35%
| 8 | 3 | 2017-03-10 08:00 | 939.9998 | 1469.3396 | 780.316 | 864.3576 | 1200.3589 | 742.0907 | 788.957 | 1644.8826 | 876.686 | 371.0453 | 814.5018 | 15.6931 | 205.6823 | 858.9436 | 939.9998 | 1200.3589 | 939.9998 | 1641 | 8 | 2 | 2017-02-07 08:00 | WEEKDAY | 16.9626 | 20.45 | 822.037 | 797.3759 | 0 | 797.3759 | 2990.5149 | 0 | 0 | NA | 99.68%
| 9 | 3 | 2017-03-10 09:00 | 984.0431 | 1810.3026 | 982.7174 | 982.636 | 1615.024 | 914.2943 | 969.696 | 1467.6729 | 937.9803 | 457.1471 | 906.6385 | 87.1751 | 228.9491 | 957.8357 | 984.0431 | 1615.024 | 984.0431 | 1642 | 9 | 2 | 2017-02-07 09:00 | WEEKDAY | 19.5764 | 11.33 | 1013.28 | 982.8816 | 0 | 982.8816 | 2990.5149 | 0 | 0 | NA | 99.68%
| 10 | 3 | 2017-03-10 10:00 | 939.7998 | 1834.0108 | 990.0001 | 979.8309 | 1641.994 | 926.2681 | 978.814 | 1980.0001 | 889.7994 | 463.134 | 888.0854 | 98.1948 | 224.264 | 959.7111 | 939.7998 | 1641.994 | 939.7998 | 1643 | 10 | 2 | 2017-02-07 10:00 | WEEKDAY | 21.1908 | 11.33 | 1022.89 | 990 | 0 | 990 | 2990.5149 | 0 | 0 | NA | 99.68%
| 11 | 3 | 2017-03-10 11:00 | 911.1518 | 1878.4389 | 947.1294 | 964.4421 | 1674.7057 | 948.7065 | 937.236 | 1942.9368 | 819.3978 | 474.3533 | 952.962 | 152.0138 | 240.647 | 942.8581 | 911.1518 | 1674.7057 | 911.1518 | 1644 | 11 | 2 | 2017-02-07 11:00 | WEEKDAY | 22.2931 | 11.33 | 978.635 | 949.2759 | 0 | 949.2759 | 2990.5149 | 0 | 0 | NA | 99.68%
| 12 | 3 | 2017-03-10 12:00 | 904.7616 | 1865.9931 | 917.4769 | 935.1821 | 1635.2903 | 942.4207 | 901.674 | 1886.7843 | 882.9464 | 471.2104 | 585.4316 | 142.5168 | 147.8363 | 931.8266 | 904.7616 | 1635.2903 | 904.7616 | 1645 | 12 | 2 | 2017-02-07 12:00 | WEEKDAY | 22.7941 | 11.33 | 940.867 | 912.641 | 0 | 912.641 | 2990.5149 | 0 | 0 | NA | 99.68%
| 13 | 3 | 2017-03-10 13:00 | 932.4583 | 1844.65 | 923.4765 | 940.7888 | 1658.2144 | 931.6414 | 889.628 | 1923.3982 | 826.3585 | 465.8207 | 591.862 | 166.7688 | 149.4601 | 918.8513 | 932.4583 | 1658.2144 | 932.4583 | 1646 | 13 | 2 | 2017-02-07 13:00 | WEEKDAY | 27.7125 | 11.33 | 928.079 | 900.2366 | 0 | 900.2366 | 2990.5149 | 0 | 0 | NA | 99.68%
| 14 | 3 | 2017-03-10 14:00 | 962.913 | 1869.5717 | 861.9628 | 955.8239 | 660.6656 | 944.2281 | 907.992 | 1936.0632 | 863.2108 | 472.1141 | 534.017 | 147.6019 | 134.8528 | 937.8979 | 962.913 | 660.6656 | 962.913 | 1647 | 14 | 2 | 2017-02-07 14:00 | WEEKDAY | 23.0947 | 1.96 | 947.534 | 919.108 | 0 | 919.108 | 2990.5149 | 0 | 0 | NA | 99.68%
| 15 | 3 | 2017-03-10 15:00 | 916.8629 | 1853.0316 | 987.8688 | 950.4108 | 869.405 | 935.8746 | 951.171 | 1980.0001 | 804.8061 | 467.9373 | 333.1819 | 167.2592 | 84.1369 | 942.6482 | 916.8629 | 869.405 | 916.8629 | 1648 | 15 | 2 | 2017-02-07 15:00 | WEEKDAY | 23.2339 | 1.96 | 993.432 | 963.629 | 0 | 963.629 | 2990.5149 | 0 | 0 | NA | 99.68%
| 16 | 3 | 2017-03-10 16:00 | 727.8814 | 1493.4073 | 915.9929 | 846.7042 | 554.1054 | 754.2461 | 957.755 | 1798.5582 | 844.3423 | 377.1231 | 769.2229 | 162.1508 | 194.2482 | 855.4568 | 727.8814 | 554.1054 | 727.8814 | 1649 | 16 | 2 | 2017-02-07 16:00 | WEEKDAY | 22.5686 | 1.96 | 1000.52 | 970.5044 | 19 | 989.5044 | 2990.5149 | 0 | 0 | NA | 99.68%
| 17 | 3 | 2017-03-10 17:00 | 120.612 | 835.841 | 665.384 | 513.7087 | 261.6399 | 422.1419 | 854.343 | 1046.5843 | 676.0978 | 211.071 | 87.5896 | 55.2217 | 22.1186 | 464.1231 | 120.612 | 261.6399 | 120.612 | 1650 | 17 | 2 | 2017-02-07 17:00 | WEEKDAY | 22.5102 | 19.93 | 890.971 | 864.2419 | 0 | 864.2419 | 2970.9272 | 0 | 0 | NA | 99.03%
| 18 | 3 | 2017-03-10 18:00 | 0 | 52.1531 | 83.0553 | 30.62 | 42.8914 | 26.3399 | 430.337 | 57.7159 | 197.234 | 13.17 | 7.3239 | 10.5633 | 1.8495 | 5.1281 | 0 | 42.8914 | 0 | 1651 | 18 | 2 | 2017-02-07 18:00 | WEEKDAY | 22.6299 | 19.93 | 447.11 | 433.6967 | 0 | 433.6967 | 2970.9272 | 0 | 0 | NA | 99.03%
| 19 | 3 | 2017-03-10 19:00 | 0 | 0 | 0 | 0 | 0 | 0 | 0 | 0 | 0 | 0 | 0 | 0 | 0 | 0 | 0 | 0 | 0 | 1652 | 19 | 2 | 2017-02-07 19:00 | WEEKDAY | 21.3049 | 19.93 | 0 | 0 | 0 | 0 | 2970.9272 | 0 | 0 | NA | 99.03%
| 20 | 3 | 2017-03-10 20:00 | 0 | 0 | 0 | 0 | 0 | 0 | 0 | 0 | 0 | 0 | 0 | 0 | 0 | 0 | 0 | 0 | 0 | 1653 | 20 | 2 | 2017-02-07 20:00 | WEEKDAY | 19.4678 | 12.08 | 0 | 0 | 0 | 0 | 2970.9272 | 0 | 0 | NA | 99.03%
| 21 | 3 | 2017-03-10 21:00 | 0 | 0 | 0 | 0 | 0 | 0 | 0 | 0 | 0 | 0 | 0 | 0 | 0 | 0 | 0 | 0 | 0 | 1654 | 21 | 2 | 2017-02-07 21:00 | WEEKDAY | 15.9133 | 12.08 | 0 | 0 | 0 | 0 | 2970.9272 | 0 | 0 | NA | 99.03%
| 22 | 3 | 2017-03-10 22:00 | 0 | 0 | 0 | 0 | 0 | 0 | 0 | 0 | 0 | 0 | 0 | 0 | 0 | 0 | 0 | 0 | 0 | 1655 | 22 | 2 | 2017-02-07 22:00 | WEEKDAY | 8.5175 | 12.08 | 0 | 0 | 0 | 0 | 2970.9272 | 0 | 0 | NA | 99.03%
| 23 | 3 | 2017-03-10 23:00 | 0 | 0 | 0 | 0 | 0 | 0 | 0 | 0 | 0 | 0 | 0 | 0 | 0 | 0 | 0 | 0 | 0 | 1656 | 23 | 2 | 2017-02-07 23:00 | WEEKDAY | 14.2348 | 2.27 | 0 | 0 | 0 | 0 | 2970.9272 | 0 | 0 | NA | 99.03%
| 0 | 3 | 2017-03-11 | 0 | 0 | 0 | 0 | 0 | 0 | 0 | 0 | 0 | 0 | 0 | 0 | 0 | 0 | 0 | 0 | 0 | 1657 | 0 | 2 | 2017-02-08 | WEEKDAY | 12.0553 | 2.27 | 0 | 0 | 0 | 0 | 2970.9272 | 0 | 0 | NA | 99.03%
| 1 | 3 | 2017-03-11 01:00 | 0 | 0 | 0 | 0 | 0 | 0 | 0 | 0 | 0 | 0 | 0 | 0 | 0 | 0 | 0 | 0 | 0 | 1658 | 1 | 2 | 2017-02-08 01:00 | WEEKDAY | 10.1152 | 2.27 | 0 | 0 | 0 | 0 | 2970.9272 | 0 | 0 | NA | 99.03%
| 2 | 3 | 2017-03-11 02:00 | 0 | 0 | 0 | 0 | 0 | 0 | 0 | 0 | 0 | 0 | 0 | 0 | 0 | 0 | 0 | 0 | 0 | 1659 | 2 | 2 | 2017-02-08 02:00 | WEEKDAY | 6.6971 | 2.27 | 0 | 0 | 0 | 0 | 2970.9272 | 0 | 0 | NA | 99.03%
| 3 | 3 | 2017-03-11 03:00 | 0 | 0 | 0 | 0 | 0 | 0 | 0 | 0 | 0 | 0 | 0 | 0 | 0 | 0 | 0 | 0 | 0 | 1660 | 3 | 2 | 2017-02-08 03:00 | WEEKDAY | 4.8294 | 2.27 | 0 | 0 | 0 | 0 | 2970.9272 | 0 | 0 | NA | 99.03%
| 4 | 3 | 2017-03-11 04:00 | 0 | 0 | 0 | 0 | 0 | 0 | 0 | 0 | 0 | 0 | 0 | 0 | 0 | 0 | 0 | 0 | 0 | 1661 | 4 | 2 | 2017-02-08 04:00 | WEEKDAY | 8.1334 | 2.27 | 0 | 0 | 0 | 0 | 2970.9272 | 0 | 0 | NA | 99.03%
| 5 | 3 | 2017-03-11 05:00 | 0 | 0 | 0 | 0 | 0 | 0 | 0 | 0 | 0 | 0 | 0 | 0 | 0 | 0 | 0 | 0 | 0 | 1662 | 5 | 2 | 2017-02-08 05:00 | WEEKDAY | 4.4842 | 2.27 | 0 | 0 | 0 | 0 | 2970.9272 | 0 | 0 | NA | 99.03%
| 6 | 3 | 2017-03-11 06:00 | 35.5753 | 0 | 0 | 0 | 0 | 0 | 0 | 0 | 0 | 0 | 0 | 0 | 0 | 0 | 35.5753 | 0 | 35.5753 | 1663 | 6 | 2 | 2017-02-08 06:00 | WEEKDAY | 15.6711 | 20.45 | 0 | 0 | 0 | 0 | 2970.9272 | 0 | 0 | NA | 99.03%
| 7 | 3 | 2017-03-11 07:00 | 367.7102 | 328.406 | 44.9386 | 181.4941 | 94.9992 | 165.8616 | 148.916 | 404.4447 | 633.4323 | 82.9308 | 14.5643 | 36.8106 | 3.6779 | 286.2223 | 367.7102 | 94.9992 | 367.7102 | 1664 | 7 | 2 | 2017-02-08 07:00 | WEEKDAY | 11.0143 | 20.45 | 157.305 | 152.5858 | 0 | 152.5858 | 2970.9272 | 0 | 0 | NA | 99.03%
| 8 | 3 | 2017-03-11 08:00 | 965.4427 | 313.2047 | 653.9335 | 693.7693 | 221.7096 | 158.1842 | 818.085 | 1275.7041 | 966.9513 | 79.0921 | 100.71 | 188.3495 | 25.4318 | 807.4472 | 965.4427 | 221.7096 | 965.4427 | 1665 | 8 | 2 | 2017-02-08 08:00 | WEEKDAY | 15.4679 | 20.45 | 852.692 | 827.1112 | 0 | 827.1112 | 2970.9272 | 0 | 0 | NA | 99.03%
| 9 | 3 | 2017-03-11 09:00 | 990.0001 | 1399.4883 | 814.2683 | 875.5286 | 542.8953 | 706.8122 | 990 | 1676.8942 | 990 | 353.4061 | 830.2655 | 235.1681 | 209.663 | 925.439 | 990.0001 | 542.8953 | 990.0001 | 1666 | 9 | 2 | 2017-02-08 09:00 | WEEKDAY | 18.3934 | 11.33 | 1035.04 | 990 | 0 | 990 | 2970.9272 | 0 | 0 | NA | 99.03%
| 10 | 3 | 2017-03-11 10:00 | 964.9093 | 1827.0612 | 899.1036 | 799.4566 | 776.1306 | 922.7582 | 990 | 1536.6676 | 990 | 461.3791 | 962.2377 | 232.2589 | 242.9893 | 969.623 | 964.9093 | 776.1306 | 964.9093 | 1667 | 10 | 2 | 2017-02-08 10:00 | WEEKDAY | 14.914 | 11.33 | 1059.32 | 990 | 0 | 990 | 2970.9272 | 0 | 0 | NA | 99.03%
| 11 | 3 | 2017-03-11 11:00 | 928.6189 | 1760.3621 | 879.7785 | 720.2269 | 819.7707 | 889.0717 | 975.638 | 1471.152 | 885.1376 | 444.5359 | 891.0056 | 240.9632 | 225.0014 | 921.3676 | 928.6189 | 819.7707 | 928.6189 | 1668 | 11 | 2 | 2017-02-08 11:00 | WEEKDAY | 18.3321 | 11.33 | 1019.48 | 988.8956 | 0 | 988.8956 | 2970.9272 | 0 | 0 | NA | 99.03%
| 12 | 3 | 2017-03-11 12:00 | 924.278 | 1707.6066 | 775.8004 | 762.1324 | 854.5685 | 862.4276 | 943.874 | 1843.4848 | 990 | 431.2138 | 888.3166 | 237.4603 | 224.3224 | 924.1647 | 924.278 | 854.5685 | 924.278 | 1669 | 12 | 2 | 2017-02-08 12:00 | WEEKDAY | 12.2752 | 11.33 | 985.703 | 956.1319 | 0 | 956.1319 | 2970.9272 | 0 | 0 | NA | 99.03%
| 13 | 3 | 2017-03-11 13:00 | 948.4127 | 1743.9184 | 827.8479 | 928.3049 | 785.2529 | 880.7669 | 934.587 | 1152.8857 | 990 | 440.3834 | 927.4977 | 236.3608 | 234.2166 | 921.5598 | 948.4127 | 785.2529 | 948.4127 | 1670 | 13 | 2 | 2017-02-08 13:00 | WEEKDAY | -0.10021 | 11.33 | 975.83 | 946.5551 | 0 | 946.5551 | 2970.9272 | 0 | 0 | NA | 99.03%
| 14 | 3 | 2017-03-11 14:00 | 930.5145 | 1890.9614 | 870.4245 | 908.4535 | 715.2249 | 955.031 | 953.88 | 639.4785 | 596.6247 | 477.5155 | 930.5324 | 241.3264 | 234.9829 | 935.6169 | 930.5145 | 715.2249 | 930.5145 | 1671 | 14 | 2 | 2017-02-08 14:00 | WEEKDAY | -5.4167 | 1.96 | 996.312 | 966.4226 | 0 | 966.4226 | 2970.9272 | 0 | 0 | NA | 99.03%
| 15 | 3 | 2017-03-11 15:00 | 887.0934 | 1841.0124 | 833.2031 | 808.6042 | 605.3128 | 929.8043 | 986.058 | 1446.9868 | 635.8786 | 464.9021 | 931.2455 | 244.6251 | 235.163 | 944.8906 | 887.0934 | 605.3128 | 887.0934 | 1672 | 15 | 2 | 2017-02-08 15:00 | WEEKDAY | -6.3074 | 1.96 | 1030.53 | 990 | 0 | 990 | 2970.9272 | 0 | 0 | NA | 99.03%
| 16 | 3 | 2017-03-11 16:00 | 751.2751 | 1616.3245 | 782.0616 | 749.2021 | 419.0638 | 816.3255 | 981.983 | 757.4465 | 149.5294 | 408.1628 | 736.743 | 231.3215 | 186.0462 | 834.8403 | 751.2751 | 419.0638 | 751.2751 | 1673 | 16 | 2 | 2017-02-08 16:00 | WEEKDAY | -5.5308 | 1.96 | 1026.22 | 990 | 0 | 990 | 2970.9272 | 0 | 0 | NA | 99.03%
| 17 | 3 | 2017-03-11 17:00 | 129.3062 | 1053.5938 | 291.0414 | 436.885 | 221.579 | 532.1181 | 881.066 | 834.2093 | 524.1279 | 266.059 | 477.0491 | 156.4851 | 120.4669 | 427.5506 | 129.3062 | 221.579 | 129.3062 | 1674 | 17 | 2 | 2017-02-08 17:00 | WEEKDAY | 14.9669 | 19.93 | 919.182 | 891.6065 | 98 | 989.6065 | 2970.9272 | 0 | 0 | NA | 99.03%
| 18 | 3 | 2017-03-11 18:00 | 0 | 92.6084 | 72.6436 | 24.1142 | 47.6408 | 46.7719 | 461.137 | 24.6061 | 211.169 | 23.386 | 38.5305 | 17.3545 | 9.7299 | 2.8987 | 0 | 47.6408 | 0 | 1675 | 18 | 2 | 2017-02-08 18:00 | WEEKDAY | 21.0488 | 19.93 | 479.039 | 464.6678 | 0 | 464.6678 | 2869.8963 | 0 | 0 | NA | 95.66%
| 19 | 3 | 2017-03-11 19:00 | 0 | 0 | 0 | 0 | 0 | 0 | 0 | 0 | 0 | 0 | 0 | 0 | 0 | 0 | 0 | 0 | 0 | 1676 | 19 | 2 | 2017-02-08 19:00 | WEEKDAY | 21.6974 | 19.93 | 0 | 0 | 0 | 0 | 2869.8963 | 0 | 0 | NA | 95.66%
| 20 | 3 | 2017-03-11 20:00 | 0 | 0 | 0 | 0 | 0 | 0 | 0 | 0 | 0 | 0 | 0 | 0 | 0 | 0 | 0 | 0 | 0 | 1677 | 20 | 2 | 2017-02-08 20:00 | WEEKDAY | 24.5171 | 12.08 | 0 | 0 | 0 | 0 | 2869.8963 | 0 | 0 | NA | 95.66%
| 21 | 3 | 2017-03-11 21:00 | 0 | 0 | 0 | 0 | 0 | 0 | 0 | 0 | 0 | 0 | 0 | 0 | 0 | 0 | 0 | 0 | 0 | 1678 | 21 | 2 | 2017-02-08 21:00 | WEEKDAY | 22.7134 | 12.08 | 0 | 0 | 0 | 0 | 2869.8963 | 0 | 0 | NA | 95.66%
| 22 | 3 | 2017-03-11 22:00 | 0 | 0 | 0 | 0 | 0 | 0 | 0 | 0 | 0 | 0 | 0 | 0 | 0 | 0 | 0 | 0 | 0 | 1679 | 22 | 2 | 2017-02-08 22:00 | WEEKDAY | 21.7753 | 12.08 | 0 | 0 | 0 | 0 | 2869.8963 | 0 | 0 | NA | 95.66%
| 23 | 3 | 2017-03-11 23:00 | 0 | 0 | 0 | 0 | 0 | 0 | 0 | 0 | 0 | 0 | 0 | 0 | 0 | 0 | 0 | 0 | 0 | 1680 | 23 | 2 | 2017-02-08 23:00 | WEEKDAY | 20.7343 | 2.27 | 0 | 0 | 0 | 0 | 2869.8963 | 0 | 0 | NA | 95.66%
| 0 | 3 | 2017-03-12 | 0 | 0 | 0 | 0 | 0 | 0 | 0 | 0 | 0 | 0 | 0 | 0 | 0 | 0 | 0 | 0 | 0 | 1681 | 0 | 2 | 2017-02-09 | WEEKDAY | 20.9431 | 2.27 | 0 | 0 | 0 | 0 | 2869.8963 | 0 | 0 | NA | 95.66%
| 1 | 3 | 2017-03-12 01:00 | 0 | 0 | 0 | 0 | 0 | 0 | 0 | 0 | 0 | 0 | 0 | 0 | 0 | 0 | 0 | 0 | 0 | 1682 | 1 | 2 | 2017-02-09 01:00 | WEEKDAY | 20.7788 | 2.27 | 0 | 0 | 0 | 0 | 2869.8963 | 0 | 0 | NA | 95.66%
| 2 | 3 | 2017-03-12 02:00 | 0 | 0 | 0 | 0 | 0 | 0 | 0 | 0 | 0 | 0 | 0 | 0 | 0 | 0 | 0 | 0 | 0 | 1683 | 2 | 2 | 2017-02-09 02:00 | WEEKDAY | 20.9097 | 2.27 | 0 | 0 | 0 | 0 | 2869.8963 | 0 | 0 | NA | 95.66%
| 3 | 3 | 2017-03-12 03:00 | 0 | 0 | 0 | 0 | 0 | 0 | 0 | 0 | 0 | 0 | 0 | 0 | 0 | 0 | 0 | 0 | 0 | 1684 | 3 | 2 | 2017-02-09 03:00 | WEEKDAY | 20.982 | 2.27 | 0 | 0 | 0 | 0 | 2869.8963 | 0 | 0 | NA | 95.66%
| 4 | 3 | 2017-03-12 04:00 | 0 | 0 | 0 | 0 | 0 | 0 | 0 | 0 | 0 | 0 | 0 | 0 | 0 | 0 | 0 | 0 | 0 | 1685 | 4 | 2 | 2017-02-09 04:00 | WEEKDAY | 21.4747 | 2.27 | 0 | 0 | 0 | 0 | 2869.8963 | 0 | 0 | NA | 95.66%
| 5 | 3 | 2017-03-12 05:00 | 0 | 0 | 0 | 0 | 0 | 0 | 0 | 0 | 0 | 0 | 0 | 0 | 0 | 0 | 0 | 0 | 0 | 1686 | 5 | 2 | 2017-02-09 05:00 | WEEKDAY | 22.1817 | 2.27 | 0 | 0 | 0 | 0 | 2869.8963 | 0 | 0 | NA | 95.66%
| 6 | 3 | 2017-03-12 06:00 | 84.23 | 0 | 0 | 0 | 0 | 0 | 0 | 0 | 0 | 0 | 0 | 0 | 0 | 0 | 84.23 | 0 | 84.23 | 1687 | 6 | 2 | 2017-02-09 06:00 | WEEKDAY | 31.64 | 20.45 | 0 | 0 | 0 | 0 | 2869.8963 | 0 | 0 | NA | 95.66%
| 7 | 3 | 2017-03-12 07:00 | 677.8567 | 59.7364 | 12.5247 | 25.0512 | 176.8409 | 30.1699 | 156.392 | 487.3487 | 610.937 | 15.085 | 164.4904 | 10.2193 | 41.538 | 172.6296 | 677.8567 | 176.8409 | 677.8567 | 1688 | 7 | 2 | 2017-02-09 07:00 | WEEKDAY | 26.2846 | 20.45 | 164.931 | 159.9831 | 0 | 159.9831 | 2869.8963 | 0 | 0 | NA | 95.66%
| 8 | 3 | 2017-03-12 08:00 | 920.0113 | 149.337 | 42.5946 | 74.9317 | 1051.9966 | 75.4227 | 811.758 | 1590.8145 | 276.0727 | 37.7114 | 740.3054 | 78.9055 | 186.9458 | 188.3635 | 920.0113 | 1051.9966 | 920.0113 | 1689 | 8 | 2 | 2017-02-09 08:00 | WEEKDAY | 29.3715 | 20.45 | 846.062 | 820.6801 | 0 | 820.6801 | 2869.8963 | 0 | 0 | NA | 95.66%
| 9 | 3 | 2017-03-12 09:00 | 905.254 | 281.3445 | 85.9204 | 127.8563 | 901.2143 | 142.0932 | 990 | 908.8803 | 990 | 71.0466 | 882.2023 | 189.8037 | 222.7784 | 405.818 | 905.254 | 901.2143 | 905.254 | 1690 | 9 | 2 | 2017-02-09 09:00 | WEEKDAY | 28.4084 | 11.33 | 1035.51 | 990 | 0 | 990 | 2869.8963 | 0 | 0 | NA | 95.66%
| 10 | 3 | 2017-03-12 10:00 | 724.6385 | 397.4547 | 125.2821 | 175.2791 | 1542.6471 | 200.7347 | 990 | 431.5409 | 990 | 100.3674 | 859.7727 | 179.8502 | 217.1143 | 835.6521 | 724.6385 | 1542.6471 | 724.6385 | 1691 | 10 | 2 | 2017-02-09 10:00 | WEEKDAY | 23.9019 | 11.33 | 1043.99 | 990 | 0 | 990 | 2869.8963 | 0 | 0 | NA | 95.66%
| 11 | 3 | 2017-03-12 11:00 | 698.156 | 500.551 | 197.7936 | 217.1753 | 1745.9493 | 252.8035 | 959.329 | 526.1119 | 990 | 126.4018 | 902.5839 | 236.092 | 227.9252 | 860.8523 | 698.156 | 1745.9493 | 698.156 | 1692 | 11 | 2 | 2017-02-09 11:00 | WEEKDAY | 22.6994 | 11.33 | 1002.12 | 972.0564 | 0 | 972.0564 | 2869.8963 | 0 | 0 | NA | 95.66%
| 12 | 3 | 2017-03-12 12:00 | 940.7867 | 554.2673 | 225.8762 | 237.7441 | 1826.5274 | 279.933 | 932.173 | 1438.3069 | 990 | 139.9665 | 836.3925 | 193.5876 | 211.2102 | 797.6228 | 940.7867 | 1826.5274 | 940.7867 | 1693 | 12 | 2 | 2017-02-09 12:00 | WEEKDAY | 21.664 | 11.33 | 973.267 | 944.069 | 0 | 944.069 | 2869.8963 | 0 | 0 | NA | 95.66%
| 13 | 3 | 2017-03-12 13:00 | 656.2123 | 535.6788 | 223.9691 | 189.2076 | 1782.0402 | 270.5448 | 921.285 | 1050.5026 | 990 | 135.2724 | 807.361 | 230.0783 | 203.879 | 416.9439 | 656.2123 | 1782.0402 | 656.2123 | 1694 | 13 | 2 | 2017-02-09 13:00 | WEEKDAY | 20.7816 | 11.33 | 961.689 | 932.8383 | 57 | 989.8383 | 2869.8963 | 0 | 0 | NA | 95.66%
| 14 | 3 | 2017-03-12 14:00 | 823.4433 | 454.3683 | 193.6375 | 158.5354 | 1806.0032 | 229.4789 | 940.451 | 1842.5964 | 990 | 114.7395 | 873.2927 | 238.4439 | 220.5285 | 299.7506 | 823.4433 | 1806.0032 | 823.4433 | 1695 | 14 | 2 | 2017-02-09 14:00 | WEEKDAY | 20.211 | 1.96 | 982.016 | 952.5555 | 37 | 989.5555 | 2811.1334 | 0 | 0 | NA | 93.7%
| 15 | 3 | 2017-03-12 15:00 | 388.0345 | 340.0185 | 146.6161 | 144.213 | 1601.2427 | 171.7265 | 965.252 | 1954.4652 | 946.4901 | 85.8633 | 883.4698 | 235.724 | 223.0984 | 236.7457 | 388.0345 | 1601.2427 | 388.0345 | 1696 | 15 | 2 | 2017-02-09 15:00 | WEEKDAY | 19.799 | 1.96 | 1008.33 | 978.0801 | 12 | 990.0801 | 2772.9891 | 0 | 0 | NA | 92.43%
| 16 | 3 | 2017-03-12 16:00 | 417.2554 | 221.9809 | 80.9132 | 76.4138 | 1258.4663 | 112.1115 | 962.976 | 1793.2126 | 804.7004 | 56.0558 | 841.6764 | 221.3911 | 212.5445 | 118.4784 | 417.2554 | 1258.4663 | 417.2554 | 1697 | 16 | 2 | 2017-02-09 16:00 | WEEKDAY | 20.0941 | 1.96 | 1005.94 | 975.7618 | 14 | 989.7618 | 2760.618 | 0 | 0 | NA | 92.02%
| 17 | 3 | 2017-03-12 17:00 | 105.5816 | 97.7026 | 39.6331 | 34.855 | 576.1768 | 49.3448 | 861.79 | 1087.3581 | 662.35 | 24.6724 | 564.92 | 142.7521 | 142.6566 | 52.825 | 105.5816 | 576.1768 | 105.5816 | 1698 | 17 | 2 | 2017-02-09 17:00 | WEEKDAY | 20.4198 | 19.93 | 898.712 | 871.7506 | 0 | 871.7506 | 2746.185 | 0 | 0 | NA | 91.54%
| 18 | 3 | 2017-03-12 18:00 | 0 | 10.46 | 6.6633 | 0 | 53.8127 | 5.2828 | 450.958 | 73.344 | 370.7767 | 2.6414 | 60.7827 | 14.2637 | 15.3492 | 0 | 0 | 53.8127 | 0 | 1699 | 18 | 2 | 2017-02-09 18:00 | WEEKDAY | 21.1351 | 19.93 | 468.408 | 454.3558 | 0 | 454.3558 | 2746.185 | 0 | 0 | NA | 91.54%
| 19 | 3 | 2017-03-12 19:00 | 0 | 0 | 0 | 0 | 0 | 0 | 0 | 0 | 970 | 0 | 0 | 0 | 0 | 0 | 0 | 0 | 0 | 1700 | 19 | 2 | 2017-02-09 19:00 | WEEKDAY | 20.4754 | 19.93 | 0 | 0 | 0 | 0 | 2746.185 | 0 | 0 | NA | 91.54%
| 20 | 3 | 2017-03-12 20:00 | 0 | 0 | 0 | 0 | 0 | 0 | 0 | 0 | 0 | 0 | 0 | 0 | 0 | 0 | 0 | 0 | 0 | 1701 | 20 | 2 | 2017-02-09 20:00 | WEEKDAY | 19.1477 | 12.08 | 0 | 0 | 0 | 0 | 2746.185 | 0 | 0 | NA | 91.54%
| 21 | 3 | 2017-03-12 21:00 | 0 | 0 | 0 | 0 | 0 | 0 | 0 | 0 | 0 | 0 | 0 | 0 | 0 | 0 | 0 | 0 | 0 | 1702 | 21 | 2 | 2017-02-09 21:00 | WEEKDAY | 17.5082 | 12.08 | 0 | 0 | 0 | 0 | 2746.185 | 0 | 0 | NA | 91.54%
| 22 | 3 | 2017-03-12 22:00 | 0 | 0 | 0 | 0 | 0 | 0 | 0 | 0 | 0 | 0 | 0 | 0 | 0 | 0 | 0 | 0 | 0 | 1703 | 22 | 2 | 2017-02-09 22:00 | WEEKDAY | 19.838 | 12.08 | 0 | 0 | 0 | 0 | 2746.185 | 0 | 0 | NA | 91.54%
| 23 | 3 | 2017-03-12 23:00 | 0 | 0 | 0 | 0 | 0 | 0 | 0 | 0 | 0 | 0 | 0 | 0 | 0 | 0 | 0 | 0 | 0 | 1704 | 23 | 2 | 2017-02-09 23:00 | WEEKDAY | 17.01 | 2.27 | 0 | 0 | 0 | 0 | 2746.185 | 0 | 0 | NA | 91.54%
| 0 | 3 | 2017-03-13 | 0 | 0 | 0 | 0 | 0 | 0 | 0 | 0 | 0 | 0 | 0 | 0 | 0 | 0 | 0 | 0 | 0 | 1705 | 0 | 2 | 2017-02-10 | WEEKDAY | 17.4331 | 2.27 | 0 | 0 | 0 | 0 | 2746.185 | 0 | 0 | NA | 91.54%
| 1 | 3 | 2017-03-13 01:00 | 0 | 0 | 0 | 0 | 0 | 0 | 0 | 0 | 0 | 0 | 0 | 0 | 0 | 0 | 0 | 0 | 0 | 1706 | 1 | 2 | 2017-02-10 01:00 | WEEKDAY | 16.2779 | 2.27 | 0 | 0 | 0 | 0 | 2746.185 | 0 | 0 | NA | 91.54%
| 2 | 3 | 2017-03-13 02:00 | 0 | 0 | 0 | 0 | 0 | 0 | 0 | 0 | 0 | 0 | 0 | 0 | 0 | 0 | 0 | 0 | 0 | 1707 | 2 | 2 | 2017-02-10 02:00 | WEEKDAY | 16.0664 | 2.27 | 0 | 0 | 0 | 0 | 2746.185 | 0 | 0 | NA | 91.54%
| 3 | 3 | 2017-03-13 03:00 | 0 | 0 | 0 | 0 | 0 | 0 | 0 | 0 | 0 | 0 | 0 | 0 | 0 | 0 | 0 | 0 | 0 | 1708 | 3 | 2 | 2017-02-10 03:00 | WEEKDAY | 17.0295 | 2.27 | 0 | 0 | 0 | 0 | 2746.185 | 0 | 0 | NA | 91.54%
| 4 | 3 | 2017-03-13 04:00 | 0 | 0 | 0 | 0 | 0 | 0 | 0 | 0 | 0 | 0 | 0 | 0 | 0 | 0 | 0 | 0 | 0 | 1709 | 4 | 2 | 2017-02-10 04:00 | WEEKDAY | 16.1192 | 2.27 | 0 | 0 | 0 | 0 | 2746.185 | 0 | 0 | NA | 91.54%
| 5 | 3 | 2017-03-13 05:00 | 0 | 0 | 0 | 0 | 0 | 0 | 0 | 0 | 0 | 0 | 0 | 0 | 0 | 0 | 0 | 0 | 0 | 1710 | 5 | 2 | 2017-02-10 05:00 | WEEKDAY | 15.6127 | 2.27 | 0 | 0 | 0 | 0 | 2746.185 | 0 | 0 | NA | 91.54%
| 6 | 3 | 2017-03-13 06:00 | 87.5981 | 0 | 0 | 0 | 1.9177 | 0 | 0 | 0 | 0 | 0 | 0 | 0 | 0 | 0 | 87.5981 | 1.9177 | 87.5981 | 1711 | 6 | 2 | 2017-02-10 06:00 | WEEKDAY | 20.7399 | 20.45 | 0 | 0 | 0 | 0 | 2746.185 | 0 | 0 | NA | 91.54%
| 7 | 3 | 2017-03-13 07:00 | 656.1803 | 41.4879 | 101.1411 | 24.9426 | 261.7364 | 20.9535 | 171.493 | 538.2606 | 0 | 10.4767 | 93.7376 | 28.3643 | 23.6711 | 179.3856 | 656.1803 | 261.7364 | 656.1803 | 1712 | 7 | 2 | 2017-02-10 07:00 | WEEKDAY | 20.7649 | 20.45 | 180.426 | 0 | 0 | 0 | 2746.185 | 0 | 0 | NA | 91.54%
| 8 | 3 | 2017-03-13 08:00 | 884.4249 | 157.4845 | 791.6946 | 83.0725 | 863.4393 | 79.5376 | 835.868 | 1056.2419 | 990.4438 | 39.7688 | 688.314 | 127.8643 | 173.8167 | 92.6042 | 884.4249 | 863.4393 | 884.4249 | 1713 | 8 | 2 | 2017-02-10 08:00 | WEEKDAY | 20.5951 | 20.45 | 871.644 | 845.4947 | 0 | 845.4947 | 2926.611 | 0 | 0 | NA | 97.55%
| 9 | 3 | 2017-03-13 09:00 | 948.2732 | 263.9041 | 956.9919 | 148.4024 | 900.8379 | 133.2849 | 990 | 1462.9533 | 0 | 66.6425 | 870.3988 | 173.9257 | 219.7977 | 119.6831 | 948.2732 | 900.8379 | 948.2732 | 1714 | 9 | 2 | 2017-02-10 09:00 | WEEKDAY | 21.0878 | 11.33 | 1066.57 | 990 | 0 | 990 | 2926.611 | 0 | 0 | NA | 97.55%
| 10 | 3 | 2017-03-13 10:00 | 917.6911 | 356.2441 | 990.0001 | 204.923 | 1086.2531 | 179.9213 | 990 | 1847.3475 | 0 | 89.9606 | 821.2924 | 163.8225 | 207.3971 | 158.6333 | 917.6911 | 1086.2531 | 917.6911 | 1715 | 10 | 2 | 2017-02-10 10:00 | WEEKDAY | 20.3279 | 11.33 | 1090.81 | 990 | 0 | 990 | 2926.611 | 0 | 0 | NA | 97.55%
| 11 | 3 | 2017-03-13 11:00 | 880.3908 | 440.8179 | 967.6098 | 254.5757 | 1796.9601 | 222.6353 | 990 | 1915.7731 | 767.6764 | 111.3176 | 855.4549 | 169.1585 | 216.024 | 138.3872 | 880.3908 | 1796.9601 | 880.3908 | 1716 | 11 | 2 | 2017-02-10 11:00 | WEEKDAY | 20.3418 | 11.33 | 1053.02 | 990 | 0 | 990 | 2926.611 | 0 | 0 | NA | 97.55%
| 12 | 3 | 2017-03-13 12:00 | 907.9275 | 580.154 | 940.6236 | 278.5543 | 1524.5895 | 293.0071 | 977.6 | 1859.9556 | 750.0777 | 146.5035 | 892.6275 | 193.673 | 225.411 | 155.075 | 907.9275 | 1524.5895 | 907.9275 | 1717 | 12 | 2 | 2017-02-10 12:00 | WEEKDAY | 20.2527 | 11.33 | 1021.78 | 990 | 0 | 990 | 2926.611 | 0 | 0 | NA | 97.55%
| 13 | 3 | 2017-03-13 13:00 | 861.1657 | 566.7864 | 928.3456 | 263.8463 | 1392.8905 | 286.2558 | 971.058 | 1884.2784 | 651.97 | 143.1279 | 869.9429 | 171.0207 | 219.6826 | 212.3918 | 861.1657 | 1392.8905 | 861.1657 | 1718 | 13 | 2 | 2017-02-10 13:00 | WEEKDAY | 19.3732 | 11.33 | 1014.81 | 984.3657 | 0 | 984.3657 | 2926.611 | 0 | 0 | NA | 97.55%
| 14 | 3 | 2017-03-13 14:00 | 955.0972 | 490.6308 | 942.9227 | 222.6964 | 1104.3636 | 247.7933 | 990 | 1726.7151 | 554.6159 | 123.8967 | 556.2129 | 233.1597 | 140.4578 | 200.4263 | 955.0972 | 1104.3636 | 955.0972 | 1719 | 14 | 2 | 2017-02-10 14:00 | WEEKDAY | 20.4142 | 1.96 | 1039.25 | 990 | 0 | 990 | 2926.611 | 0 | 0 | NA | 97.55%
| 15 | 3 | 2017-03-13 15:00 | 898.3013 | 375.784 | 956.9877 | 165.388 | 1181.5294 | 189.7899 | 990 | 1793.054 | 252.7112 | 94.895 | 558.5149 | 224.7054 | 141.0391 | 207.7113 | 898.3013 | 1181.5294 | 898.3013 | 1720 | 15 | 2 | 2017-02-10 15:00 | WEEKDAY | 19.8436 | 1.96 | 1076.62 | 990 | 0 | 990 | 2926.611 | 0 | 0 | NA | 97.55%
| 16 | 3 | 2017-03-13 16:00 | 694.2535 | 268.7284 | 914.613 | 581.8909 | 488.1687 | 135.7214 | 990 | 1616.3184 | 990.4875 | 67.8607 | 65.785 | 204.8881 | 16.6124 | 110.6965 | 694.2535 | 488.1687 | 694.2535 | 1721 | 16 | 2 | 2017-02-10 16:00 | WEEKDAY | 20.044 | 1.96 | 1072.3 | 990 | 0 | 990 | 2926.611 | 0 | 0 | NA | 97.55%
| 17 | 3 | 2017-03-13 17:00 | 105.1813 | 139.8969 | 682.6518 | 403.4243 | 256.9766 | 70.655 | 878.206 | 894.3138 | 0 | 35.3275 | 81.987 | 132.2675 | 20.7038 | 69.3935 | 105.1813 | 256.9766 | 105.1813 | 1722 | 17 | 2 | 2017-02-10 17:00 | WEEKDAY | 20.3752 | 19.93 | 916.327 | 888.8372 | 0 | 888.8372 | 2926.611 | 0 | 0 | NA | 97.55%
| 18 | 3 | 2017-03-13 18:00 | 0 | 10.51 | 99.2882 | 21.2642 | 34.3965 | 5.3081 | 459.193 | 69.8543 | 554.3249 | 2.654 | 48.4377 | 13.6233 | 12.2318 | 0 | 0 | 34.3965 | 0 | 1723 | 18 | 2 | 2017-02-10 18:00 | WEEKDAY | 20.4225 | 19.93 | 477.108 | 462.7948 | 0 | 462.7948 | 2926.611 | 0 | 0 | NA | 97.55%
| 19 | 3 | 2017-03-13 19:00 | 0 | 0 | 0 | 0 | 0 | 0 | 0 | 0 | 0 | 0 | 0 | 0 | 0 | 0 | 0 | 0 | 0 | 1724 | 19 | 2 | 2017-02-10 19:00 | WEEKDAY | 16.9181 | 19.93 | 0 | 0 | 0 | 0 | 2926.611 | 0 | 0 | NA | 97.55%
| 20 | 3 | 2017-03-13 20:00 | 0 | 0 | 0 | 0 | 0 | 0 | 0 | 0 | 0 | 0 | 0 | 0 | 0 | 0 | 0 | 0 | 0 | 1725 | 20 | 2 | 2017-02-10 20:00 | WEEKDAY | 14.0344 | 12.08 | 0 | 0 | 0 | 0 | 2926.611 | 0 | 0 | NA | 97.55%
| 21 | 3 | 2017-03-13 21:00 | 0 | 0 | 0 | 0 | 0 | 0 | 0 | 0 | 0 | 0 | 0 | 0 | 0 | 0 | 0 | 0 | 0 | 1726 | 21 | 2 | 2017-02-10 21:00 | WEEKDAY | 13.7449 | 12.08 | 0 | 0 | 0 | 0 | 2926.611 | 0 | 0 | NA | 97.55%
| 22 | 3 | 2017-03-13 22:00 | 0 | 0 | 0 | 0 | 0 | 0 | 0 | 0 | 0 | 0 | 0 | 0 | 0 | 0 | 0 | 0 | 0 | 1727 | 22 | 2 | 2017-02-10 22:00 | WEEKDAY | 12.548 | 12.08 | 0 | 0 | 0 | 0 | 2926.611 | 0 | 0 | NA | 97.55%
| 23 | 3 | 2017-03-13 23:00 | 0 | 0 | 0 | 0 | 0 | 0 | 0 | 0 | 970 | 0 | 0 | 0 | 0 | 0 | 0 | 0 | 0 | 1728 | 23 | 2 | 2017-02-10 23:00 | WEEKDAY | 16.5089 | 2.27 | 0 | 0 | 0 | 0 | 2926.611 | 0 | 0 | NA | 97.55%
| 0 | 3 | 2017-03-14 | 0 | 0 | 0 | 0 | 0 | 0 | 0 | 0 | 0 | 0 | 0 | 0 | 0 | 0 | 0 | 0 | 0 | 1729 | 0 | 2 | 2017-02-11 | WEEKEND | 11.571 | 2.27 | 0 | 0 | 0 | 0 | 2926.611 | 0 | 0 | NA | 97.55%
| 1 | 3 | 2017-03-14 01:00 | 0 | 0 | 0 | 0 | 0 | 0 | 0 | 0 | 0 | 0 | 0 | 0 | 0 | 0 | 0 | 0 | 0 | 1730 | 1 | 2 | 2017-02-11 01:00 | WEEKEND | 11.2036 | 2.27 | 0 | 0 | 0 | 0 | 2926.611 | 0 | 0 | NA | 97.55%
| 2 | 3 | 2017-03-14 02:00 | 0 | 0 | 0 | 0 | 0 | 0 | 0 | 0 | 0 | 0 | 0 | 0 | 0 | 0 | 0 | 0 | 0 | 1731 | 2 | 2 | 2017-02-11 02:00 | WEEKEND | 7.3039 | 2.27 | 0 | 0 | 0 | 0 | 2926.611 | 0 | 0 | NA | 97.55%
| 3 | 3 | 2017-03-14 03:00 | 0 | 0 | 0 | 0 | 0 | 0 | 0 | 0 | 0 | 0 | 0 | 0 | 0 | 0 | 0 | 0 | 0 | 1732 | 3 | 2 | 2017-02-11 03:00 | WEEKEND | 6.7444 | 2.27 | 0 | 0 | 0 | 0 | 2926.611 | 0 | 0 | NA | 97.55%
| 4 | 3 | 2017-03-14 04:00 | 0 | 0 | 0 | 0 | 0 | 0 | 0 | 0 | 0 | 0 | 0 | 0 | 0 | 0 | 0 | 0 | 0 | 1733 | 4 | 2 | 2017-02-11 04:00 | WEEKEND | 7.5433 | 2.27 | 0 | 0 | 0 | 0 | 2926.611 | 0 | 0 | NA | 97.55%
| 5 | 3 | 2017-03-14 05:00 | 0 | 0 | 0 | 0 | 0 | 0 | 0 | 0 | 0 | 0 | 0 | 0 | 0 | 0 | 0 | 0 | 0 | 1734 | 5 | 2 | 2017-02-11 05:00 | WEEKEND | 6.0903 | 2.27 | 0 | 0 | 0 | 0 | 2926.611 | 0 | 0 | NA | 97.55%
| 6 | 3 | 2017-03-14 06:00 | 104.7372 | 0 | 0 | 0 | 0 | 0 | 0 | 0 | 0 | 0 | 0 | 0 | 0 | 0 | 104.7372 | 0 | 104.7372 | 1735 | 6 | 2 | 2017-02-11 06:00 | WEEKEND | 15.2257 | 2.27 | 0 | 0 | 0 | 0 | 2926.611 | 0 | 0 | NA | 97.55%
| 7 | 3 | 2017-03-14 07:00 | 690.8237 | 61.423 | 78.0003 | 202.2602 | 79.7055 | 31.0217 | 192.664 | 63.7722 | 0 | 15.5109 | 179.87 | 29.8833 | 45.4217 | 45.7998 | 690.8237 | 79.7055 | 690.8237 | 1736 | 7 | 2 | 2017-02-11 07:00 | WEEKEND | 16.8541 | 2.27 | 202.158 | 196.0933 | 0 | 196.0933 | 2926.611 | 0 | 0 | NA | 97.55%
| 8 | 3 | 2017-03-14 08:00 | 927.687 | 193.1635 | 599.7072 | 295.8036 | 281.6918 | 97.5573 | 836.846 | 629.6539 | 0 | 48.7787 | 798.1507 | 123.0063 | 201.5532 | 64.2848 | 927.687 | 281.6918 | 927.687 | 1737 | 8 | 2 | 2017-02-11 08:00 | WEEKEND | 18.7413 | 2.27 | 872.607 | 846.4288 | 0 | 846.4288 | 2926.611 | 0 | 0 | NA | 97.55%
| 9 | 3 | 2017-03-14 09:00 | 979.5965 | 316.9127 | 833.9134 | 162.4804 | 665.7611 | 160.0569 | 990 | 649.7679 | 990 | 80.0285 | 950.2026 | 171.5563 | 239.9501 | 97.037 | 979.5965 | 665.7611 | 979.5965 | 1738 | 9 | 2 | 2017-02-11 09:00 | WEEKEND | 20.3752 | 2.27 | 1047.14 | 990 | 0 | 990 | 2926.611 | 0 | 0 | NA | 97.55%
| 10 | 3 | 2017-03-14 10:00 | 843.6218 | 423.4873 | 912.8692 | 593.7613 | 600.9721 | 213.8825 | 990 | 1769.802 | 990 | 106.9412 | 934.8235 | 187.8807 | 236.0665 | 109.5902 | 843.6218 | 600.9721 | 843.6218 | 1739 | 10 | 2 | 2017-02-11 10:00 | WEEKEND | 21.2854 | 2.27 | 1064.93 | 990 | 0 | 990 | 2926.611 | 0 | 0 | NA | 97.55%
| 11 | 3 | 2017-03-14 11:00 | 870.0101 | 1217.5577 | 912.8991 | 874.5658 | 678.0936 | 614.9281 | 855.396 | 1613.316 | 990 | 307.4641 | 886.8156 | 181.2028 | 223.9433 | 136.4678 | 870.0101 | 678.0936 | 870.0101 | 1740 | 11 | 2 | 2017-02-11 11:00 | WEEKEND | 21.6473 | 2.27 | 892.051 | 865.2895 | 0 | 865.2895 | 2926.611 | 0 | 0 | NA | 97.55%
| 12 | 3 | 2017-03-14 12:00 | 851.6062 | 566.7796 | 884.603 | 776.3352 | 830.1849 | 286.2523 | 935.084 | 1678.8359 | 990 | 143.1262 | 883.8305 | 228.7154 | 223.1895 | 153.1979 | 851.6062 | 830.1849 | 851.6062 | 1741 | 12 | 2 | 2017-02-11 12:00 | WEEKEND | 22.2596 | 2.27 | 976.362 | 947.0711 | 0 | 947.0711 | 2926.611 | 0 | 0 | NA | 97.55%
| 13 | 3 | 2017-03-14 13:00 | 822.345 | 551.3642 | 887.4305 | 698.9742 | 904.4568 | 278.4667 | 843.764 | 1637.932 | 566.1851 | 139.2334 | 878.2258 | 160.6111 | 221.7742 | 196.7368 | 822.345 | 904.4568 | 822.345 | 1742 | 13 | 2 | 2017-02-11 13:00 | WEEKEND | 22.68 | 2.27 | 879.651 | 853.2615 | 0 | 853.2615 | 2926.611 | 0 | 0 | NA | 97.55%
| 14 | 3 | 2017-03-14 14:00 | 839.7395 | 478.0558 | 900.199 | 629.605 | 817.5937 | 241.4423 | 859.87 | 1704.6569 | 295.3243 | 120.7212 | 920.3565 | 177.5402 | 232.4133 | 161.3176 | 839.7395 | 817.5937 | 839.7395 | 1743 | 14 | 2 | 2017-02-11 14:00 | WEEKEND | 22.6939 | 2.27 | 896.676 | 869.7757 | 0 | 869.7757 | 2926.611 | 0 | 0 | NA | 97.55%
| 15 | 3 | 2017-03-14 15:00 | 845.4798 | 1653.5314 | 893.8794 | 806.663 | 603.6996 | 835.1169 | 223.661 | 1615.4158 | 552.3917 | 417.5584 | 740.964 | 201.8403 | 187.1121 | 95.8736 | 845.4798 | 603.6996 | 845.4798 | 1744 | 15 | 2 | 2017-02-11 15:00 | WEEKEND | 22.8136 | 2.27 | 233.842 | 226.8267 | 0 | 226.8267 | 2926.611 | 0 | 0 | NA | 97.55%
| 16 | 3 | 2017-03-14 16:00 | 704.6628 | 713.1445 | 737.2846 | 690.146 | 593.5126 | 360.174 | 695.729 | 1232.9689 | 990 | 180.087 | 302.0948 | 53.9048 | 76.2866 | 58.7342 | 704.6628 | 593.5126 | 704.6628 | 1745 | 16 | 2 | 2017-02-11 16:00 | WEEKEND | 22.7245 | 2.27 | 723.821 | 702.1064 | 0 | 702.1064 | 2926.611 | 0 | 0 | NA | 97.55%
| 17 | 3 | 2017-03-14 17:00 | 101.3757 | 129.8069 | 502.4178 | 69.6707 | 284.3075 | 65.559 | 700.99 | 1008.7957 | 925.0386 | 32.7795 | 47.3577 | 25.3772 | 11.959 | 31.2962 | 101.3757 | 284.3075 | 101.3757 | 1746 | 17 | 2 | 2017-02-11 17:00 | WEEKEND | 22.8247 | 2.27 | 729.377 | 707.4957 | 0 | 707.4957 | 2926.611 | 0 | 0 | NA | 97.55%
| 18 | 3 | 2017-03-14 18:00 | 0 | 10.263 | 42.8833 | 6.2163 | 27.3634 | 5.1833 | 76.9547 | 43.5942 | 621.5314 | 2.5917 | 53.7561 | 7.9128 | 13.5748 | 0 | 0 | 27.3634 | 0 | 1747 | 18 | 2 | 2017-02-11 18:00 | WEEKEND | 22.6605 | 2.27 | 83.7143 | 81.2029 | 0 | 81.2029 | 2926.611 | 0 | 0 | NA | 97.55%
| 19 | 3 | 2017-03-14 19:00 | 0 | 0 | 0 | 0 | 0 | 0 | 0 | 0 | 0 | 0 | 0 | 0 | 0 | 0 | 0 | 0 | 0 | 1748 | 19 | 2 | 2017-02-11 19:00 | WEEKEND | 21.4441 | 2.27 | 0 | 0 | 0 | 0 | 2926.611 | 0 | 0 | NA | 97.55%
| 20 | 3 | 2017-03-14 20:00 | 0 | 0 | 0 | 0 | 0 | 0 | 0 | 0 | 0 | 0 | 0 | 0 | 0 | 0 | 0 | 0 | 0 | 1749 | 20 | 2 | 2017-02-11 20:00 | WEEKEND | 21.1546 | 2.27 | 0 | 0 | 0 | 0 | 2926.611 | 0 | 0 | NA | 97.55%
| 21 | 3 | 2017-03-14 21:00 | 0 | 0 | 0 | 0 | 0 | 0 | 0 | 0 | 0 | 0 | 0 | 0 | 0 | 0 | 0 | 0 | 0 | 1750 | 21 | 2 | 2017-02-11 21:00 | WEEKEND | 19.3899 | 2.27 | 0 | 0 | 0 | 0 | 2926.611 | 0 | 0 | NA | 97.55%
| 22 | 3 | 2017-03-14 22:00 | 0 | 0 | 0 | 0 | 0 | 0 | 0 | 0 | 0 | 0 | 0 | 0 | 0 | 0 | 0 | 0 | 0 | 1751 | 22 | 2 | 2017-02-11 22:00 | WEEKEND | 18.6856 | 2.27 | 0 | 0 | 0 | 0 | 2926.611 | 0 | 0 | NA | 97.55%
| 23 | 3 | 2017-03-14 23:00 | 0 | 0 | 0 | 0 | 0 | 0 | 0 | 0 | 0 | 0 | 0 | 0 | 0 | 0 | 0 | 0 | 0 | 1752 | 23 | 2 | 2017-02-11 23:00 | WEEKEND | 19.0976 | 2.27 | 0 | 0 | 0 | 0 | 2926.611 | 0 | 0 | NA | 97.55%
| 0 | 3 | 2017-03-15 | 0 | 0 | 0 | 0 | 0 | 0 | 0 | 0 | 0 | 0 | 0 | 0 | 0 | 0 | 0 | 0 | 0 | 1753 | 0 | 2 | 2017-02-12 | WEEKEND | 19.6459 | 2.27 | 0 | 0 | 0 | 0 | 2926.611 | 0 | 0 | NA | 97.55%
| 1 | 3 | 2017-03-15 01:00 | 0 | 0 | 0 | 0 | 0 | 0 | 0 | 0 | 0 | 0 | 0 | 0 | 0 | 0 | 0 | 0 | 0 | 1754 | 1 | 2 | 2017-02-12 01:00 | WEEKEND | 18.9139 | 2.27 | 0 | 0 | 0 | 0 | 2926.611 | 0 | 0 | NA | 97.55%
| 2 | 3 | 2017-03-15 02:00 | 0 | 0 | 0 | 0 | 0 | 0 | 0 | 0 | 0 | 0 | 0 | 0 | 0 | 0 | 0 | 0 | 0 | 1755 | 2 | 2 | 2017-02-12 02:00 | WEEKEND | 19.2312 | 2.27 | 0 | 0 | 0 | 0 | 2926.611 | 0 | 0 | NA | 97.55%
| 3 | 3 | 2017-03-15 03:00 | 0 | 0 | 0 | 0 | 0 | 0 | 0 | 0 | 0 | 0 | 0 | 0 | 0 | 0 | 0 | 0 | 0 | 1756 | 3 | 2 | 2017-02-12 03:00 | WEEKEND | 19.4984 | 2.27 | 0 | 0 | 0 | 0 | 2926.611 | 0 | 0 | NA | 97.55%
| 4 | 3 | 2017-03-15 04:00 | 0 | 0 | 0 | 0 | 0 | 0 | 0 | 0 | 0 | 0 | 0 | 0 | 0 | 0 | 0 | 0 | 0 | 1757 | 4 | 2 | 2017-02-12 04:00 | WEEKEND | 12.2502 | 2.27 | 0 | 0 | 0 | 0 | 2926.611 | 0 | 0 | NA | 97.55%
| 5 | 3 | 2017-03-15 05:00 | 0 | 0 | 0 | 0 | 0 | 0 | 0 | 0 | 0 | 0 | 0 | 0 | 0 | 0 | 0 | 0 | 0 | 1758 | 5 | 2 | 2017-02-12 05:00 | WEEKEND | 10.9809 | 2.27 | 0 | 0 | 0 | 0 | 2926.611 | 0 | 0 | NA | 97.55%
| 6 | 3 | 2017-03-15 06:00 | 59.7592 | 0 | 0 | 0 | 0 | 0 | 0 | 0 | 0 | 0 | 0 | 0 | 0 | 0 | 59.7592 | 0 | 59.7592 | 1759 | 6 | 2 | 2017-02-12 06:00 | WEEKEND | 12.0915 | 2.27 | 0 | 0 | 0 | 0 | 2926.611 | 0 | 0 | NA | 97.55%
| 7 | 3 | 2017-03-15 07:00 | 385.4253 | 38.5512 | 99.2452 | 47.208 | 360.011 | 19.4703 | 12.9586 | 514.7537 | 0 | 9.7352 | 220.5164 | 9.2717 | 55.686 | 58.9878 | 385.4253 | 360.011 | 385.4253 | 1760 | 7 | 2 | 2017-02-12 07:00 | WEEKEND | 12.7206 | 2.27 | 18.487 | 0 | 0 | 0 | 2926.611 | 0 | 0 | NA | 97.55%
| 8 | 3 | 2017-03-15 08:00 | 752.2031 | 119.9569 | 663.3095 | 112.7373 | 1547.7753 | 60.5843 | 33.9324 | 1348.519 | 781.6328 | 30.2921 | 775.0552 | 14.8064 | 195.721 | 63.4532 | 752.2031 | 1547.7753 | 752.2031 | 1761 | 8 | 2 | 2017-02-12 08:00 | WEEKEND | 15.0587 | 2.27 | 39.86 | 0 | 0 | 0 | 2945.098 | 0 | 0 | NA | 98.17%
| 9 | 3 | 2017-03-15 09:00 | 822.5964 | 210.7661 | 892.7908 | 170.0861 | 1407.5538 | 106.4475 | 47.1182 | 1806.9037 | 721.291 | 53.2238 | 948.4571 | 52.8011 | 239.5094 | 75.4483 | 822.5964 | 1407.5538 | 822.5964 | 1762 | 9 | 2 | 2017-02-12 09:00 | WEEKEND | 14.953 | 2.27 | 53.2971 | 51.6982 | 0 | 51.6982 | 2984.958 | 0 | 0 | NA | 99.5%
| 10 | 3 | 2017-03-15 10:00 | 859.6383 | 291.7709 | 957.0345 | 221.7742 | 1227.5531 | 147.359 | 19.5111 | 1746.0619 | 603.2605 | 73.6795 | 891.0631 | 80.3347 | 225.0159 | 107.9152 | 859.6383 | 1227.5531 | 859.6383 | 1763 | 10 | 2 | 2017-02-12 10:00 | WEEKEND | 18.5158 | 2.27 | 25.1419 | 24.3876 | 0 | 24.3876 | 2984.958 | 0 | 0 | NA | 99.5%
| 11 | 3 | 2017-03-15 11:00 | 258.5812 | 364.1038 | 945.9055 | 267.4467 | 1663.1104 | 183.8908 | 139.018 | 1772.0882 | 915.0854 | 91.9454 | 587.0576 | 114.7848 | 148.2469 | 134.8441 | 258.5812 | 1663.1104 | 258.5812 | 1764 | 11 | 2 | 2017-02-12 11:00 | WEEKEND | 17.5472 | 2.27 | 147.151 | 142.7365 | 0 | 142.7365 | 2984.958 | 0 | 0 | NA | 99.5%
| 12 | 3 | 2017-03-15 12:00 | 801.5974 | 404.819 | 924.7099 | 243.2341 | 1538.2014 | 204.454 | 93.8404 | 1710.4221 | 990 | 102.227 | 378.6396 | 104.2598 | 95.6161 | 184.2036 | 801.5974 | 1538.2014 | 801.5974 | 1765 | 12 | 2 | 2017-02-12 12:00 | WEEKEND | 18.9584 | 2.27 | 100.962 | 97.9331 | 0 | 97.9331 | 2984.958 | 0 | 0 | NA | 99.5%
| 13 | 3 | 2017-03-15 13:00 | 851.273 | 391.2477 | 919.293 | 231.6095 | 1155.3357 | 197.5998 | 137.016 | 1055.535 | 990 | 98.7999 | 513.8932 | 102.7887 | 129.771 | 156.2787 | 851.273 | 1155.3357 | 851.273 | 1766 | 13 | 2 | 2017-02-12 13:00 | WEEKEND | 19.4873 | 2.27 | 145.091 | 140.7383 | 849 | 989.7383 | 2984.958 | 0 | 0 | NA | 99.5%
| 14 | 3 | 2017-03-15 14:00 | 870.923 | 334.4688 | 937.6091 | 239.424 | 493.0369 | 168.9237 | 100.3 | 1145.0148 | 990 | 84.4618 | 956.4185 | 99.2837 | 241.5198 | 117.6766 | 870.923 | 493.0369 | 870.923 | 1767 | 14 | 2 | 2017-02-12 14:00 | WEEKEND | 18.7524 | 2.27 | 107.554 | 0 | 0 | 0 | 2109.7002 | 0 | 0 | NA | 70.32%
| 15 | 3 | 2017-03-15 15:00 | 754.2663 | 249.4742 | 945.1029 | 186.1078 | 533.7014 | 125.9971 | 104.471 | 1737.6284 | 990 | 62.9985 | 949.0678 | 77.2735 | 239.6636 | 83.8606 | 754.2663 | 533.7014 | 754.2663 | 1768 | 15 | 2 | 2017-02-12 15:00 | WEEKEND | 15.7156 | 2.27 | 111.819 | 0 | 0 | 0 | 2217.2542 | 0 | 0 | NA | 73.91%
| 16 | 3 | 2017-03-15 16:00 | 546.979 | 260.455 | 871.7557 | 132.3385 | 540.8382 | 131.5429 | 108.889 | 1327.4607 | 990 | 65.7715 | 874.193 | 58.0143 | 220.7558 | 58.0691 | 546.979 | 540.8382 | 546.979 | 1769 | 16 | 2 | 2017-02-12 16:00 | WEEKEND | 10.2683 | 2.27 | 116.342 | 0 | 0 | 0 | 2329.0732 | 0 | 0 | NA | 77.64%
| 17 | 3 | 2017-03-15 17:00 | 43.2405 | 102.8876 | 622.6328 | 70.7061 | 206.2681 | 51.9634 | 40.7439 | 990.2976 | 990 | 25.9817 | 388.2727 | 39.3164 | 98.0487 | 26.3258 | 43.2405 | 206.2681 | 43.2405 | 1770 | 17 | 2 | 2017-02-12 17:00 | WEEKEND | 11.3595 | 2.27 | 46.8027 | 0 | 0 | 0 | 2445.4152 | 0 | 0 | NA | 81.51%
| 18 | 3 | 2017-03-15 18:00 | 0 | 10.4208 | 74.2428 | 4.1231 | 48.9351 | 5.263 | 476.461 | 78.783 | 675.3518 | 2.6315 | 0 | 7.8242 | 0 | 1.013 | 0 | 48.9351 | 0 | 1771 | 18 | 2 | 2017-02-12 18:00 | WEEKEND | 19.5875 | 2.27 | 495.051 | 0 | 0 | 0 | 2492.2179 | 0 | 0 | NA | 83.07%
| 19 | 3 | 2017-03-15 19:00 | 0 | 0 | 0 | 0 | 0 | 0 | 0 | 0 | 0 | 0 | 0 | 0 | 0 | 0 | 0 | 0 | 0 | 1772 | 19 | 2 | 2017-02-12 19:00 | WEEKEND | 21.7892 | 2.27 | 0 | 0 | 0 | 0 | 2987.2689 | 0 | 0 | NA | 99.58%
| 20 | 3 | 2017-03-15 20:00 | 0 | 0 | 0 | 0 | 0 | 0 | 0 | 0 | 0 | 0 | 0 | 0 | 0 | 0 | 0 | 0 | 0 | 1773 | 20 | 2 | 2017-02-12 20:00 | WEEKEND | 20.8345 | 2.27 | 0 | 0 | 970 | 970 | 2987.2689 | 0 | 0 | NA | 99.58%
| 21 | 3 | 2017-03-15 21:00 | 0 | 0 | 0 | 0 | 0 | 0 | 0 | 0 | 0 | 0 | 0 | 0 | 0 | 0 | 0 | 0 | 0 | 1774 | 21 | 2 | 2017-02-12 21:00 | WEEKEND | 19.9271 | 2.27 | 0 | 0 | 0 | 0 | 1987.2689 | 0 | 0 | NA | 66.24%
| 22 | 3 | 2017-03-15 22:00 | 0 | 0 | 0 | 0 | 0 | 0 | 0 | 0 | 0 | 0 | 0 | 0 | 0 | 0 | 0 | 0 | 0 | 1775 | 22 | 2 | 2017-02-12 22:00 | WEEKEND | 18.5214 | 2.27 | 0 | 0 | 0 | 0 | 1987.2689 | 0 | 0 | NA | 66.24%
| 23 | 3 | 2017-03-15 23:00 | 0 | 0 | 0 | 0 | 0 | 0 | 0 | 0 | 0 | 0 | 0 | 0 | 0 | 0 | 0 | 0 | 0 | 1776 | 23 | 2 | 2017-02-12 23:00 | WEEKEND | 18.5492 | 2.27 | 0 | 0 | 0 | 0 | 1987.2689 | 0 | 0 | NA | 66.24%
| 0 | 3 | 2017-03-16 | 0 | 0 | 0 | 0 | 0 | 0 | 0 | 0 | 0 | 0 | 0 | 0 | 0 | 0 | 0 | 0 | 0 | 1777 | 0 | 2 | 2017-02-13 | WEEKDAY | 19.6905 | 2.27 | 0 | 0 | 0 | 0 | 1987.2689 | 0 | 0 | NA | 66.24%
| 1 | 3 | 2017-03-16 01:00 | 0 | 0 | 0 | 0 | 0 | 0 | 0 | 0 | 0 | 0 | 0 | 0 | 0 | 0 | 0 | 0 | 0 | 1778 | 1 | 2 | 2017-02-13 01:00 | WEEKDAY | 18.7135 | 2.27 | 0 | 0 | 0 | 0 | 1987.2689 | 0 | 0 | NA | 66.24%
| 2 | 3 | 2017-03-16 02:00 | 0 | 0 | 0 | 0 | 0 | 0 | 0 | 0 | 0 | 0 | 0 | 0 | 0 | 0 | 0 | 0 | 0 | 1779 | 2 | 2 | 2017-02-13 02:00 | WEEKDAY | 18.733 | 2.27 | 0 | 0 | 0 | 0 | 1987.2689 | 0 | 0 | NA | 66.24%
| 3 | 3 | 2017-03-16 03:00 | 0 | 0 | 0 | 0 | 0 | 0 | 0 | 0 | 0 | 0 | 0 | 0 | 0 | 0 | 0 | 0 | 0 | 1780 | 3 | 2 | 2017-02-13 03:00 | WEEKDAY | 18.7524 | 2.27 | 0 | 0 | 0 | 0 | 1987.2689 | 0 | 0 | NA | 66.24%
| 4 | 3 | 2017-03-16 04:00 | 0 | 0 | 0 | 0 | 0 | 0 | 0 | 0 | 0 | 0 | 0 | 0 | 0 | 0 | 0 | 0 | 0 | 1781 | 4 | 2 | 2017-02-13 04:00 | WEEKDAY | 19.5986 | 2.27 | 0 | 0 | 0 | 0 | 1987.2689 | 0 | 0 | NA | 66.24%
| 5 | 3 | 2017-03-16 05:00 | 0 | 0 | 0 | 0 | 0 | 0 | 0 | 0 | 0 | 0 | 0 | 0 | 0 | 0 | 0 | 0 | 0 | 1782 | 5 | 2 | 2017-02-13 05:00 | WEEKDAY | 22.3181 | 2.27 | 0 | 0 | 0 | 0 | 1987.2689 | 0 | 0 | NA | 66.24%
| 6 | 3 | 2017-03-16 06:00 | 129.6208 | 0 | 0 | 0 | 0 | 0 | 0 | 0 | 0 | 0 | 0 | 0 | 0 | 0 | 129.6208 | 0 | 129.6208 | 1783 | 6 | 2 | 2017-02-13 06:00 | WEEKDAY | 23.8351 | 20.45 | 0 | 0 | 0 | 0 | 1987.2689 | 0 | 0 | NA | 66.24%
| 7 | 3 | 2017-03-16 07:00 | 666.534 | 53.8565 | 143.5829 | 28.569 | 122.1587 | 27.2003 | 0 | 475.3007 | 139.972 | 13.6001 | 68.6112 | 12.3044 | 17.3261 | 185.6884 | 666.534 | 122.1587 | 666.534 | 1784 | 7 | 2 | 2017-02-13 07:00 | WEEKDAY | 24.1441 | 20.45 | 0 | 0 | 0 | 0 | 1987.2689 | 0 | 0 | NA | 66.24%
| 8 | 3 | 2017-03-16 08:00 | 698.3122 | 173.682 | 713.2225 | 148.0386 | 341.9444 | 87.7182 | 66.5927 | 335.5204 | 990 | 43.8591 | 149.9763 | 23.3295 | 37.8728 | 105.331 | 698.3122 | 341.9444 | 698.3122 | 1785 | 8 | 2 | 2017-02-13 08:00 | WEEKDAY | 23.4566 | 20.45 | 73.1903 | 0 | 0 | 0 | 1987.2689 | 0 | 0 | NA | 66.24%
| 9 | 3 | 2017-03-16 09:00 | 940.405 | 301.5383 | 856.4122 | 220.3893 | 554.1621 | 152.2921 | 122.543 | 1665.0442 | 990 | 76.146 | 115.0851 | 69.5341 | 29.0619 | 492.8794 | 940.405 | 554.1621 | 940.405 | 1786 | 9 | 2 | 2017-02-13 09:00 | WEEKDAY | 23.4872 | 11.33 | 130.318 | 126.4085 | 864 | 990.4085 | 2060.4592 | 0 | 0 | NA | 68.68%
| 10 | 3 | 2017-03-16 10:00 | 880.9904 | 415.4676 | 983.9099 | 492.4038 | 696.1545 | 209.8321 | 258.999 | 837.9612 | 990 | 104.9161 | 212.7017 | 91.4471 | 53.7126 | 189.4153 | 880.9904 | 696.1545 | 880.9904 | 1787 | 10 | 2 | 2017-02-13 10:00 | WEEKDAY | 23.5484 | 11.33 | 270.235 | 0 | 0 | 0 | 1169.7376 | 0 | 0 | NA | 38.99%
| 11 | 3 | 2017-03-16 11:00 | 764.2376 | 514.6104 | 954.1247 | 884.5691 | 489.187 | 259.9042 | 402.698 | 1162.8113 | 990 | 129.9521 | 231.6042 | 62.3035 | 58.4859 | 530.9652 | 764.2376 | 489.187 | 764.2376 | 1788 | 11 | 2 | 2017-02-13 11:00 | WEEKDAY | 23.206 | 11.33 | 418.497 | 0 | 0 | 0 | 1439.9726 | 0 | 0 | NA | 48%
| 12 | 3 | 2017-03-16 12:00 | 849.8151 | 562.4392 | 859.4293 | 564.5347 | 886.6498 | 284.0602 | 483.272 | 900.1286 | 990 | 142.0301 | 442.5021 | 121.3954 | 111.743 | 470.8599 | 849.8151 | 886.6498 | 849.8151 | 1789 | 12 | 2 | 2017-02-13 12:00 | WEEKDAY | 23.0529 | 11.33 | 502.058 | 0 | 0 | 0 | 1858.4696 | 0 | 0 | NA | 61.95%
| 13 | 3 | 2017-03-16 13:00 | 881.0249 | 540.2925 | 842.1639 | 847.7095 | 1095.2099 | 272.875 | 191.152 | 1130.5032 | 990 | 136.4375 | 435.8013 | 117.1769 | 110.0508 | 143.4975 | 881.0249 | 1095.2099 | 881.0249 | 1790 | 13 | 2 | 2017-02-13 13:00 | WEEKDAY | 24.1747 | 11.33 | 200.525 | 0 | 0 | 0 | 2360.5276 | 0 | 0 | NA | 78.68%
| 14 | 3 | 2017-03-16 14:00 | 908.1987 | 1266.9037 | 894.5527 | 892.4503 | 1039.8814 | 639.8504 | 173.155 | 448.7156 | 990 | 319.9252 | 724.1146 | 60.6458 | 182.8572 | 271.6405 | 908.1987 | 1039.8814 | 908.1987 | 1791 | 14 | 2 | 2017-02-13 14:00 | WEEKDAY | 26.2651 | 1.96 | 182.078 | 0 | 0 | 0 | 2561.0526 | 0 | 0 | NA | 85.37%
| 15 | 3 | 2017-03-16 15:00 | 742.726 | 1520.013 | 921.309 | 953.9006 | 1056.6537 | 767.6833 | 110.092 | 357.7624 | 990 | 383.8417 | 918.9356 | 87.3592 | 232.0545 | 213.5723 | 742.726 | 1056.6537 | 742.726 | 1792 | 15 | 2 | 2017-02-13 15:00 | WEEKDAY | 23.3007 | 1.96 | 117.551 | 0 | 0 | 0 | 2743.1306 | 0 | 0 | NA | 91.44%
| 16 | 3 | 2017-03-16 16:00 | 551.756 | 1143.0863 | 847.6044 | 872.4527 | 231.5393 | 577.3163 | 93.6847 | 244.6961 | 990 | 288.6582 | 438.7283 | 55.6349 | 110.79 | 149.7602 | 551.756 | 231.5393 | 551.756 | 1793 | 16 | 2 | 2017-02-13 16:00 | WEEKDAY | 22.9889 | 1.96 | 100.8 | 0 | 0 | 0 | 2860.6816 | 0 | 0 | NA | 95.36%
| 17 | 3 | 2017-03-16 17:00 | 139.1344 | 133.0386 | 630.176 | 548.5557 | 103.8898 | 67.1912 | 49.1638 | 119.6335 | 990 | 33.5956 | 403.8304 | 14.7017 | 101.9774 | 26.4765 | 139.1344 | 103.8898 | 139.1344 | 1794 | 17 | 2 | 2017-02-13 17:00 | WEEKDAY | 22.9444 | 19.93 | 55.3795 | 53.7181 | 400 | 453.7181 | 2961.4816 | 0 | 0 | NA | 98.72%
| 18 | 3 | 2017-03-16 18:00 | 0 | 68.5054 | 90.7768 | 41.8253 | 43.7259 | 34.5987 | 12.1927 | 16.2986 | 686.5417 | 17.2993 | 8.6415 | 7.0072 | 2.1822 | 6.7812 | 0 | 43.7259 | 0 | 1795 | 18 | 2 | 2017-02-13 18:00 | WEEKDAY | 24.4725 | 19.93 | 17.6955 | 0 | 0 | 0 | 2549.1104 | 0 | 0 | NA | 84.97%
| 19 | 3 | 2017-03-16 19:00 | 0 | 0 | 0 | 0 | 0 | 0 | 0 | 0 | 0 | 0 | 0 | 0 | 0 | 0 | 0 | 0 | 0 | 1796 | 19 | 2 | 2017-02-13 19:00 | WEEKDAY | 23.1225 | 19.93 | 0 | 0 | 0 | 0 | 2566.8059 | 0 | 0 | NA | 85.56%
| 20 | 3 | 2017-03-16 20:00 | 0 | 0 | 0 | 0 | 0 | 0 | 0 | 0 | 0 | 0 | 0 | 0 | 0 | 0 | 0 | 0 | 0 | 1797 | 20 | 2 | 2017-02-13 20:00 | WEEKDAY | 22.3237 | 12.08 | 0 | 0 | 0 | 0 | 2566.8059 | 0 | 0 | NA | 85.56%
| 21 | 3 | 2017-03-16 21:00 | 0 | 0 | 0 | 0 | 0 | 0 | 0 | 0 | 0 | 0 | 0 | 0 | 0 | 0 | 0 | 0 | 0 | 1798 | 21 | 2 | 2017-02-13 21:00 | WEEKDAY | 21.7892 | 12.08 | 0 | 0 | 0 | 0 | 2566.8059 | 0 | 0 | NA | 85.56%
| 22 | 3 | 2017-03-16 22:00 | 0 | 0 | 0 | 0 | 0 | 0 | 0 | 0 | 0 | 0 | 0 | 0 | 0 | 0 | 0 | 0 | 0 | 1799 | 22 | 2 | 2017-02-13 22:00 | WEEKDAY | 22.4406 | 12.08 | 0 | 0 | 0 | 0 | 2566.8059 | 0 | 0 | NA | 85.56%
| 23 | 3 | 2017-03-16 23:00 | 0 | 0 | 0 | 0 | 0 | 0 | 0 | 0 | 0 | 0 | 0 | 0 | 0 | 0 | 0 | 0 | 0 | 1800 | 23 | 2 | 2017-02-13 23:00 | WEEKDAY | 22.41 | 2.27 | 0 | 0 | 0 | 0 | 2566.8059 | 0 | 0 | NA | 85.56%
| 0 | 3 | 2017-03-17 | 0 | 0 | 0 | 0 | 0 | 0 | 0 | 0 | 0 | 0 | 0 | 0 | 0 | 0 | 0 | 0 | 0 | 1801 | 0 | 2 | 2017-02-14 | WEEKDAY | 22.5965 | 2.27 | 0 | 0 | 970 | 970 | 2566.8059 | 0 | 0 | NA | 85.56%
| 1 | 3 | 2017-03-17 01:00 | 0 | 0 | 0 | 0 | 0 | 0 | 0 | 0 | 0 | 0 | 0 | 0 | 0 | 0 | 0 | 0 | 0 | 1802 | 1 | 2 | 2017-02-14 01:00 | WEEKDAY | 22.3682 | 2.27 | 0 | 0 | 0 | 0 | 1566.8059 | 0 | 0 | NA | 52.23%
| 2 | 3 | 2017-03-17 02:00 | 0 | 0 | 0 | 0 | 0 | 0 | 0 | 0 | 0 | 0 | 0 | 0 | 0 | 0 | 0 | 0 | 0 | 1803 | 2 | 2 | 2017-02-14 02:00 | WEEKDAY | 20.8568 | 2.27 | 0 | 0 | 0 | 0 | 1566.8059 | 0 | 0 | NA | 52.23%
| 3 | 3 | 2017-03-17 03:00 | 0 | 0 | 0 | 0 | 0 | 0 | 0 | 0 | 0 | 0 | 0 | 0 | 0 | 0 | 0 | 0 | 0 | 1804 | 3 | 2 | 2017-02-14 03:00 | WEEKDAY | 20.7176 | 2.27 | 0 | 0 | 0 | 0 | 1566.8059 | 0 | 0 | NA | 52.23%
| 4 | 3 | 2017-03-17 04:00 | 0 | 0 | 0 | 0 | 0 | 0 | 0 | 0 | 0 | 0 | 0 | 0 | 0 | 0 | 0 | 0 | 0 | 1805 | 4 | 2 | 2017-02-14 04:00 | WEEKDAY | 21.7698 | 2.27 | 0 | 0 | 0 | 0 | 1566.8059 | 0 | 0 | NA | 52.23%
| 5 | 3 | 2017-03-17 05:00 | 0 | 0 | 0 | 0 | 0 | 0 | 0 | 0 | 0 | 0 | 0 | 0 | 0 | 0 | 0 | 0 | 0 | 1806 | 5 | 2 | 2017-02-14 05:00 | WEEKDAY | 22.5686 | 2.27 | 0 | 0 | 0 | 0 | 1566.8059 | 0 | 0 | NA | 52.23%
| 6 | 3 | 2017-03-17 06:00 | 99.3049 | 0 | 0 | 3.0761 | 0 | 0 | 0 | 0 | 0 | 0 | 0 | 0 | 0 | 0 | 99.3049 | 0 | 99.3049 | 1807 | 6 | 2 | 2017-02-14 06:00 | WEEKDAY | 149.4823 | 20.45 | 0 | 0 | 0 | 0 | 1566.8059 | 0 | 0 | NA | 52.23%
| 7 | 3 | 2017-03-17 07:00 | 645.8258 | 60.31 | 85.4834 | 378.9414 | 219.9384 | 30.4596 | 286.547 | 65.0793 | 664.8981 | 15.2298 | 91.1711 | 17.6395 | 23.023 | 235.5328 | 645.8258 | 219.9384 | 645.8258 | 1808 | 7 | 2 | 2017-02-14 07:00 | WEEKDAY | 23.3174 | 20.45 | 298.599 | 0 | 0 | 0 | 1566.8059 | 0 | 0 | NA | 52.23%
| 8 | 3 | 2017-03-17 08:00 | 885.6379 | 134.7315 | 592.0806 | 870.4839 | 637.8714 | 68.0462 | 878.338 | 170.564 | 958.7538 | 34.0231 | 134.2437 | 47.192 | 33.8999 | 98.5984 | 885.6379 | 637.8714 | 885.6379 | 1809 | 8 | 2 | 2017-02-14 08:00 | WEEKDAY | 23.1866 | 20.45 | 916.421 | 0 | 0 | 0 | 1865.4049 | 0 | 0 | NA | 62.18%
| 9 | 3 | 2017-03-17 09:00 | 908.5419 | 299.8291 | 769.7621 | 976.4305 | 940.1393 | 151.4288 | 990 | 1160.1952 | 990 | 75.7144 | 83.43 | 67.3357 | 21.0682 | 111.8579 | 908.5419 | 940.1393 | 908.5419 | 1810 | 9 | 2 | 2017-02-14 09:00 | WEEKDAY | 21.2938 | 11.33 | 1067.72 | 990 | 0 | 990 | 2781.8259 | 0 | 0 | NA | 92.73%
| 10 | 3 | 2017-03-17 10:00 | 655.7294 | 1633.3269 | 868.0225 | 979.0907 | 1732.5741 | 824.9126 | 990 | 1936.4514 | 990 | 412.4563 | 199.4022 | 90.3628 | 50.3541 | 179.6728 | 655.7294 | 1732.5741 | 655.7294 | 1811 | 10 | 2 | 2017-02-14 10:00 | WEEKDAY | 20.4253 | 11.33 | 1099.59 | 990 | 0 | 990 | 2781.8259 | 0 | 0 | NA | 92.73%
| 11 | 3 | 2017-03-17 11:00 | 867.4525 | 1400.987 | 832.3732 | 953.119 | 1897.7147 | 707.5692 | 990 | 1806.0128 | 990 | 353.7846 | 325.0772 | 105.9385 | 82.0902 | 179.5234 | 867.4525 | 1897.7147 | 867.4525 | 1812 | 11 | 2 | 2017-02-14 11:00 | WEEKDAY | 20.1609 | 11.33 | 1061.76 | 990 | 0 | 990 | 2781.8259 | 0 | 0 | NA | 92.73%
| 12 | 3 | 2017-03-17 12:00 | 769.9124 | 1696.845 | 848.9223 | 943.2223 | 1864.8501 | 856.9924 | 987.922 | 1812.9837 | 990 | 428.4962 | 203.1799 | 129.4692 | 51.3081 | 303.6959 | 769.9124 | 1864.8501 | 769.9124 | 1813 | 12 | 2 | 2017-02-14 12:00 | WEEKDAY | 20.3168 | 11.33 | 1032.61 | 990 | 0 | 990 | 2781.8259 | 0 | 0 | NA | 92.73%
| 13 | 3 | 2017-03-17 13:00 | 816.0096 | 1791.394 | 839.8421 | 948.205 | 1946.3988 | 904.7444 | 981.671 | 1614.5388 | 990 | 452.3722 | 517.6557 | 111.9836 | 130.7211 | 256.45 | 816.0096 | 1946.3988 | 816.0096 | 1814 | 13 | 2 | 2017-02-14 13:00 | WEEKDAY | 20.1386 | 11.33 | 1025.94 | 990 | 0 | 990 | 2781.8259 | 0 | 0 | NA | 92.73%
| 14 | 3 | 2017-03-17 14:00 | 827.2433 | 1747.5284 | 675.7752 | 975.3232 | 1980.0001 | 882.5901 | 990 | 1767.9835 | 990 | 441.2951 | 482.1671 | 57.5856 | 121.7594 | 389.236 | 827.2433 | 1980.0001 | 827.2433 | 1815 | 14 | 2 | 2017-02-14 14:00 | WEEKDAY | 19.2256 | 1.96 | 1045.96 | 990 | 0 | 990 | 2781.8259 | 0 | 0 | NA | 92.73%
| 15 | 3 | 2017-03-17 15:00 | 905.4964 | 1490.6405 | 801.9614 | 960.5726 | 1980.0001 | 752.8487 | 990 | 1674.1921 | 990 | 376.4244 | 139.849 | 81.4961 | 35.3154 | 334.0727 | 905.4964 | 1980.0001 | 905.4964 | 1816 | 15 | 2 | 2017-02-14 15:00 | WEEKDAY | 17.5528 | 1.96 | 1079.54 | 990 | 0 | 990 | 2781.8259 | 0 | 0 | NA | 92.73%
| 16 | 3 | 2017-03-17 16:00 | 509.4733 | 1435.03 | 754.6305 | 745.3684 | 1801.6219 | 724.7626 | 990 | 1550.1279 | 990 | 362.3813 | 469.8666 | 65.3139 | 118.6532 | 496.0995 | 509.4733 | 1801.6219 | 509.4733 | 1817 | 16 | 2 | 2017-02-14 16:00 | WEEKDAY | 18.9473 | 1.96 | 1072.05 | 990 | 0 | 990 | 2781.8259 | 0 | 0 | NA | 92.73%
| 17 | 3 | 2017-03-17 17:00 | 72.9882 | 996.9066 | 166.1841 | 454.2137 | 1116.4877 | 503.4882 | 924.268 | 918.9785 | 988.0226 | 251.7441 | 324.1712 | 20.0727 | 81.8614 | 366.1851 | 72.9882 | 1116.4877 | 72.9882 | 1818 | 17 | 2 | 2017-02-14 17:00 | WEEKDAY | 20.2444 | 19.93 | 965.04 | 936.0888 | 0 | 936.0888 | 2781.8259 | 0 | 0 | NA | 92.73%
| 18 | 3 | 2017-03-17 18:00 | 0 | 90.7368 | 33.3185 | 35.5986 | 104.4959 | 45.8267 | 522.204 | 48.8943 | 675.1995 | 22.9133 | 55.0472 | 8.2641 | 13.9008 | 0 | 0 | 104.4959 | 0 | 1819 | 18 | 2 | 2017-02-14 18:00 | WEEKDAY | 23.849 | 19.93 | 542.595 | 526.3171 | 0 | 526.3171 | 2781.8259 | 0 | 0 | NA | 92.73%
| 19 | 3 | 2017-03-17 19:00 | 0 | 0 | 0 | 0 | 0 | 0 | 0 | 0 | 0 | 0 | 0 | 0 | 0 | 0 | 0 | 0 | 0 | 1820 | 19 | 2 | 2017-02-14 19:00 | WEEKDAY | 25.7446 | 19.93 | 0 | 0 | 0 | 0 | 2781.8259 | 0 | 0 | NA | 92.73%
| 20 | 3 | 2017-03-17 20:00 | 0 | 0 | 0 | 0 | 0 | 0 | 0 | 0 | 0 | 0 | 0 | 0 | 0 | 0 | 0 | 0 | 0 | 1821 | 20 | 2 | 2017-02-14 20:00 | WEEKDAY | 27.0334 | 12.08 | 0 | 0 | 0 | 0 | 2781.8259 | 0 | 0 | NA | 92.73%
| 21 | 3 | 2017-03-17 21:00 | 0 | 0 | 0 | 0 | 0 | 0 | 0 | 0 | 0 | 0 | 0 | 0 | 0 | 0 | 0 | 0 | 0 | 1822 | 21 | 2 | 2017-02-14 21:00 | WEEKDAY | 24.1218 | 12.08 | 0 | 0 | 0 | 0 | 2781.8259 | 0 | 0 | NA | 92.73%
| 22 | 3 | 2017-03-17 22:00 | 0 | 0 | 0 | 0 | 0 | 0 | 0 | 0 | 0 | 0 | 0 | 0 | 0 | 0 | 0 | 0 | 0 | 1823 | 22 | 2 | 2017-02-14 22:00 | WEEKDAY | 23.4538 | 12.08 | 0 | 0 | 0 | 0 | 2781.8259 | 0 | 0 | NA | 92.73%
| 23 | 3 | 2017-03-17 23:00 | 0 | 0 | 0 | 0 | 0 | 0 | 0 | 0 | 0 | 0 | 0 | 0 | 0 | 0 | 0 | 0 | 0 | 1824 | 23 | 2 | 2017-02-14 23:00 | WEEKDAY | 23.4844 | 2.27 | 0 | 0 | 0 | 0 | 2781.8259 | 0 | 0 | NA | 92.73%
| 0 | 3 | 2017-03-18 | 0 | 0 | 0 | 0 | 0 | 0 | 0 | 0 | 0 | 0 | 0 | 0 | 0 | 0 | 0 | 0 | 0 | 1825 | 0 | 2 | 2017-02-15 | WEEKDAY | 21.6027 | 2.27 | 0 | 0 | 0 | 0 | 2781.8259 | 0 | 0 | NA | 92.73%
| 1 | 3 | 2017-03-18 01:00 | 0 | 0 | 0 | 0 | 0 | 0 | 0 | 0 | 0 | 0 | 0 | 0 | 0 | 0 | 0 | 0 | 0 | 1826 | 1 | 2 | 2017-02-15 01:00 | WEEKDAY | 20.147 | 2.27 | 0 | 0 | 0 | 0 | 2781.8259 | 0 | 0 | NA | 92.73%
| 2 | 3 | 2017-03-18 02:00 | 0 | 0 | 0 | 0 | 0 | 0 | 0 | 0 | 0 | 0 | 0 | 0 | 0 | 0 | 0 | 0 | 0 | 1827 | 2 | 2 | 2017-02-15 02:00 | WEEKDAY | 19.3258 | 2.27 | 0 | 0 | 0 | 0 | 2781.8259 | 0 | 0 | NA | 92.73%
| 3 | 3 | 2017-03-18 03:00 | 0 | 0 | 0 | 0 | 0 | 0 | 0 | 0 | 0 | 0 | 0 | 0 | 0 | 0 | 0 | 0 | 0 | 1828 | 3 | 2 | 2017-02-15 03:00 | WEEKDAY | 19.0057 | 2.27 | 0 | 0 | 0 | 0 | 2781.8259 | 0 | 0 | NA | 92.73%
| 4 | 3 | 2017-03-18 04:00 | 0 | 0 | 0 | 0 | 0 | 0 | 0 | 0 | 0 | 0 | 0 | 0 | 0 | 0 | 0 | 0 | 0 | 1829 | 4 | 2 | 2017-02-15 04:00 | WEEKDAY | 19.0224 | 2.27 | 0 | 0 | 0 | 0 | 2781.8259 | 0 | 0 | NA | 92.73%
| 5 | 3 | 2017-03-18 05:00 | 0 | 0 | 0 | 0 | 0 | 0 | 0 | 0 | 0 | 0 | 0 | 0 | 0 | 0 | 0 | 0 | 0 | 1830 | 5 | 2 | 2017-02-15 05:00 | WEEKDAY | 19.6237 | 2.27 | 0 | 0 | 0 | 0 | 2781.8259 | 0 | 0 | NA | 92.73%
| 6 | 3 | 2017-03-18 06:00 | 157.0697 | 0 | 0 | 0 | 12.7777 | 0 | 0 | 0 | 0 | 0 | 0 | 0 | 0 | 0 | 157.0697 | 12.7777 | 157.0697 | 1831 | 6 | 2 | 2017-02-15 06:00 | WEEKDAY | 21.4747 | 20.45 | 0 | 0 | 0 | 0 | 2781.8259 | 0 | 0 | NA | 92.73%
| 7 | 3 | 2017-03-18 07:00 | 835.0691 | 49.1992 | 76.0362 | 277.6004 | 378.4961 | 24.8481 | 4.9375 | 201.855 | 705.998 | 12.424 | 83.2059 | 48.4149 | 21.0116 | 379.5574 | 835.0691 | 378.4961 | 835.0691 | 1832 | 7 | 2 | 2017-02-15 07:00 | WEEKDAY | 21.8449 | 20.45 | 10.2785 | 0 | 0 | 0 | 2781.8259 | 0 | 0 | NA | 92.73%
| 8 | 3 | 2017-03-18 08:00 | 990.0001 | 136.1761 | 611.5615 | 756.2565 | 1022.2955 | 68.7758 | 622.276 | 489.2797 | 987.3145 | 34.3879 | 43.1217 | 106.1985 | 10.8893 | 839.4433 | 990.0001 | 1022.2955 | 990.0001 | 1833 | 8 | 2 | 2017-02-15 08:00 | WEEKDAY | 21.9201 | 20.45 | 647.034 | 627.623 | 0 | 627.623 | 2792.1044 | 0 | 0 | NA | 93.07%
| 9 | 3 | 2017-03-18 09:00 | 990.0001 | 1755.5707 | 764.0324 | 935.1616 | 1625.0516 | 886.6519 | 990 | 1082.5315 | 990 | 443.3259 | 161.0902 | 188.5912 | 40.6793 | 949.349 | 990.0001 | 1625.0516 | 990.0001 | 1834 | 9 | 2 | 2017-02-15 09:00 | WEEKDAY | 130.2066 | 11.33 | 1059.34 | 990 | 0 | 990 | 2792.1044 | 0 | 0 | NA | 93.07%
| 10 | 3 | 2017-03-18 10:00 | 990.0001 | 1890.4692 | 875.7718 | 946.8207 | 1871.8228 | 954.7824 | 990 | 1012.4965 | 990 | 477.3912 | 165.2579 | 234.9191 | 41.7318 | 860.4291 | 990.0001 | 1871.8228 | 990.0001 | 1835 | 10 | 2 | 2017-02-15 10:00 | WEEKDAY | 23.2701 | 11.33 | 1073.49 | 990 | 0 | 990 | 2792.1044 | 0 | 0 | NA | 93.07%
| 11 | 3 | 2017-03-18 11:00 | 555.2395 | 1838.7204 | 847.881 | 932.0466 | 1539.8013 | 928.6467 | 979.35 | 1015.9983 | 990 | 464.3233 | 331.3869 | 234.3093 | 83.6836 | 919.7642 | 555.2395 | 1539.8013 | 555.2395 | 1836 | 11 | 2 | 2017-02-15 11:00 | WEEKDAY | 22.6132 | 11.33 | 1023.46 | 990 | 0 | 990 | 2792.1044 | 0 | 0 | NA | 93.07%
| 12 | 3 | 2017-03-18 12:00 | 788.9586 | 1777.1562 | 893.6558 | 891.9989 | 1608.679 | 897.5536 | 949.132 | 1136.1285 | 990 | 448.7768 | 247.3692 | 225.296 | 62.467 | 891.4724 | 788.9586 | 1608.679 | 788.9586 | 1837 | 12 | 2 | 2017-02-15 12:00 | WEEKDAY | 20.8484 | 11.33 | 991.298 | 961.5591 | 0 | 961.5591 | 2792.1044 | 0 | 0 | NA | 93.07%
| 13 | 3 | 2017-03-18 13:00 | 953.8748 | 1803.2059 | 884.1683 | 905.5467 | 1961.9128 | 910.7101 | 928.106 | 1795.994 | 990 | 455.355 | 181.9499 | 224.5332 | 45.947 | 901.9355 | 953.8748 | 1961.9128 | 953.8748 | 1838 | 13 | 2 | 2017-02-15 13:00 | WEEKDAY | 20.4365 | 11.33 | 968.89 | 939.8233 | 0 | 939.8233 | 2792.1044 | 0 | 0 | NA | 93.07%
| 14 | 3 | 2017-03-18 14:00 | 903.2005 | 1839.8682 | 891.0934 | 917.6191 | 1513.5012 | 929.2264 | 944.268 | 1929.988 | 990 | 464.6132 | 205.0837 | 242.8261 | 51.7888 | 930.3062 | 903.2005 | 1513.5012 | 903.2005 | 1839 | 14 | 2 | 2017-02-15 14:00 | WEEKDAY | 20.4476 | 1.96 | 986.029 | 956.4481 | 0 | 956.4481 | 2792.1044 | 0 | 0 | NA | 93.07%
| 15 | 3 | 2017-03-18 15:00 | 886.3697 | 1787.4389 | 852.258 | 922.087 | 1467.0879 | 902.7469 | 972.444 | 1928.4552 | 990 | 451.3735 | 133.7881 | 243.3644 | 33.7849 | 648.5526 | 886.3697 | 1467.0879 | 886.3697 | 1840 | 15 | 2 | 2017-02-15 15:00 | WEEKDAY | 20.5868 | 1.96 | 1015.97 | 985.4909 | 0 | 985.4909 | 2792.1044 | 0 | 0 | NA | 93.07%
| 16 | 3 | 2017-03-18 16:00 | 553.1199 | 1632.5544 | 779.5756 | 846.8681 | 930.5741 | 824.5224 | 967.565 | 1765.5384 | 990 | 412.2612 | 68.8004 | 224.6494 | 17.3738 | 577.9392 | 553.1199 | 930.5741 | 553.1199 | 1841 | 16 | 2 | 2017-02-15 16:00 | WEEKDAY | 21.4803 | 1.96 | 1010.81 | 980.4857 | 0 | 980.4857 | 2792.1044 | 0 | 0 | NA | 93.07%
| 17 | 3 | 2017-03-18 17:00 | 134.6965 | 1057.8306 | 461.969 | 509.0816 | 504.0286 | 534.2579 | 874.837 | 914.6631 | 914.6663 | 267.1289 | 49.6693 | 155.3287 | 12.5428 | 326.2856 | 134.6965 | 504.0286 | 134.6965 | 1842 | 17 | 2 | 2017-02-15 17:00 | WEEKDAY | 22.8108 | 19.93 | 912.519 | 885.1434 | 0 | 885.1434 | 2792.1044 | 0 | 0 | NA | 93.07%
| 18 | 3 | 2017-03-18 18:00 | 0 | 68.272 | 48.8224 | 36.1799 | 78.1019 | 34.4808 | 403.589 | 98.6095 | 631.6456 | 17.2404 | 1.7619 | 19.6957 | 0.44492 | 15.6946 | 0 | 78.1019 | 0 | 1843 | 18 | 2 | 2017-02-15 18:00 | WEEKDAY | 28.787 | 19.93 | 419.351 | 406.7705 | 0 | 406.7705 | 2792.1044 | 0 | 0 | NA | 93.07%
| 19 | 3 | 2017-03-18 19:00 | 0 | 0 | 0 | 0 | 0 | 0 | 0 | 0 | 0 | 0 | 0 | 0 | 0 | 0 | 0 | 0 | 0 | 1844 | 19 | 2 | 2017-02-15 19:00 | WEEKDAY | 28.2275 | 19.93 | 0 | 0 | 0 | 0 | 2792.1044 | 0 | 0 | NA | 93.07%
| 20 | 3 | 2017-03-18 20:00 | 0 | 0 | 0 | 0 | 0 | 0 | 0 | 0 | 0 | 0 | 0 | 0 | 0 | 0 | 0 | 0 | 0 | 1845 | 20 | 2 | 2017-02-15 20:00 | WEEKDAY | 27.4843 | 12.08 | 0 | 0 | 0 | 0 | 2792.1044 | 0 | 0 | NA | 93.07%
| 21 | 3 | 2017-03-18 21:00 | 0 | 0 | 0 | 0 | 0 | 0 | 0 | 0 | 0 | 0 | 0 | 0 | 0 | 0 | 0 | 0 | 0 | 1846 | 21 | 2 | 2017-02-15 21:00 | WEEKDAY | 23.7321 | 12.08 | 0 | 0 | 0 | 0 | 2792.1044 | 0 | 0 | NA | 93.07%
| 22 | 3 | 2017-03-18 22:00 | 0 | 0 | 0 | 0 | 0 | 0 | 0 | 0 | 0 | 0 | 0 | 0 | 0 | 0 | 0 | 0 | 0 | 1847 | 22 | 2 | 2017-02-15 22:00 | WEEKDAY | 22.8525 | 12.08 | 0 | 0 | 0 | 0 | 2792.1044 | 0 | 0 | NA | 93.07%
| 23 | 3 | 2017-03-18 23:00 | 0 | 0 | 0 | 0 | 0 | 0 | 0 | 0 | 0 | 0 | 0 | 0 | 0 | 0 | 0 | 0 | 0 | 1848 | 23 | 2 | 2017-02-15 23:00 | WEEKDAY | 20.4392 | 2.27 | 0 | 0 | 0 | 0 | 2792.1044 | 0 | 0 | NA | 93.07%
| 0 | 3 | 2017-03-19 | 0 | 0 | 0 | 0 | 0 | 0 | 0 | 0 | 0 | 0 | 0 | 0 | 0 | 0 | 0 | 0 | 0 | 1849 | 0 | 2 | 2017-02-16 | WEEKDAY | 19.4316 | 2.27 | 0 | 0 | 0 | 0 | 2792.1044 | 0 | 0 | NA | 93.07%
| 1 | 3 | 2017-03-19 01:00 | 0 | 0 | 0 | 0 | 0 | 0 | 0 | 0 | 0 | 0 | 0 | 0 | 0 | 0 | 0 | 0 | 0 | 1850 | 1 | 2 | 2017-02-16 01:00 | WEEKDAY | 18.9417 | 2.27 | 0 | 0 | 0 | 0 | 2792.1044 | 0 | 0 | NA | 93.07%
| 2 | 3 | 2017-03-19 02:00 | 0 | 0 | 0 | 0 | 0 | 0 | 0 | 0 | 0 | 0 | 0 | 0 | 0 | 0 | 0 | 0 | 0 | 1851 | 2 | 2 | 2017-02-16 02:00 | WEEKDAY | 18.8554 | 2.27 | 0 | 0 | 0 | 0 | 2792.1044 | 0 | 0 | NA | 93.07%
| 3 | 3 | 2017-03-19 03:00 | 0 | 0 | 0 | 0 | 0 | 0 | 0 | 0 | 0 | 0 | 0 | 0 | 0 | 0 | 0 | 0 | 0 | 1852 | 3 | 2 | 2017-02-16 03:00 | WEEKDAY | 18.7942 | 2.27 | 0 | 0 | 0 | 0 | 2792.1044 | 0 | 0 | NA | 93.07%
| 4 | 3 | 2017-03-19 04:00 | 0 | 0 | 0 | 0 | 0 | 0 | 0 | 0 | 0 | 0 | 0 | 0 | 0 | 0 | 0 | 0 | 0 | 1853 | 4 | 2 | 2017-02-16 04:00 | WEEKDAY | 19.2646 | 2.27 | 0 | 0 | 0 | 0 | 2792.1044 | 0 | 0 | NA | 93.07%
| 5 | 3 | 2017-03-19 05:00 | 0 | 0 | 0 | 0 | 0 | 0 | 0 | 0 | 0 | 0 | 0 | 0 | 0 | 0 | 0 | 0 | 0 | 1854 | 5 | 2 | 2017-02-16 05:00 | WEEKDAY | 21.3773 | 2.27 | 0 | 0 | 0 | 0 | 2792.1044 | 0 | 0 | NA | 93.07%
| 6 | 3 | 2017-03-19 06:00 | 26.9205 | 0 | 0 | 0 | 1.9213 | 0 | 0 | 2.0122 | 0 | 0 | 0 | 0 | 0 | 0 | 26.9205 | 1.9213 | 26.9205 | 1855 | 6 | 2 | 2017-02-16 06:00 | WEEKDAY | 28.3305 | 20.45 | 0 | 0 | 0 | 0 | 2792.1044 | 0 | 0 | NA | 93.07%
| 7 | 3 | 2017-03-19 07:00 | 94.4249 | 42.5329 | 164.015 | 28.5852 | 111.2905 | 21.4812 | 72.6186 | 674.6867 | 671.014 | 10.7406 | 56.4698 | 10.0955 | 14.26 | 310.4545 | 94.4249 | 111.2905 | 94.4249 | 1856 | 7 | 2 | 2017-02-16 07:00 | WEEKDAY | 24.6646 | 20.45 | 79.3293 | 0 | 0 | 0 | 2792.1044 | 0 | 0 | NA | 93.07%
| 8 | 3 | 2017-03-19 08:00 | 177.6017 | 135.4047 | 747.0289 | 70.117 | 503.8803 | 68.3862 | 469.115 | 1397.9312 | 947.8151 | 34.1931 | 56.9677 | 19.1526 | 14.3858 | 151.5681 | 177.6017 | 503.8803 | 177.6017 | 1857 | 8 | 2 | 2017-02-16 08:00 | WEEKDAY | 22.4155 | 20.45 | 487.41 | 472.7877 | 0 | 472.7877 | 2871.4337 | 0 | 0 | NA | 95.71%
| 9 | 3 | 2017-03-19 09:00 | 256.8984 | 1118.5318 | 905.7725 | 113.2229 | 747.4065 | 564.9151 | 627.452 | 1927.5394 | 990 | 282.4575 | 75.8116 | 53.4598 | 19.1444 | 218.5199 | 256.8984 | 747.4065 | 256.8984 | 1858 | 9 | 2 | 2017-02-16 09:00 | WEEKDAY | 24.8288 | 11.33 | 652.377 | 632.8057 | 0 | 632.8057 | 2871.4337 | 0 | 0 | NA | 95.71%
| 10 | 3 | 2017-03-19 10:00 | 168.3531 | 1724.2736 | 951.4102 | 153.191 | 962.1025 | 870.8452 | 818.183 | 1915.6971 | 990 | 435.4226 | 106.8216 | 68.4339 | 26.9751 | 131.8077 | 168.3531 | 962.1025 | 168.3531 | 1859 | 10 | 2 | 2017-02-16 10:00 | WEEKDAY | 26.2094 | 11.33 | 852.734 | 827.152 | 0 | 827.152 | 2871.4337 | 0 | 0 | NA | 95.71%
| 11 | 3 | 2017-03-19 11:00 | 192.3527 | 1766.0877 | 810.1565 | 668.5817 | 1488.0399 | 891.9635 | 829.534 | 1831.057 | 990 | 445.9817 | 520.2537 | 61.1797 | 131.3772 | 146.3787 | 192.3527 | 1488.0399 | 192.3527 | 1860 | 11 | 2 | 2017-02-16 11:00 | WEEKDAY | 22.8971 | 11.33 | 864.669 | 838.7289 | 0 | 838.7289 | 2871.4337 | 0 | 0 | NA | 95.71%
| 12 | 3 | 2017-03-19 12:00 | 191.5365 | 1833.4796 | 769.5338 | 815.7444 | 1411.5578 | 925.9998 | 715.681 | 1907.1653 | 971.6199 | 462.9999 | 679.4661 | 108.0607 | 171.5823 | 163.364 | 191.5365 | 1411.5578 | 191.5365 | 1861 | 12 | 2 | 2017-02-16 12:00 | WEEKDAY | 23.0975 | 11.33 | 744.687 | 722.3464 | 0 | 722.3464 | 2871.4337 | 0 | 0 | NA | 95.71%
| 13 | 3 | 2017-03-19 13:00 | 932.163 | 1794.895 | 828.5586 | 849.8398 | 1468.8089 | 906.5126 | 706.272 | 1875.8141 | 990.0504 | 453.2563 | 362.3852 | 124.2397 | 91.5114 | 201.7549 | 932.163 | 1468.8089 | 932.163 | 1862 | 13 | 2 | 2017-02-16 13:00 | WEEKDAY | 22.872 | 11.33 | 734.796 | 712.7521 | 0 | 712.7521 | 2871.4337 | 0 | 0 | NA | 95.71%
| 14 | 3 | 2017-03-19 14:00 | 823.2943 | 1785.5969 | 853.5094 | 793.9927 | 606.1359 | 901.8166 | 949.6 | 1888.1854 | 989.9054 | 450.9083 | 134.8403 | 94.7287 | 34.0506 | 230.2851 | 823.2943 | 606.1359 | 823.2943 | 1863 | 14 | 2 | 2017-02-16 14:00 | WEEKDAY | 22.4962 | 1.96 | 991.695 | 961.9442 | 0 | 961.9442 | 2871.4337 | 0 | 0 | NA | 95.71%
| 15 | 3 | 2017-03-19 15:00 | 238.073 | 1696.7616 | 580.5262 | 871.8331 | 602.4208 | 856.9503 | 974.536 | 1890.1842 | 990.3184 | 428.4752 | 96.8338 | 76.1287 | 24.453 | 223.1824 | 238.073 | 602.4208 | 238.073 | 1864 | 15 | 2 | 2017-02-16 15:00 | WEEKDAY | 22.3042 | 1.96 | 1018.2 | 987.654 | 2 | 989.654 | 2871.4337 | 0 | 0 | NA | 95.71%
| 16 | 3 | 2017-03-19 16:00 | 269.0408 | 1456.597 | 637.2108 | 790.2 | 315.6479 | 735.6551 | 894.015 | 1756.8067 | 990.3366 | 367.8275 | 65.0499 | 64.3505 | 16.4267 | 151.6917 | 269.0408 | 315.6479 | 269.0408 | 1865 | 16 | 2 | 2017-02-16 16:00 | WEEKDAY | 21.5666 | 1.96 | 932.777 | 904.7937 | 0 | 904.7937 | 2869.3719 | 0 | 0 | NA | 95.65%
| 17 | 3 | 2017-03-19 17:00 | 64.1156 | 935.4388 | 474.7006 | 460.2 | 145.6543 | 472.4438 | 785.103 | 1067.9109 | 871.3753 | 236.2219 | 31.1563 | 31.0336 | 7.8678 | 59.2524 | 64.1156 | 145.6543 | 64.1156 | 1866 | 17 | 2 | 2017-02-16 17:00 | WEEKDAY | 21.5276 | 19.93 | 817.766 | 793.233 | 0 | 793.233 | 2869.3719 | 0 | 0 | NA | 95.65%
| 18 | 3 | 2017-03-19 18:00 | 0 | 94.8354 | 70.7775 | 37.7605 | 32.505 | 47.8966 | 417.451 | 93.5317 | 589.2498 | 23.9483 | 34.2166 | 6.895 | 8.6405 | 0 | 0 | 32.505 | 0 | 1867 | 18 | 2 | 2017-02-16 18:00 | WEEKDAY | 22.6132 | 19.93 | 433.713 | 420.7016 | 0 | 420.7016 | 2869.3719 | 0 | 0 | NA | 95.65%
| 19 | 3 | 2017-03-19 19:00 | 0 | 0 | 0 | 0 | 0 | 0 | 0 | 0 | 0 | 0 | 0 | 0 | 0 | 0 | 0 | 0 | 0 | 1868 | 19 | 2 | 2017-02-16 19:00 | WEEKDAY | 21.767 | 19.93 | 0 | 0 | 0 | 0 | 2869.3719 | 0 | 0 | NA | 95.65%
| 20 | 3 | 2017-03-19 20:00 | 0 | 0 | 0 | 0 | 0 | 0 | 0 | 0 | 0 | 0 | 0 | 0 | 0 | 0 | 0 | 0 | 0 | 1869 | 20 | 2 | 2017-02-16 20:00 | WEEKDAY | 18.1651 | 12.08 | 0 | 0 | 0 | 0 | 2869.3719 | 0 | 0 | NA | 95.65%
| 21 | 3 | 2017-03-19 21:00 | 0 | 0 | 0 | 0 | 0 | 0 | 0 | 0 | 970 | 0 | 0 | 0 | 0 | 0 | 0 | 0 | 0 | 1870 | 21 | 2 | 2017-02-16 21:00 | WEEKDAY | 15.9133 | 12.08 | 0 | 0 | 0 | 0 | 2869.3719 | 0 | 0 | NA | 95.65%
| 22 | 3 | 2017-03-19 22:00 | 0 | 0 | 0 | 0 | 0 | 0 | 0 | 0 | 0 | 0 | 0 | 0 | 0 | 0 | 0 | 0 | 0 | 1871 | 22 | 2 | 2017-02-16 22:00 | WEEKDAY | 13.5723 | 12.08 | 0 | 0 | 0 | 0 | 2869.3719 | 0 | 0 | NA | 95.65%
| 23 | 3 | 2017-03-19 23:00 | 0 | 0 | 0 | 0 | 0 | 0 | 0 | 0 | 0 | 0 | 0 | 0 | 0 | 0 | 0 | 0 | 0 | 1872 | 23 | 2 | 2017-02-16 23:00 | WEEKDAY | 17.3134 | 2.27 | 0 | 0 | 0 | 0 | 2869.3719 | 0 | 0 | NA | 95.65%
| 0 | 3 | 2017-03-20 | 0 | 0 | 0 | 0 | 0 | 0 | 0 | 0 | 0 | 0 | 0 | 0 | 0 | 0 | 0 | 0 | 0 | 1873 | 0 | 2 | 2017-02-17 | WEEKDAY | 15.557 | 2.27 | 0 | 0 | 0 | 0 | 2869.3719 | 0 | 0 | NA | 95.65%
| 1 | 3 | 2017-03-20 01:00 | 0 | 0 | 0 | 0 | 0 | 0 | 0 | 0 | 0 | 0 | 0 | 0 | 0 | 0 | 0 | 0 | 0 | 1874 | 1 | 2 | 2017-02-17 01:00 | WEEKDAY | 15.3343 | 2.27 | 0 | 0 | 0 | 0 | 2869.3719 | 0 | 0 | NA | 95.65%
| 2 | 3 | 2017-03-20 02:00 | 0 | 0 | 0 | 0 | 0 | 0 | 0 | 0 | 970 | 0 | 0 | 0 | 0 | 0 | 0 | 0 | 0 | 1875 | 2 | 2 | 2017-02-17 02:00 | WEEKDAY | 15.4484 | 2.27 | 0 | 0 | 0 | 0 | 2869.3719 | 0 | 0 | NA | 95.65%
| 3 | 3 | 2017-03-20 03:00 | 0 | 0 | 0 | 0 | 0 | 0 | 0 | 0 | -300 | 0 | 0 | 0 | 0 | 0 | 0 | 0 | 0 | 1876 | 3 | 2 | 2017-02-17 03:00 | WEEKDAY | 16.5507 | 2.27 | 0 | 0 | 0 | 0 | 2869.3719 | 0 | 0 | NA | 95.65%
| 4 | 3 | 2017-03-20 04:00 | 0 | 0 | 0 | 0 | 0 | 0 | 0 | 0 | 0 | 0 | 0 | 0 | 0 | 0 | 0 | 0 | 0 | 1877 | 4 | 2 | 2017-02-17 04:00 | WEEKDAY | 15.4818 | 2.27 | 0 | 0 | 0 | 0 | 2869.3719 | 0 | 0 | NA | 95.65%
| 5 | 3 | 2017-03-20 05:00 | 0 | 0 | 0 | 0 | 0 | 0 | 0 | 0 | 0 | 0 | 0 | 0 | 0 | 0 | 0 | 0 | 0 | 1878 | 5 | 2 | 2017-02-17 05:00 | WEEKDAY | 16.6481 | 2.27 | 0 | 0 | 0 | 0 | 2869.3719 | 0 | 0 | NA | 95.65%
| 6 | 3 | 2017-03-20 06:00 | 121.3665 | 0 | 0 | 0 | 13.4355 | 0 | 0 | 5.1666 | 0 | 0 | 0 | 0.24432 | 0 | 0 | 121.3665 | 13.4355 | 121.3665 | 1879 | 6 | 2 | 2017-02-17 06:00 | WEEKDAY | 23.4343 | 20.45 | 0 | 0 | 0 | 0 | 2869.3719 | 0 | 0 | NA | 95.65%
| 7 | 3 | 2017-03-20 07:00 | 745.6409 | 50.6731 | 136.0577 | 52.8011 | 494.2941 | 25.5925 | 293.317 | 628.4467 | 0 | 12.7963 | 148.2655 | 19.7674 | 37.4408 | 113.1029 | 745.6409 | 494.2941 | 745.6409 | 1880 | 7 | 2 | 2017-02-17 07:00 | WEEKDAY | 21.7029 | 20.45 | 305.528 | 296.3622 | 0 | 296.3622 | 2869.3719 | 0 | 0 | NA | 95.65%
| 8 | 3 | 2017-03-20 08:00 | 939.569 | 145.5915 | 510.9893 | 117.236 | 821.266 | 73.5311 | 802.865 | 1734.7719 | 0 | 36.7655 | 183.6906 | 28.3747 | 46.3865 | 98.0107 | 939.569 | 821.266 | 939.569 | 1881 | 8 | 2 | 2017-02-17 08:00 | WEEKDAY | 23.7321 | 20.45 | 836.451 | 811.3575 | 0 | 811.3575 | 2869.3719 | 0 | 0 | NA | 95.65%
| 9 | 3 | 2017-03-20 09:00 | 990.0001 | 253.1341 | 715.8167 | 173.1042 | 1670.589 | 127.8455 | 924.511 | 1980.0001 | 990 | 63.9228 | 527.9032 | 71.2495 | 133.3089 | 371.1511 | 990.0001 | 1670.589 | 990.0001 | 1882 | 9 | 2 | 2017-02-17 09:00 | WEEKDAY | 86.3859 | 11.33 | 964.981 | 936.0316 | 0 | 936.0316 | 2869.3719 | 0 | 0 | NA | 95.65%
| 10 | 3 | 2017-03-20 10:00 | 990.0001 | 349.1111 | 663.1701 | 417.716 | 1798.4409 | 176.3187 | 959.589 | 1980.0001 | 990 | 88.1594 | 143.6486 | 88.7373 | 36.2749 | 760.714 | 990.0001 | 1798.4409 | 990.0001 | 1883 | 10 | 2 | 2017-02-17 10:00 | WEEKDAY | 26.0925 | 11.33 | 1002.27 | 972.2019 | 0 | 972.2019 | 2869.3719 | 0 | 0 | NA | 95.65%
| 11 | 3 | 2017-03-20 11:00 | 971.6491 | 518.3293 | 818.3223 | 592.313 | 1822.9978 | 261.7825 | 929.07 | 1980.0001 | 990 | 130.8912 | 142.953 | 111.8632 | 36.0993 | 900.2768 | 971.6491 | 1822.9978 | 971.6491 | 1884 | 11 | 2 | 2017-02-17 11:00 | WEEKDAY | 22.9917 | 11.33 | 969.831 | 940.7361 | 0 | 940.7361 | 2869.3719 | 0 | 0 | NA | 95.65%
| 12 | 3 | 2017-03-20 12:00 | 869.7442 | 567.8266 | 789.8662 | 825.2237 | 1822.3935 | 286.7811 | 908.14 | 1980.0001 | 990 | 143.3906 | 172.9892 | 118.7917 | 43.6841 | 970.341 | 869.7442 | 1822.3935 | 869.7442 | 1885 | 12 | 2 | 2017-02-17 12:00 | WEEKDAY | 22.7802 | 11.33 | 947.624 | 919.1953 | 0 | 919.1953 | 2869.3719 | 0 | 0 | NA | 95.65%
| 13 | 3 | 2017-03-20 13:00 | 797.6898 | 773.8539 | 694.6699 | 710.8811 | 1703.3002 | 390.8353 | 918.76 | 1980.0001 | 990 | 195.4176 | 166.4156 | 110.2029 | 42.0241 | 972.2518 | 797.6898 | 1703.3002 | 797.6898 | 1886 | 13 | 2 | 2017-02-17 13:00 | WEEKDAY | 23.515 | 11.33 | 958.963 | 930.1941 | 60 | 990.1941 | 2869.3719 | 0 | 0 | NA | 95.65%
| 14 | 3 | 2017-03-20 14:00 | 637.0526 | 1443.2252 | 905.2074 | 526.1807 | 1881.5065 | 728.9016 | 937.005 | 1980.0001 | 990 | 364.4508 | 281.6273 | 106.0593 | 71.118 | 985.8439 | 637.0526 | 1881.5065 | 637.0526 | 1887 | 14 | 2 | 2017-02-17 14:00 | WEEKDAY | 24.1302 | 1.96 | 978.322 | 948.9723 | 0 | 948.9723 | 2807.5162 | 0 | 0 | NA | 93.58%
| 15 | 3 | 2017-03-20 15:00 | 804.8795 | 1476.3358 | 775.9355 | 503.1635 | 1933.0903 | 745.6241 | 964.821 | 1980.0001 | 990 | 372.8121 | 869.5723 | 85.1968 | 219.589 | 990.0001 | 804.8795 | 1933.0903 | 804.8795 | 1888 | 15 | 2 | 2017-02-17 15:00 | WEEKDAY | 26.2651 | 1.96 | 1007.88 | 977.6436 | 0 | 977.6436 | 2807.5162 | 0 | 0 | NA | 93.58%
| 16 | 3 | 2017-03-20 16:00 | 163.5508 | 975.6416 | 436.1116 | 343.9418 | 1832.7511 | 492.7483 | 969.493 | 1870.8576 | 990 | 246.3741 | 861.6941 | 63.0103 | 217.5995 | 904.3845 | 163.5508 | 1832.7511 | 163.5508 | 1889 | 16 | 2 | 2017-02-17 16:00 | WEEKDAY | 25.9617 | 1.96 | 1012.93 | 982.5421 | 0 | 982.5421 | 2807.5162 | 0 | 0 | NA | 93.58%
| 17 | 3 | 2017-03-20 17:00 | 82.4261 | 628.5037 | 102.275 | 196.0964 | 1280.5593 | 317.4261 | 430.234 | 1210.8936 | 916.7189 | 158.7131 | 671.7087 | 37.359 | 169.6234 | 550.8543 | 82.4261 | 1280.5593 | 82.4261 | 1890 | 17 | 2 | 2017-02-17 17:00 | WEEKDAY | 78.2581 | 19.93 | 446.924 | 433.5163 | 400 | 833.5163 | 2807.5162 | 0 | 0 | NA | 93.58%
| 18 | 3 | 2017-03-20 18:00 | 0 | 40.4678 | 52.8505 | 16.8981 | 137.1295 | 20.4383 | 215.608 | 111.0353 | 615.8549 | 10.2191 | 92.1554 | 8.6457 | 23.2716 | 23.9674 | 0 | 137.1295 | 0 | 1891 | 18 | 2 | 2017-02-17 18:00 | WEEKDAY | 140.2494 | 19.93 | 225.57 | 0 | 0 | 0 | 2395.1451 | 0 | 0 | NA | 79.84%
| 19 | 3 | 2017-03-20 19:00 | 0 | 0 | 0 | 0 | 0 | 0 | 0 | 0 | 0 | 0 | 0 | 0 | 0 | 0 | 0 | 0 | 0 | 1892 | 19 | 2 | 2017-02-17 19:00 | WEEKDAY | 23.9826 | 19.93 | 0 | 0 | 0 | 0 | 2620.7151 | 0 | 0 | NA | 87.36%
| 20 | 3 | 2017-03-20 20:00 | 0 | 0 | 0 | 0 | 0 | 0 | 0 | 0 | 0 | 0 | 0 | 0 | 0 | 0 | 0 | 0 | 0 | 1893 | 20 | 2 | 2017-02-17 20:00 | WEEKDAY | 21.4497 | 12.08 | 0 | 0 | 0 | 0 | 2620.7151 | 0 | 0 | NA | 87.36%
| 21 | 3 | 2017-03-20 21:00 | 0 | 0 | 0 | 0 | 0 | 0 | 0 | 0 | 0 | 0 | 0 | 0 | 0 | 0 | 0 | 0 | 0 | 1894 | 21 | 2 | 2017-02-17 21:00 | WEEKDAY | 19.4233 | 12.08 | 0 | 0 | 0 | 0 | 2620.7151 | 0 | 0 | NA | 87.36%
| 22 | 3 | 2017-03-20 22:00 | 0 | 0 | 0 | 0 | 0 | 0 | 0 | 0 | 0 | 0 | 0 | 0 | 0 | 0 | 0 | 0 | 0 | 1895 | 22 | 2 | 2017-02-17 22:00 | WEEKDAY | 19.9215 | 12.08 | 0 | 0 | 0 | 0 | 2620.7151 | 0 | 0 | NA | 87.36%
| 23 | 3 | 2017-03-20 23:00 | 0 | 0 | 0 | 0 | 0 | 0 | 0 | 0 | 0 | 0 | 0 | 0 | 0 | 0 | 0 | 0 | 0 | 1896 | 23 | 2 | 2017-02-17 23:00 | WEEKDAY | 18.282 | 2.27 | 0 | 0 | 0 | 0 | 2620.7151 | 0 | 0 | NA | 87.36%
| 0 | 3 | 2017-03-21 | 0 | 0 | 0 | 0 | 0 | 0 | 0 | 0 | 0 | 0 | 0 | 0 | 0 | 0 | 0 | 0 | 0 | 1897 | 0 | 2 | 2017-02-18 | WEEKEND | 19.0336 | 2.27 | 0 | 0 | 0 | 0 | 2620.7151 | 0 | 0 | NA | 87.36%
| 1 | 3 | 2017-03-21 01:00 | 0 | 0 | 0 | 0 | 0 | 0 | 0 | 0 | 0 | 0 | 0 | 0 | 0 | 0 | 0 | 0 | 0 | 1898 | 1 | 2 | 2017-02-18 01:00 | WEEKEND | 18.861 | 2.27 | 0 | 0 | 0 | 0 | 2620.7151 | 0 | 0 | NA | 87.36%
| 2 | 3 | 2017-03-21 02:00 | 0 | 0 | 0 | 0 | 0 | 0 | 0 | 0 | 0 | 0 | 0 | 0 | 0 | 0 | 0 | 0 | 0 | 1899 | 2 | 2 | 2017-02-18 02:00 | WEEKEND | 19.4984 | 2.27 | 0 | 0 | 0 | 0 | 2620.7151 | 0 | 0 | NA | 87.36%
| 3 | 3 | 2017-03-21 03:00 | 0 | 0 | 0 | 0 | 0 | 0 | 0 | 0 | 0 | 0 | 0 | 0 | 0 | 0 | 0 | 0 | 0 | 1900 | 3 | 2 | 2017-02-18 03:00 | WEEKEND | 20.7092 | 2.27 | 0 | 0 | 0 | 0 | 2620.7151 | 0 | 0 | NA | 87.36%
| 4 | 3 | 2017-03-21 04:00 | 0 | 0 | 0 | 0 | 0 | 0 | 0 | 0 | 0 | 0 | 0 | 0 | 0 | 0 | 0 | 0 | 0 | 1901 | 4 | 2 | 2017-02-18 04:00 | WEEKEND | 20.7844 | 2.27 | 0 | 0 | 0 | 0 | 2620.7151 | 0 | 0 | NA | 87.36%
| 5 | 3 | 2017-03-21 05:00 | 0 | 0 | 0 | 0 | 0 | 0 | 0 | 0 | 0 | 0 | 0 | 0 | 0 | 0 | 0 | 0 | 0 | 1902 | 5 | 2 | 2017-02-18 05:00 | WEEKEND | 20.6202 | 2.27 | 0 | 0 | 0 | 0 | 2620.7151 | 0 | 0 | NA | 87.36%
| 6 | 3 | 2017-03-21 06:00 | 183.699 | 0 | 0 | 1.6871 | 18.062 | 0 | 0 | 10.0622 | 0 | 0 | 0 | 0 | 0 | 0 | 183.699 | 18.062 | 183.699 | 1903 | 6 | 2 | 2017-02-18 06:00 | WEEKEND | 19.1449 | 2.27 | 0 | 0 | 0 | 0 | 2620.7151 | 0 | 0 | NA | 87.36%
| 7 | 3 | 2017-03-21 07:00 | 838.8721 | 168.4991 | 188.267 | 90.1306 | 806.4327 | 85.1005 | 288.373 | 881.72 | 657.7357 | 42.5503 | 312.3742 | 52.4768 | 78.8824 | 389.2687 | 838.8721 | 806.4327 | 838.8721 | 1904 | 7 | 2 | 2017-02-18 07:00 | WEEKEND | 19.9466 | 2.27 | 300.422 | 0 | 0 | 0 | 2620.7151 | 0 | 0 | NA | 87.36%
| 8 | 3 | 2017-03-21 08:00 | 990.0001 | 453.0643 | 783.5627 | 256.4853 | 1750.0469 | 228.8204 | 585.44 | 1818.6909 | 990.4722 | 114.4102 | 878.7161 | 155.6117 | 221.898 | 745.3631 | 990.0001 | 1750.0469 | 990.0001 | 1905 | 8 | 2 | 2017-02-18 08:00 | WEEKEND | 21.9869 | 2.27 | 608.451 | 590.1975 | 0 | 590.1975 | 2921.1371 | 0 | 0 | NA | 97.37%
| 9 | 3 | 2017-03-21 09:00 | 990.0001 | 700.1289 | 947.4796 | 424.2915 | 1980.0001 | 353.6004 | 970.606 | 1980.0001 | 0 | 176.8002 | 952.5161 | 199.1253 | 240.5344 | 970.6847 | 990.0001 | 1980.0001 | 990.0001 | 1906 | 9 | 2 | 2017-02-18 09:00 | WEEKEND | 23.2617 | 2.27 | 1014.23 | 983.8031 | 0 | 983.8031 | 2921.1371 | 0 | 0 | NA | 97.37%
| 10 | 3 | 2017-03-21 10:00 | 990.0001 | 1041.3185 | 987.1762 | 685.3492 | 1944.4711 | 525.9184 | 733.605 | 1980.0001 | 362.6025 | 262.9592 | 990.0001 | 96.292 | 250 | 981.2541 | 990.0001 | 1944.4711 | 990.0001 | 1907 | 10 | 2 | 2017-02-18 10:00 | WEEKEND | 26.7884 | 2.27 | 763.602 | 740.6939 | 0 | 740.6939 | 2921.1371 | 0 | 0 | NA | 97.37%
| 11 | 3 | 2017-03-21 11:00 | 822.3705 | 1742.373 | 938.5631 | 780.5271 | 1938.3466 | 879.9864 | 775.233 | 1980.0001 | 594.4839 | 439.9932 | 990.0001 | 112.1303 | 250 | 925.6789 | 822.3705 | 1938.3466 | 822.3705 | 1908 | 11 | 2 | 2017-02-18 11:00 | WEEKEND | 29.3464 | 2.27 | 807.361 | 783.1402 | 0 | 783.1402 | 2921.1371 | 0 | 0 | NA | 97.37%
| 12 | 3 | 2017-03-21 12:00 | 433.9427 | 1614.8698 | 936.3875 | 894.6628 | 1826.3024 | 815.5908 | 795.357 | 1936.1983 | 438.6049 | 407.7954 | 983.6727 | 146.9203 | 248.4022 | 881.6261 | 433.9427 | 1826.3024 | 433.9427 | 1909 | 12 | 2 | 2017-02-18 12:00 | WEEKEND | 29.6025 | 2.27 | 828.533 | 803.677 | 0 | 803.677 | 2921.1371 | 0 | 0 | NA | 97.37%
| 13 | 3 | 2017-03-21 13:00 | 339.7142 | 1693.7555 | 939.7613 | 834.0171 | 1980.0001 | 855.4321 | 855.232 | 1977.264 | 751.9197 | 427.716 | 988.4314 | 165.7146 | 249.6039 | 825.7505 | 339.7142 | 1980.0001 | 339.7142 | 1910 | 13 | 2 | 2017-02-18 13:00 | WEEKEND | 27.7264 | 2.27 | 891.734 | 864.982 | 0 | 864.982 | 2921.1371 | 0 | 0 | NA | 97.37%
| 14 | 3 | 2017-03-21 14:00 | 989.6399 | 1604.2424 | 948.7051 | 880.2954 | 1980.0001 | 810.2234 | 662.699 | 1951.1142 | 990.3014 | 405.1117 | 990.0001 | 215.7852 | 250 | 911.5966 | 989.6399 | 1980.0001 | 989.6399 | 1911 | 14 | 2 | 2017-02-18 14:00 | WEEKEND | 34.8299 | 2.27 | 689.094 | 668.4212 | 0 | 668.4212 | 2921.1371 | 0 | 0 | NA | 97.37%
| 15 | 3 | 2017-03-21 15:00 | 856.2183 | 1863.4204 | 971.9561 | 710.9464 | 1980.0001 | 941.1214 | 990 | 1969.694 | 801.5246 | 470.5607 | 990.0001 | 169.8264 | 250 | 892.0772 | 856.2183 | 1980.0001 | 856.2183 | 1912 | 15 | 2 | 2017-02-18 15:00 | WEEKEND | 29.0291 | 2.27 | 1052.82 | 990 | 0 | 990 | 2921.1371 | 0 | 0 | NA | 97.37%
| 16 | 3 | 2017-03-21 16:00 | 707.9913 | 1580.8918 | 898.3635 | 824.2416 | 1863.4094 | 798.4302 | 515.373 | 1818.9946 | 0 | 399.2151 | 907.8859 | 130.6132 | 229.2641 | 837.9004 | 707.9913 | 1863.4094 | 707.9913 | 1913 | 16 | 2 | 2017-02-18 16:00 | WEEKEND | 32.7173 | 2.27 | 535.297 | 519.2381 | 471 | 990.2381 | 2921.1371 | 0 | 0 | NA | 97.37%
| 17 | 3 | 2017-03-21 17:00 | 110.3694 | 938.2617 | 700.2443 | 574.3407 | 1291.1457 | 473.8696 | 49.0414 | 1213.0992 | 580.8282 | 236.9348 | 596.7229 | 40.1006 | 150.6876 | 459.2705 | 110.3694 | 1291.1457 | 110.3694 | 1914 | 17 | 2 | 2017-02-18 17:00 | WEEKEND | 32.9372 | 2.27 | 55.1596 | 53.5048 | 936 | 989.5048 | 2435.5701 | 0 | 0 | NA | 81.19%
| 18 | 3 | 2017-03-21 18:00 | 0 | 128.7877 | 107.1903 | 50.8449 | 159.8581 | 65.0443 | 37.7119 | 92.2967 | 0 | 32.5221 | 54.4761 | 9.2266 | 13.7566 | 18.8371 | 0 | 159.8581 | 0 | 1915 | 18 | 2 | 2017-02-18 18:00 | WEEKEND | 26.1705 | 2.27 | 43.6277 | 0 | 0 | 0 | 1470.6216 | 0 | 0 | NA | 49.02%
| 19 | 3 | 2017-03-21 19:00 | 0 | 0 | 0 | 0 | 0 | 0 | 0 | 0 | 970 | 0 | 0 | 0 | 0 | 0 | 0 | 0 | 0 | 1916 | 19 | 2 | 2017-02-18 19:00 | WEEKEND | 26.5629 | 2.27 | 0 | 0 | 0 | 0 | 1514.2493 | 0 | 0 | NA | 50.47%
| 20 | 3 | 2017-03-21 20:00 | 0 | 0 | 0 | 0 | 0 | 0 | 0 | 0 | 0 | 0 | 0 | 0 | 0 | 0 | 0 | 0 | 0 | 1917 | 20 | 2 | 2017-02-18 20:00 | WEEKEND | 24.2192 | 2.27 | 0 | 0 | 0 | 0 | 1514.2493 | 0 | 0 | NA | 50.47%
| 21 | 3 | 2017-03-21 21:00 | 0 | 0 | 0 | 0 | 0 | 0 | 0 | 0 | 0 | 0 | 0 | 0 | 0 | 0 | 0 | 0 | 0 | 1918 | 21 | 2 | 2017-02-18 21:00 | WEEKEND | 22.1761 | 2.27 | 0 | 0 | 0 | 0 | 1514.2493 | 0 | 0 | NA | 50.47%
| 22 | 3 | 2017-03-21 22:00 | 0 | 0 | 0 | 0 | 0 | 0 | 0 | 0 | 0 | 0 | 0 | 0 | 0 | 0 | 0 | 0 | 0 | 1919 | 22 | 2 | 2017-02-18 22:00 | WEEKEND | 23.6709 | 2.27 | 0 | 0 | 0 | 0 | 1514.2493 | 0 | 0 | NA | 50.47%
| 23 | 3 | 2017-03-21 23:00 | 0 | 0 | 0 | 0 | 0 | 0 | 0 | 0 | 0 | 0 | 0 | 0 | 0 | 0 | 0 | 0 | 0 | 1920 | 23 | 2 | 2017-02-18 23:00 | WEEKEND | 21.6584 | 2.27 | 0 | 0 | 0 | 0 | 1514.2493 | 0 | 0 | NA | 50.47%
| 0 | 3 | 2017-03-22 | 0 | 0 | 0 | 0 | 0 | 0 | 0 | 0 | 0 | 0 | 0 | 0 | 0 | 0 | 0 | 0 | 0 | 1921 | 0 | 2 | 2017-02-19 | WEEKEND | 19.4288 | 2.27 | 0 | 0 | 0 | 0 | 1514.2493 | 0 | 0 | NA | 50.47%
| 1 | 3 | 2017-03-22 01:00 | 0 | 0 | 0 | 0 | 0 | 0 | 0 | 0 | 0 | 0 | 0 | 0 | 0 | 0 | 0 | 0 | 0 | 1922 | 1 | 2 | 2017-02-19 01:00 | WEEKEND | 17.7615 | 2.27 | 0 | 0 | 0 | 0 | 1514.2493 | 0 | 0 | NA | 50.47%
| 2 | 3 | 2017-03-22 02:00 | 0 | 0 | 0 | 0 | 0 | 0 | 0 | 0 | 0 | 0 | 0 | 0 | 0 | 0 | 0 | 0 | 0 | 1923 | 2 | 2 | 2017-02-19 02:00 | WEEKEND | 13.1771 | 2.27 | 0 | 0 | 0 | 0 | 1514.2493 | 0 | 0 | NA | 50.47%
| 3 | 3 | 2017-03-22 03:00 | 0 | 0 | 0 | 0 | 0 | 0 | 0 | 0 | 0 | 0 | 0 | 0 | 0 | 0 | 0 | 0 | 0 | 1924 | 3 | 2 | 2017-02-19 03:00 | WEEKEND | 11.6462 | 2.27 | 0 | 0 | 0 | 0 | 1514.2493 | 0 | 0 | NA | 50.47%
| 4 | 3 | 2017-03-22 04:00 | 0 | 0 | 0 | 0 | 0 | 0 | 0 | 0 | 0 | 0 | 0 | 0 | 0 | 0 | 0 | 0 | 0 | 1925 | 4 | 2 | 2017-02-19 04:00 | WEEKEND | 10.6135 | 2.27 | 0 | 0 | 0 | 0 | 1514.2493 | 0 | 0 | NA | 50.47%
| 5 | 3 | 2017-03-22 05:00 | 0 | 0 | 0 | 0 | 0 | 0 | 0 | 0 | 0 | 0 | 0 | 0 | 0 | 0 | 0 | 0 | 0 | 1926 | 5 | 2 | 2017-02-19 05:00 | WEEKEND | 9.514 | 2.27 | 0 | 0 | 0 | 0 | 1514.2493 | 0 | 0 | NA | 50.47%
| 6 | 3 | 2017-03-22 06:00 | 205.4282 | 0.2899 | 0 | 9.1982 | 15.3793 | 0.14641 | 0 | 6.7812 | 0 | 0.073207 | 0 | 0.58681 | 0 | 0 | 205.4282 | 15.3793 | 205.4282 | 1927 | 6 | 2 | 2017-02-19 06:00 | WEEKEND | 10.6636 | 2.27 | 0 | 0 | 0 | 0 | 1514.2493 | 0 | 0 | NA | 50.47%
| 7 | 3 | 2017-03-22 07:00 | 855.8866 | 515.2911 | 120.8558 | 427.5883 | 382.7596 | 260.248 | 355.292 | 390.4471 | 0 | 130.124 | 224.1715 | 70.8141 | 56.609 | 405.3171 | 855.8866 | 382.7596 | 855.8866 | 1928 | 7 | 2 | 2017-02-19 07:00 | WEEKEND | 4.8461 | 2.27 | 369.512 | 0 | 0 | 0 | 1514.2493 | 0 | 0 | NA | 50.47%
| 8 | 3 | 2017-03-22 08:00 | 990.0001 | 1016.8244 | 385.8139 | 865.6962 | 510.5362 | 513.5477 | 883.184 | 231.1202 | 0 | 256.7738 | 799.4405 | 211.2768 | 201.8789 | 866.5569 | 990.0001 | 510.5362 | 990.0001 | 1929 | 8 | 2 | 2017-02-19 08:00 | WEEKEND | 17.408 | 2.27 | 921.641 | 0 | 0 | 0 | 1883.7613 | 0 | 0 | NA | 62.79%
| 9 | 3 | 2017-03-22 09:00 | 990.0001 | 775.5704 | 887.1875 | 907.3558 | 964.545 | 391.7022 | 990 | 347.572 | 0 | 195.8511 | 866.9644 | 242.5756 | 218.9304 | 935.6714 | 990.0001 | 964.545 | 990.0001 | 1930 | 9 | 2 | 2017-02-19 09:00 | WEEKEND | 18.8165 | 2.27 | 1075.78 | 990 | 0 | 990 | 2805.4023 | 0 | 0 | NA | 93.51%
| 10 | 3 | 2017-03-22 10:00 | 985.7 | 1334.479 | 898.745 | 866.5222 | 1273.8825 | 673.9793 | 404.307 | 1469.2703 | 990 | 336.9897 | 990.0001 | 250 | 250 | 958.1172 | 985.7 | 1273.8825 | 985.7 | 1931 | 10 | 2 | 2017-02-19 10:00 | WEEKEND | 19.5374 | 2.27 | 420.149 | 407.5445 | 0 | 407.5445 | 2805.4023 | 0 | 0 | NA | 93.51%
| 11 | 3 | 2017-03-22 11:00 | 960.0769 | 1322.4784 | 624.7079 | 889.4774 | 1504.0497 | 667.9184 | 301.784 | 1946.8605 | 990 | 333.9592 | 978.0238 | 250 | 246.9757 | 938.4879 | 960.0769 | 1504.0497 | 960.0769 | 1932 | 11 | 2 | 2017-02-19 11:00 | WEEKEND | 21.2576 | 2.27 | 314.228 | 304.8012 | 0 | 304.8012 | 2805.4023 | 0 | 0 | NA | 93.51%
| 12 | 3 | 2017-03-22 12:00 | 745.7685 | 1719.9713 | 890.8242 | 902.826 | 1703.9928 | 868.6724 | 412.948 | 1816.0833 | 990 | 434.3362 | 890.5981 | 250 | 224.8985 | 925.2433 | 745.7685 | 1703.9928 | 745.7685 | 1933 | 12 | 2 | 2017-02-19 12:00 | WEEKEND | 22.9305 | 2.27 | 429.068 | 416.196 | 0 | 416.196 | 2805.4023 | 0 | 0 | NA | 93.51%
| 13 | 3 | 2017-03-22 13:00 | 886.5285 | 1651.0293 | 863.9756 | 728.2936 | 1638.1926 | 833.8532 | 238.751 | 1659.5739 | 990 | 416.9266 | 716.2222 | 250 | 180.8642 | 923.0459 | 886.5285 | 1638.1926 | 886.5285 | 1934 | 13 | 2 | 2017-02-19 13:00 | WEEKEND | 23.039 | 2.27 | 249.348 | 241.8676 | 0 | 241.8676 | 2805.4023 | 0 | 0 | NA | 93.51%
| 14 | 3 | 2017-03-22 14:00 | 990.0001 | 1451.3695 | 667.9035 | 859.6487 | 1980.0001 | 733.0149 | 309.595 | 1909.8324 | 990 | 366.5074 | 748.0245 | 250 | 188.8951 | 920.9463 | 990.0001 | 1980.0001 | 990.0001 | 1935 | 14 | 2 | 2017-02-19 14:00 | WEEKEND | 22.2374 | 2.27 | 322.264 | 312.5961 | 677 | 989.5961 | 2805.4023 | 0 | 0 | NA | 93.51%
| 15 | 3 | 2017-03-22 15:00 | 950.2483 | 1485.9654 | 755.9518 | 828.4399 | 1054.103 | 750.4876 | 238.967 | 1841.6366 | 990 | 375.2438 | 429.2434 | 250 | 108.3948 | 944.7715 | 950.2483 | 1054.103 | 950.2483 | 1936 | 15 | 2 | 2017-02-19 15:00 | WEEKEND | 20.609 | 2.27 | 249.576 | 242.0887 | 748 | 990.0887 | 2107.4642 | 0 | 0 | NA | 70.25%
| 16 | 3 | 2017-03-22 16:00 | 791.0329 | 689.5239 | 887.2946 | 504.9209 | 658.2241 | 348.2444 | 200.154 | 1084.0285 | 990 | 174.1222 | 194.2538 | 234.975 | 49.054 | 867.5426 | 791.0329 | 658.2241 | 791.0329 | 1937 | 16 | 2 | 2017-02-19 16:00 | WEEKEND | 20.4142 | 2.27 | 209.735 | 203.4429 | 787 | 990.4429 | 1336.3302 | 0 | 0 | NA | 44.54%
| 17 | 3 | 2017-03-22 17:00 | 176.1399 | 793.2778 | 694.7554 | 397.4487 | 452.8849 | 400.6454 | 59.3168 | 700.2605 | 885.0416 | 200.3227 | 314.1315 | 165.0965 | 79.3261 | 535.7224 | 176.1399 | 452.8849 | 176.1399 | 1938 | 17 | 2 | 2017-02-19 17:00 | WEEKEND | 19.4455 | 2.27 | 65.6971 | 63.7262 | 500 | 563.7262 | 524.99 | 0 | 0 | NA | 17.5%
| 18 | 3 | 2017-03-22 18:00 | 0 | 88.2088 | 120.0218 | 35.7623 | 39.6919 | 44.5499 | 526.431 | 41.8882 | 592.0385 | 22.2749 | 24.3178 | 21.2397 | 6.1409 | 29.305 | 0 | 39.6919 | 0 | 1939 | 18 | 2 | 2017-02-19 18:00 | WEEKEND | 20.314 | 2.27 | 546.971 | 0 | 0 | 0 | 9.526 | 0 | 0 | NA | 0.3175%
| 19 | 3 | 2017-03-22 19:00 | 0 | 0 | 0 | 0 | 0 | 0 | 0 | 0 | 0 | 0 | 0 | 0 | 0 | 0 | 0 | 0 | 0 | 1940 | 19 | 2 | 2017-02-19 19:00 | WEEKEND | 21.9006 | 2.27 | 0 | 0 | 0 | 0 | 556.497 | 0 | 0 | NA | 18.55%
| 20 | 3 | 2017-03-22 20:00 | 0 | 0 | 0 | 0 | 0 | 0 | 0 | 0 | 0 | 0 | 0 | 0 | 0 | 0 | 0 | 0 | 0 | 1941 | 20 | 2 | 2017-02-19 20:00 | WEEKEND | 21.3634 | 2.27 | 0 | 0 | 0 | 0 | 556.497 | 0 | 0 | NA | 18.55%
| 21 | 3 | 2017-03-22 21:00 | 0 | 0 | 0 | 0 | 0 | 0 | 0 | 0 | 0 | 0 | 0 | 0 | 0 | 0 | 0 | 0 | 0 | 1942 | 21 | 2 | 2017-02-19 21:00 | WEEKEND | 21.3634 | 2.27 | 0 | 0 | 0 | 0 | 556.497 | 0 | 0 | NA | 18.55%
| 22 | 3 | 2017-03-22 22:00 | 0 | 0 | 0 | 0 | 0 | 0 | 0 | 0 | 0 | 0 | 0 | 0 | 0 | 0 | 0 | 0 | 0 | 1943 | 22 | 2 | 2017-02-19 22:00 | WEEKEND | 212.0359 | 2.27 | 0 | 0 | 0 | 0 | 556.497 | 0 | 0 | NA | 18.55%
| 23 | 3 | 2017-03-22 23:00 | 0 | 0 | 0 | 0 | 0 | 0 | 0 | 0 | 0 | 0 | 0 | 0 | 0 | 0 | 0 | 0 | 0 | 1944 | 23 | 2 | 2017-02-19 23:00 | WEEKEND | 28.7452 | 2.27 | 0 | 0 | 0 | 0 | 556.497 | 0 | 0 | NA | 18.55%
| 0 | 3 | 2017-03-23 | 0 | 0 | 0 | 0 | 0 | 0 | 0 | 0 | 0 | 0 | 0 | 0 | 0 | 0 | 0 | 0 | 0 | 1945 | 0 | 2 | 2017-02-20 | WEEKDAY | 20.712 | 2.27 | 0 | 0 | 0 | 0 | 556.497 | 0 | 0 | NA | 18.55%
| 1 | 3 | 2017-03-23 01:00 | 0 | 0 | 0 | 0 | 0 | 0 | 0 | 0 | 0 | 0 | 0 | 0 | 0 | 0 | 0 | 0 | 0 | 1946 | 1 | 2 | 2017-02-20 01:00 | WEEKDAY | 19.5819 | 2.27 | 0 | 0 | 0 | 0 | 556.497 | 0 | 0 | NA | 18.55%
| 2 | 3 | 2017-03-23 02:00 | 0 | 0 | 0 | 0 | 0 | 0 | 0 | 0 | 0 | 0 | 0 | 0 | 0 | 0 | 0 | 0 | 0 | 1947 | 2 | 2 | 2017-02-20 02:00 | WEEKDAY | 19.1839 | 2.27 | 0 | 0 | 0 | 0 | 556.497 | 0 | 0 | NA | 18.55%
| 3 | 3 | 2017-03-23 03:00 | 0 | 0 | 0 | 0 | 0 | 0 | 0 | 0 | 0 | 0 | 0 | 0 | 0 | 0 | 0 | 0 | 0 | 1948 | 3 | 2 | 2017-02-20 03:00 | WEEKDAY | 7.4542 | 2.27 | 0 | 0 | -970 | -970 | 556.497 | 0 | 0 | NA | 18.55%
| 4 | 3 | 2017-03-23 04:00 | 0 | 0 | 0 | 0 | 0 | 0 | 0 | 0 | 0 | 0 | 0 | 0 | 0 | 0 | 0 | 0 | 0 | 1949 | 4 | 2 | 2017-02-20 04:00 | WEEKDAY | 4.1057 | 2.27 | 0 | 0 | -970 | -970 | 1497.397 | 0 | 0 | NA | 49.91%
| 5 | 3 | 2017-03-23 05:00 | 0 | 0 | 0 | 0 | 0 | 0 | 0 | 0 | 0 | 0 | 0 | 0 | 0 | 0 | 0 | 0 | 0 | 1950 | 5 | 2 | 2017-02-20 05:00 | WEEKDAY | 13.4276 | 2.27 | 0 | 0 | 0 | 0 | 2438.297 | 0 | 0 | NA | 81.28%
| 6 | 3 | 2017-03-23 06:00 | 196.1362 | 0 | 0 | 0 | 8.3026 | 0 | 0 | 2.0859 | 26.9698 | 0 | 0 | 1.1124 | 0 | 0 | 196.1362 | 8.3026 | 196.1362 | 1951 | 6 | 2 | 2017-02-20 06:00 | WEEKDAY | 17.6724 | 20.45 | 0 | 0 | 0 | 0 | 2438.297 | 0 | 0 | NA | 81.28%
| 7 | 3 | 2017-03-23 07:00 | 795.7541 | 66.8675 | 113.3761 | 33.9243 | 121.472 | 33.7715 | 15.8403 | 79.4847 | 27.7055 | 16.8857 | 187.0904 | 78.3738 | 47.2451 | 430.59 | 795.7541 | 121.472 | 795.7541 | 1952 | 7 | 2 | 2017-02-20 07:00 | WEEKDAY | 17.9285 | 20.45 | 21.4374 | 0 | 0 | 0 | 2438.297 | 0 | 0 | NA | 81.28%
| 8 | 3 | 2017-03-23 08:00 | 895.0924 | 170.8103 | 672.5979 | 84.6711 | 159.574 | 86.2678 | 178.691 | 201.7779 | 156.7782 | 43.1339 | 837.7343 | 217.7647 | 211.5491 | 851.7005 | 895.0924 | 159.574 | 895.0924 | 1953 | 8 | 2 | 2017-02-20 08:00 | WEEKDAY | 18.9501 | 20.45 | 187.798 | 0 | 0 | 0 | 2459.7344 | 0 | 0 | NA | 81.99%
| 9 | 3 | 2017-03-23 09:00 | 985.0064 | 272.7646 | 713.1844 | 135.6266 | 623.8453 | 137.7599 | 295.82 | 325.288 | 222.616 | 68.88 | 990.0001 | 250 | 250 | 937.0591 | 985.0064 | 623.8453 | 985.0064 | 1954 | 9 | 2 | 2017-02-20 09:00 | WEEKDAY | 20.6981 | 11.33 | 308.118 | 0 | 0 | 0 | 2647.5324 | 0 | 0 | NA | 88.25%
| 10 | 3 | 2017-03-23 10:00 | 971.3564 | 444.069 | 898.8398 | 183.1608 | 667.262 | 224.2773 | 436.024 | 438.493 | 457.6838 | 112.1386 | 990.0001 | 250 | 250 | 952.8811 | 971.3564 | 667.262 | 971.3564 | 1955 | 10 | 2 | 2017-02-20 10:00 | WEEKDAY | 20.5255 | 11.33 | 452.949 | 439.3605 | 0 | 439.3605 | 2955.6504 | 0 | 0 | NA | 98.52%
| 11 | 3 | 2017-03-23 11:00 | 970.9416 | 535.0397 | 963.6115 | 266.5379 | 879.3924 | 270.2221 | 967.536 | 1051.5179 | 639.8101 | 135.111 | 990.0001 | 250 | 250 | 916.8143 | 970.9416 | 879.3924 | 970.9416 | 1956 | 11 | 2 | 2017-02-20 11:00 | WEEKDAY | 19.8992 | 11.33 | 1010.71 | 980.3887 | 0 | 980.3887 | 2955.6504 | 0 | 0 | NA | 98.52%
| 12 | 3 | 2017-03-23 12:00 | 966.62 | 581.7685 | 887.1144 | 240.9517 | 1110.9958 | 293.8225 | 899.25 | 1286.7222 | 931.7626 | 146.9112 | 938.1061 | 250 | 236.8955 | 899.0368 | 966.62 | 1110.9958 | 966.62 | 1957 | 12 | 2 | 2017-02-20 12:00 | WEEKDAY | 19.7294 | 11.33 | 938.006 | 909.8658 | 0 | 909.8658 | 2955.6504 | 0 | 0 | NA | 98.52%
| 13 | 3 | 2017-03-23 13:00 | 990.0001 | 559.7815 | 827.9196 | 273.2906 | 1249.4526 | 282.7179 | 891.17 | 1603.9762 | 933.3767 | 141.359 | 935.6094 | 250 | 236.265 | 926.0746 | 990.0001 | 1249.4526 | 990.0001 | 1958 | 13 | 2 | 2017-02-20 13:00 | WEEKDAY | 18.7441 | 11.33 | 929.429 | 901.5461 | 0 | 901.5461 | 2955.6504 | 0 | 0 | NA | 98.52%
| 14 | 3 | 2017-03-23 14:00 | 990.0001 | 1369.9823 | 896.3704 | 193.8613 | 1362.3743 | 691.9103 | 754.462 | 630.3704 | 595.4209 | 345.9551 | 990.0001 | 250 | 250 | 918.896 | 990.0001 | 1362.3743 | 990.0001 | 1959 | 14 | 2 | 2017-02-20 14:00 | WEEKDAY | 16.0302 | 1.96 | 785.218 | 761.6615 | 0 | 761.6615 | 2955.6504 | 0 | 0 | NA | 98.52%
| 15 | 3 | 2017-03-23 15:00 | 978.4374 | 987.6517 | 741.433 | 177.5742 | 1630.0262 | 498.814 | 968.707 | 349.5345 | 459.1883 | 249.407 | 899.9605 | 250 | 227.2628 | 955.5839 | 978.4374 | 1630.0262 | 978.4374 | 1960 | 15 | 2 | 2017-02-20 15:00 | WEEKDAY | 18.3043 | 1.96 | 1011.89 | 981.5333 | 8 | 989.5333 | 2955.6504 | 0 | 0 | NA | 98.52%
| 16 | 3 | 2017-03-23 16:00 | 828.6242 | 886.9602 | 755.5978 | 121.0475 | 1535.8026 | 447.9597 | 772.534 | 235.1446 | 518.1692 | 223.9798 | 292.6001 | 235.0303 | 73.8889 | 833.9471 | 828.6242 | 1535.8026 | 828.6242 | 1961 | 16 | 2 | 2017-02-20 16:00 | WEEKDAY | 17.7448 | 1.96 | 804.425 | 780.2922 | 210 | 990.2922 | 2947.403 | 0 | 0 | NA | 98.25%
| 17 | 3 | 2017-03-23 17:00 | 196.1612 | 398.0296 | 426.3248 | 77.3315 | 1115.7331 | 201.0251 | 608.164 | 445.5605 | 261.2802 | 100.5125 | 221.7641 | 165.512 | 56.001 | 467.4001 | 196.1612 | 1115.7331 | 196.1612 | 1962 | 17 | 2 | 2017-02-20 17:00 | WEEKDAY | 18.8192 | 19.93 | 632.123 | 613.1593 | 0 | 613.1593 | 2730.9082 | 0 | 0 | NA | 91.03%
| 18 | 3 | 2017-03-23 18:00 | 0 | 50.2393 | 77.833 | 6.0718 | 111.69 | 25.3734 | 504.198 | 14.6477 | 0 | 12.6867 | 23.1858 | 20.3286 | 5.855 | 26.3166 | 0 | 111.69 | 0 | 1963 | 18 | 2 | 2017-02-20 18:00 | WEEKDAY | 21.6194 | 19.93 | 523.804 | 508.0899 | 0 | 508.0899 | 2730.9082 | 0 | 0 | NA | 91.03%
| 19 | 3 | 2017-03-23 19:00 | 0 | 0 | 0 | 0 | 0 | 0 | 0 | 0 | 0 | 0 | 0 | 0 | 0 | 0 | 0 | 0 | 0 | 1964 | 19 | 2 | 2017-02-20 19:00 | WEEKDAY | 21.5359 | 19.93 | 0 | 0 | 0 | 0 | 2730.9082 | 0 | 0 | NA | 91.03%
| 20 | 3 | 2017-03-23 20:00 | 0 | 0 | 0 | 0 | 0 | 0 | 0 | 0 | 0 | 0 | 0 | 0 | 0 | 0 | 0 | 0 | 0 | 1965 | 20 | 2 | 2017-02-20 20:00 | WEEKDAY | 20.8957 | 12.08 | 0 | 0 | 0 | 0 | 2730.9082 | 0 | 0 | NA | 91.03%
| 21 | 3 | 2017-03-23 21:00 | 0 | 0 | 0 | 0 | 0 | 0 | 0 | 0 | 0 | 0 | 0 | 0 | 0 | 0 | 0 | 0 | 0 | 1966 | 21 | 2 | 2017-02-20 21:00 | WEEKDAY | 20.5728 | 12.08 | 0 | 0 | 0 | 0 | 2730.9082 | 0 | 0 | NA | 91.03%
| 22 | 3 | 2017-03-23 22:00 | 0 | 0 | 0 | 0 | 0 | 0 | 0 | 0 | 0 | 0 | 0 | 0 | 0 | 0 | 0 | 0 | 0 | 1967 | 22 | 2 | 2017-02-20 22:00 | WEEKDAY | 20.7399 | 12.08 | 0 | 0 | 0 | 0 | 2730.9082 | 0 | 0 | NA | 91.03%
| 23 | 3 | 2017-03-23 23:00 | 0 | 0 | 0 | 0 | 0 | 0 | 0 | 0 | 0 | 0 | 0 | 0 | 0 | 0 | 0 | 0 | 0 | 1968 | 23 | 2 | 2017-02-20 23:00 | WEEKDAY | 19.7573 | 2.27 | 0 | 0 | 0 | 0 | 2730.9082 | 0 | 0 | NA | 91.03%
| 0 | 3 | 2017-03-24 | 0 | 0 | 0 | 0 | 0 | 0 | 0 | 0 | 0 | 0 | 0 | 0 | 0 | 0 | 0 | 0 | 0 | 1969 | 0 | 2 | 2017-02-21 | WEEKDAY | 20.4615 | 2.27 | 0 | 0 | 0 | 0 | 2730.9082 | 0 | 0 | NA | 91.03%
| 1 | 3 | 2017-03-24 01:00 | 0 | 0 | 0 | 0 | 0 | 0 | 0 | 0 | 0 | 0 | 0 | 0 | 0 | 0 | 0 | 0 | 0 | 1970 | 1 | 2 | 2017-02-21 01:00 | WEEKDAY | 19.8491 | 2.27 | 0 | 0 | 0 | 0 | 2730.9082 | 0 | 0 | NA | 91.03%
| 2 | 3 | 2017-03-24 02:00 | 0 | 0 | 0 | 0 | 0 | 0 | 0 | 0 | 0 | 0 | 0 | 0 | 0 | 0 | 0 | 0 | 0 | 1971 | 2 | 2 | 2017-02-21 02:00 | WEEKDAY | 18.1373 | 2.27 | 0 | 0 | 0 | 0 | 2730.9082 | 0 | 0 | NA | 91.03%
| 3 | 3 | 2017-03-24 03:00 | 0 | 0 | 0 | 0 | 0 | 0 | 0 | 0 | 0 | 0 | 0 | 0 | 0 | 0 | 0 | 0 | 0 | 1972 | 3 | 2 | 2017-02-21 03:00 | WEEKDAY | 18.2653 | 2.27 | 0 | 0 | 0 | 0 | 2730.9082 | 0 | 0 | NA | 91.03%
| 4 | 3 | 2017-03-24 04:00 | 0 | 0 | 0 | 0 | 0 | 0 | 0 | 0 | 0 | 0 | 0 | 0 | 0 | 0 | 0 | 0 | 0 | 1973 | 4 | 2 | 2017-02-21 04:00 | WEEKDAY | 19.8965 | 2.27 | 0 | 0 | 0 | 0 | 2730.9082 | 0 | 0 | NA | 91.03%
| 5 | 3 | 2017-03-24 05:00 | 0 | 0 | 0 | 0 | 0 | 0 | 0 | 0 | 0 | 0 | 0 | 0 | 0 | 0 | 0 | 0 | 0 | 1974 | 5 | 2 | 2017-02-21 05:00 | WEEKDAY | 21.3216 | 2.27 | 0 | 0 | 0 | 0 | 2730.9082 | 0 | 0 | NA | 91.03%
| 6 | 3 | 2017-03-24 06:00 | 137.0568 | 0 | 0 | 0 | 12.4322 | 0 | 0 | 0.67488 | 0 | 0 | 0 | 2.6366 | 0 | 1.8048 | 137.0568 | 12.4322 | 137.0568 | 1975 | 6 | 2 | 2017-02-21 06:00 | WEEKDAY | 21.7002 | 20.45 | 0 | 0 | 0 | 0 | 2730.9082 | 0 | 0 | NA | 91.03%
| 7 | 3 | 2017-03-24 07:00 | 711.2732 | 110.9967 | 52.584 | 56.0806 | 436.324 | 56.0589 | 61.8362 | 94.6703 | 32.6827 | 28.0295 | 264.9069 | 85.8054 | 66.8957 | 457.1995 | 711.2732 | 436.324 | 711.2732 | 1976 | 7 | 2 | 2017-02-21 07:00 | WEEKDAY | 22.5631 | 20.45 | 68.2971 | 0 | 0 | 0 | 2730.9082 | 0 | 0 | NA | 91.03%
| 8 | 3 | 2017-03-24 08:00 | 932.454 | 212.4394 | 506.7741 | 95.5819 | 840.483 | 107.2926 | 520.82 | 222.6075 | 96.6792 | 53.6463 | 474.4887 | 212.7318 | 119.8204 | 851.4768 | 932.454 | 840.483 | 932.454 | 1977 | 8 | 2 | 2017-02-21 08:00 | WEEKDAY | 22.6271 | 20.45 | 541.124 | 524.8903 | 0 | 524.8903 | 2799.2053 | 0 | 0 | NA | 93.31%
| 9 | 3 | 2017-03-24 09:00 | 946.8759 | 333.6587 | 903.0371 | 228.3068 | 1861.9984 | 168.5145 | 741.686 | 339.2572 | 119.7174 | 84.2572 | 968.3337 | 204.8374 | 244.5287 | 810.8503 | 946.8759 | 1861.9984 | 946.8759 | 1978 | 9 | 2 | 2017-02-21 09:00 | WEEKDAY | 22.9973 | 11.33 | 772.174 | 749.0088 | 241 | 990.0088 | 2799.2053 | 0 | 0 | NA | 93.31%
| 10 | 3 | 2017-03-24 10:00 | 950.8068 | 567.2481 | 990.0001 | 231.7024 | 1553.8842 | 286.4889 | 713.42 | 448.941 | 222.1542 | 143.2445 | 963.3038 | 245.6524 | 243.2585 | 877.0128 | 950.8068 | 1553.8842 | 950.8068 | 1979 | 10 | 2 | 2017-02-21 10:00 | WEEKDAY | 22.9527 | 11.33 | 742.406 | 720.1338 | 0 | 720.1338 | 2550.7517 | 0 | 0 | NA | 85.03%
| 11 | 3 | 2017-03-24 11:00 | 983.8436 | 671.4246 | 990.0001 | 348.1397 | 1562.8813 | 339.1033 | 858.74 | 1083.1005 | 246.8213 | 169.5517 | 937.6822 | 247.5233 | 236.7884 | 902.4412 | 983.8436 | 1562.8813 | 983.8436 | 1980 | 11 | 2 | 2017-02-21 11:00 | WEEKDAY | 22.769 | 11.33 | 895.522 | 868.6563 | 0 | 868.6563 | 2550.7517 | 0 | 0 | NA | 85.03%
| 12 | 3 | 2017-03-24 12:00 | 890.8578 | 726.2026 | 985.7585 | 580.4108 | 1535.4099 | 366.769 | 830.313 | 823.8239 | 414.6653 | 183.3845 | 960.9564 | 245.5125 | 242.6658 | 904.0681 | 890.8578 | 1535.4099 | 890.8578 | 1981 | 12 | 2 | 2017-02-21 12:00 | WEEKDAY | 22.126 | 11.33 | 865.447 | 839.4836 | 0 | 839.4836 | 2550.7517 | 0 | 0 | NA | 85.03%
| 13 | 3 | 2017-03-24 13:00 | 947.6898 | 698.8917 | 972.2881 | 715.2588 | 1812.8684 | 352.9756 | 888.588 | 546.4206 | 333.2173 | 176.4878 | 931.8835 | 247.9749 | 235.3241 | 889.4157 | 947.6898 | 1812.8684 | 947.6898 | 1982 | 13 | 2 | 2017-02-21 13:00 | WEEKDAY | 22.7718 | 11.33 | 927.053 | 899.2414 | 0 | 899.2414 | 2550.7517 | 0 | 0 | NA | 85.03%
| 14 | 3 | 2017-03-24 14:00 | 990.0001 | 1228.4337 | 990.0001 | 304.8618 | 1566.514 | 620.4211 | 946.479 | 468.2805 | 299.6466 | 310.2105 | 955.0106 | 235.2583 | 241.1643 | 910.6838 | 990.0001 | 1566.514 | 990.0001 | 1983 | 14 | 2 | 2017-02-21 14:00 | WEEKDAY | 22.8999 | 1.96 | 988.392 | 958.7402 | 0 | 958.7402 | 2550.7517 | 0 | 0 | NA | 85.03%
| 15 | 3 | 2017-03-24 15:00 | 749.3053 | 1359.7275 | 990.0001 | 240.3841 | 1453.0258 | 686.7311 | 969.929 | 606.6055 | 523.5332 | 343.3655 | 981.8525 | 240.3849 | 247.9425 | 933.1749 | 749.3053 | 1453.0258 | 749.3053 | 1984 | 15 | 2 | 2017-02-21 15:00 | WEEKDAY | 25.5052 | 1.96 | 1013.32 | 982.9204 | 7 | 989.9204 | 2550.7517 | 0 | 0 | NA | 85.03%
| 16 | 3 | 2017-03-24 16:00 | 753.1272 | 1512.7399 | 917.9039 | 480.2087 | 759.4445 | 764.0101 | 949.435 | 371.2967 | 635.7196 | 382.005 | 881.9538 | 182.9621 | 222.7156 | 861.5229 | 753.1272 | 759.4445 | 753.1272 | 1985 | 16 | 2 | 2017-02-21 16:00 | WEEKDAY | 25.3855 | 1.96 | 991.497 | 961.7521 | 0 | 961.7521 | 2543.5352 | 0 | 0 | NA | 84.78%
| 17 | 3 | 2017-03-24 17:00 | 166.2323 | 1105.7803 | 718.4153 | 327.7989 | 445.6696 | 558.4749 | 842.934 | 1005.8185 | 497.7827 | 279.2374 | 521.8858 | 184.8152 | 131.7893 | 561.557 | 166.2323 | 445.6696 | 166.2323 | 1986 | 17 | 2 | 2017-02-21 17:00 | WEEKDAY | 27.9157 | 19.93 | 878.723 | 852.3613 | 0 | 852.3613 | 2543.5352 | 0 | 0 | NA | 84.78%
| 18 | 3 | 2017-03-24 18:00 | 0 | 153.0327 | 112.0714 | 27.5196 | 43.467 | 77.2892 | 540.465 | 25.4906 | 140.6355 | 38.6446 | 87.6491 | 28.5146 | 22.1336 | 34.6211 | 0 | 43.467 | 0 | 1987 | 18 | 2 | 2017-02-21 18:00 | WEEKDAY | 71.6222 | 19.93 | 561.442 | 544.5987 | 0 | 544.5987 | 2543.5352 | 0 | 0 | NA | 84.78%
| 19 | 3 | 2017-03-24 19:00 | 0 | 0 | 0 | 0 | 0 | 0 | 0 | 0 | 0 | 0 | 0 | 0 | 0 | 0 | 0 | 0 | 0 | 1988 | 19 | 2 | 2017-02-21 19:00 | WEEKDAY | 30.432 | 19.93 | 0 | 0 | 0 | 0 | 2543.5352 | 0 | 0 | NA | 84.78%
| 20 | 3 | 2017-03-24 20:00 | 0 | 0 | 0 | 0 | 0 | 0 | 0 | 0 | 0 | 0 | 0 | 0 | 0 | 0 | 0 | 0 | 0 | 1989 | 20 | 2 | 2017-02-21 20:00 | WEEKDAY | 235.8265 | 12.08 | 0 | 0 | 970 | 970 | 2543.5352 | 0 | 0 | NA | 84.78%
| 21 | 3 | 2017-03-24 21:00 | 0 | 0 | 0 | 0 | 0 | 0 | 0 | 0 | 0 | 0 | 0 | 0 | 0 | 0 | 0 | 0 | 0 | 1990 | 21 | 2 | 2017-02-21 21:00 | WEEKDAY | 27.025 | 12.08 | 0 | 0 | 0 | 0 | 1543.5352 | 0 | 0 | NA | 51.45%
| 22 | 3 | 2017-03-24 22:00 | 0 | 0 | 0 | 0 | 0 | 0 | 0 | 0 | 0 | 0 | 0 | 0 | 0 | 0 | 0 | 0 | 0 | 1991 | 22 | 2 | 2017-02-21 22:00 | WEEKDAY | 24.4308 | 12.08 | 0 | 0 | 0 | 0 | 1543.5352 | 0 | 0 | NA | 51.45%
| 23 | 3 | 2017-03-24 23:00 | 0 | 0 | 0 | 0 | 0 | 0 | 0 | 0 | 0 | 0 | 0 | 0 | 0 | 0 | 0 | 0 | 0 | 1992 | 23 | 2 | 2017-02-21 23:00 | WEEKDAY | 22.1734 | 2.27 | 0 | 0 | 0 | 0 | 1543.5352 | 0 | 0 | NA | 51.45%
| 0 | 3 | 2017-03-25 | 0 | 0 | 0 | 0 | 0 | 0 | 0 | 0 | 0 | 0 | 0 | 0 | 0 | 0 | 0 | 0 | 0 | 1993 | 0 | 2 | 2017-02-22 | WEEKDAY | 17.8228 | 2.27 | 0 | 0 | 0 | 0 | 1543.5352 | 0 | 0 | NA | 51.45%
| 1 | 3 | 2017-03-25 01:00 | 0 | 0 | 0 | 0 | 0 | 0 | 0 | 0 | 0 | 0 | 0 | 0 | 0 | 0 | 0 | 0 | 0 | 1994 | 1 | 2 | 2017-02-22 01:00 | WEEKDAY | 16.8207 | 2.27 | 0 | 0 | 0 | 0 | 1543.5352 | 0 | 0 | NA | 51.45%
| 2 | 3 | 2017-03-25 02:00 | 0 | 0 | 0 | 0 | 0 | 0 | 0 | 0 | 0 | 0 | 0 | 0 | 0 | 0 | 0 | 0 | 0 | 1995 | 2 | 2 | 2017-02-22 02:00 | WEEKDAY | 15.3928 | 2.27 | 0 | 0 | 0 | 0 | 1543.5352 | 0 | 0 | NA | 51.45%
| 3 | 3 | 2017-03-25 03:00 | 0 | 0 | 0 | 0 | 0 | 0 | 0 | 0 | 0 | 0 | 0 | 0 | 0 | 0 | 0 | 0 | 0 | 1996 | 3 | 2 | 2017-02-22 03:00 | WEEKDAY | 9.5864 | 2.27 | 0 | 0 | 0 | 0 | 1543.5352 | 0 | 0 | NA | 51.45%
| 4 | 3 | 2017-03-25 04:00 | 0 | 0 | 0 | 0 | 0 | 0 | 0 | 0 | 0 | 0 | 0 | 0 | 0 | 0 | 0 | 0 | 0 | 1997 | 4 | 2 | 2017-02-22 04:00 | WEEKDAY | 15.223 | 2.27 | 0 | 0 | 0 | 0 | 1543.5352 | 0 | 0 | NA | 51.45%
| 5 | 3 | 2017-03-25 05:00 | 0 | 0 | 0 | 0 | 0 | 0 | 0 | 0 | 0 | 0 | 0 | 0 | 0 | 0 | 0 | 0 | 0 | 1998 | 5 | 2 | 2017-02-22 05:00 | WEEKDAY | 18.3906 | 2.27 | 0 | 0 | 0 | 0 | 1543.5352 | 0 | 0 | NA | 51.45%
| 6 | 3 | 2017-03-25 06:00 | 26.3161 | 0 | 0 | 11.8464 | 0 | 0 | 0 | 18.1581 | 0 | 0 | 0 | 0.98062 | 0 | 2.1276 | 26.3161 | 0 | 26.3161 | 1999 | 6 | 2 | 2017-02-22 06:00 | WEEKDAY | 19.337 | 20.45 | 0 | 0 | 0 | 0 | 1543.5352 | 0 | 0 | NA | 51.45%
| 7 | 3 | 2017-03-25 07:00 | 82.1016 | 798.2827 | 40.9713 | 39.3323 | 119.8471 | 403.1731 | 406.968 | 752.2394 | 4.0644 | 201.5865 | 77.5965 | 68.0161 | 19.5951 | 392.1675 | 82.1016 | 119.8471 | 82.1016 | 2000 | 7 | 2 | 2017-02-22 07:00 | WEEKDAY | 19.259 | 20.45 | 422.988 | 0 | 0 | 0 | 1543.5352 | 0 | 0 | NA | 51.45%
| 8 | 3 | 2017-03-25 08:00 | 150.8841 | 1729.1856 | 76.0974 | 91.9515 | 185.728 | 873.3261 | 882.589 | 403.8073 | 72.4216 | 436.663 | 82.8233 | 195.5129 | 20.915 | 450.7513 | 150.8841 | 185.728 | 150.8841 | 2001 | 8 | 2 | 2017-02-22 08:00 | WEEKDAY | 18.1596 | 20.45 | 920.941 | 0 | 0 | 0 | 1966.5232 | 0 | 0 | NA | 65.55%
| 9 | 3 | 2017-03-25 09:00 | 705.4463 | 1641.033 | 140.1346 | 143.0124 | 562.1488 | 828.8046 | 990 | 727.375 | 232.5585 | 414.4023 | 114.2225 | 236.5122 | 28.8441 | 916.4722 | 705.4463 | 562.1488 | 705.4463 | 2002 | 9 | 2 | 2017-02-22 09:00 | WEEKDAY | 19.6682 | 11.33 | 1061.73 | 990 | 0 | 990 | 2887.4642 | 0 | 0 | NA | 96.25%
| 10 | 3 | 2017-03-25 10:00 | 700.8887 | 1530.2309 | 199.0698 | 191.8726 | 1195.2635 | 772.8439 | 990 | 939.2803 | 212.6318 | 386.4219 | 139.6139 | 247.0756 | 35.256 | 975.9237 | 700.8887 | 1195.2635 | 700.8887 | 2003 | 10 | 2 | 2017-02-22 10:00 | WEEKDAY | 20.5088 | 11.33 | 1067.77 | 990 | 0 | 990 | 2887.4642 | 0 | 0 | NA | 96.25%
| 11 | 3 | 2017-03-25 11:00 | 574.6159 | 1847.7541 | 252.2648 | 929.4731 | 734.4819 | 933.2091 | 987.9 | 1413.4819 | 427.0454 | 466.6046 | 243.1471 | 247.6272 | 61.4008 | 947.6525 | 574.6159 | 734.4819 | 574.6159 | 2004 | 11 | 2 | 2017-02-22 11:00 | WEEKDAY | 20.623 | 11.33 | 1032.52 | 990 | 0 | 990 | 2887.4642 | 0 | 0 | NA | 96.25%
| 12 | 3 | 2017-03-25 12:00 | 363.6793 | 1766.5113 | 280.5761 | 913.0729 | 1105.5387 | 892.1774 | 766.388 | 1044.695 | 201.6407 | 446.0887 | 462.7896 | 244.5536 | 116.8661 | 950.5598 | 363.6793 | 1105.5387 | 363.6793 | 2005 | 12 | 2 | 2017-02-22 12:00 | WEEKDAY | 22.4601 | 11.33 | 797.979 | 774.0396 | 0 | 774.0396 | 2887.4642 | 0 | 0 | NA | 96.25%
| 13 | 3 | 2017-03-25 13:00 | 800.5322 | 1735.606 | 276.2076 | 917.3777 | 1459.4954 | 876.5687 | 791.156 | 677.0911 | 390.2058 | 438.2843 | 602.2476 | 244.3309 | 152.0827 | 929.6595 | 800.5322 | 1459.4954 | 800.5322 | 2006 | 13 | 2 | 2017-02-22 13:00 | WEEKDAY | 24.2777 | 11.33 | 824.044 | 799.3227 | 0 | 799.3227 | 2887.4642 | 0 | 0 | NA | 96.25%
| 14 | 3 | 2017-03-25 14:00 | 390.8733 | 1899.119 | 239.2994 | 902.1741 | 1457.6095 | 959.151 | 724.481 | 1084.0912 | 494.8523 | 479.5755 | 682.1755 | 244.2747 | 172.2665 | 933.4161 | 390.8733 | 1457.6095 | 390.8733 | 2007 | 14 | 2 | 2017-02-22 14:00 | WEEKDAY | 37.5633 | 1.96 | 753.881 | 731.2646 | 0 | 731.2646 | 2887.4642 | 0 | 0 | NA | 96.25%
| 15 | 3 | 2017-03-25 15:00 | 142.1618 | 1941.7317 | 181.2168 | 893.5854 | 1105.9999 | 980.6726 | 375.684 | 368.8964 | 346.5325 | 490.3363 | 564.0278 | 238.8142 | 142.4313 | 961.2833 | 142.1618 | 1105.9999 | 142.1618 | 2008 | 15 | 2 | 2017-02-22 15:00 | WEEKDAY | 45.3404 | 1.96 | 390.408 | 378.6958 | 0 | 378.6958 | 2887.4642 | 0 | 0 | NA | 96.25%
| 16 | 3 | 2017-03-25 16:00 | 644.2774 | 1467.2451 | 123.3023 | 725.1033 | 795.1062 | 741.0329 | 380.662 | 252.6975 | 122.0376 | 370.5164 | 698.6823 | 216.1517 | 176.4349 | 899.1662 | 644.2774 | 795.1062 | 644.2774 | 2009 | 16 | 2 | 2017-02-22 16:00 | WEEKDAY | 34.0339 | 1.96 | 395.572 | 383.7048 | 0 | 383.7048 | 2887.4642 | 0 | 0 | NA | 96.25%
| 17 | 3 | 2017-03-25 17:00 | 104.3963 | 1183.2262 | 128.2966 | 429.4735 | 817.5178 | 597.589 | 31.4513 | 236.0439 | 261.7632 | 298.7945 | 596.7068 | 146.485 | 150.6835 | 550.7422 | 104.3963 | 817.5178 | 104.3963 | 2010 | 17 | 2 | 2017-02-22 17:00 | WEEKDAY | 28.0215 | 19.93 | 37.2542 | 0 | 0 | 0 | 2887.4642 | 0 | 0 | NA | 96.25%
| 18 | 3 | 2017-03-25 18:00 | 0 | 144.5759 | 69.2349 | 39.8158 | 102.0218 | 73.0181 | 5.7236 | 59.426 | 397.0637 | 36.5091 | 110.0883 | 17.5486 | 27.8001 | 41.0725 | 0 | 102.0218 | 0 | 2011 | 18 | 2 | 2017-02-22 18:00 | WEEKDAY | 27.5845 | 19.93 | 11.0262 | 0 | 0 | 0 | 2924.7184 | 0 | 0 | NA | 97.49%
| 19 | 3 | 2017-03-25 19:00 | 0 | 0 | 0 | 0 | 0 | 0 | 0 | 0 | 0 | 0 | 0 | 0 | 0 | 0 | 0 | 0 | 0 | 2012 | 19 | 2 | 2017-02-22 19:00 | WEEKDAY | 24.9346 | 19.93 | 0 | 0 | 0 | 0 | 2935.7446 | 0 | 0 | NA | 97.86%
| 20 | 3 | 2017-03-25 20:00 | 0 | 0 | 0 | 0 | 0 | 0 | 0 | 0 | 0 | 0 | 0 | 0 | 0 | 0 | 0 | 0 | 0 | 2013 | 20 | 2 | 2017-02-22 20:00 | WEEKDAY | 25.0682 | 12.08 | 0 | 0 | 0 | 0 | 2935.7446 | 0 | 0 | NA | 97.86%
| 21 | 3 | 2017-03-25 21:00 | 0 | 0 | 0 | 0 | 0 | 0 | 0 | 0 | 0 | 0 | 0 | 0 | 0 | 0 | 0 | 0 | 0 | 2014 | 21 | 2 | 2017-02-22 21:00 | WEEKDAY | 22.204 | 12.08 | 0 | 0 | 0 | 0 | 2935.7446 | 0 | 0 | NA | 97.86%
| 22 | 3 | 2017-03-25 22:00 | 0 | 0 | 0 | 0 | 0 | 0 | 0 | 0 | 0 | 0 | 0 | 0 | 0 | 0 | 0 | 0 | 0 | 2015 | 22 | 2 | 2017-02-22 22:00 | WEEKDAY | 19.941 | 12.08 | 0 | 0 | 0 | 0 | 2935.7446 | 0 | 0 | NA | 97.86%
| 23 | 3 | 2017-03-25 23:00 | 0 | 0 | 0 | 0 | 0 | 0 | 0 | 0 | 0 | 0 | 0 | 0 | 0 | 0 | 0 | 0 | 0 | 2016 | 23 | 2 | 2017-02-22 23:00 | WEEKDAY | 16.9014 | 2.27 | 0 | 0 | 0 | 0 | 2935.7446 | 0 | 0 | NA | 97.86%
| 0 | 3 | 2017-03-26 | 0 | 0 | 0 | 0 | 0 | 0 | 0 | 0 | 0 | 0 | 0 | 0 | 0 | 0 | 0 | 0 | 0 | 2017 | 0 | 2 | 2017-02-23 | WEEKDAY | 12.9934 | 2.27 | 0 | 0 | 0 | 0 | 2935.7446 | 0 | 0 | NA | 97.86%
| 1 | 3 | 2017-03-26 01:00 | 0 | 0 | 0 | 0 | 0 | 0 | 0 | 0 | 0 | 0 | 0 | 0 | 0 | 0 | 0 | 0 | 0 | 2018 | 1 | 2 | 2017-02-23 01:00 | WEEKDAY | 1.3361 | 2.27 | 0 | 0 | 0 | 0 | 2935.7446 | 0 | 0 | NA | 97.86%
| 2 | 3 | 2017-03-26 02:00 | 0 | 0 | 0 | 0 | 0 | 0 | 0 | 0 | 0 | 0 | 0 | 0 | 0 | 0 | 0 | 0 | 0 | 2019 | 2 | 2 | 2017-02-23 02:00 | WEEKDAY | 0.0027835 | 2.27 | 0 | 0 | 0 | 0 | 2935.7446 | 0 | 0 | NA | 97.86%
| 3 | 3 | 2017-03-26 03:00 | 0 | 0 | 0 | 0 | 0 | 0 | 0 | 0 | 0 | 0 | 0 | 0 | 0 | 0 | 0 | 0 | 0 | 2020 | 3 | 2 | 2017-02-23 03:00 | WEEKDAY | 3.922 | 2.27 | 0 | 0 | 0 | 0 | 2935.7446 | 0 | 0 | NA | 97.86%
| 4 | 3 | 2017-03-26 04:00 | 0 | 0 | 0 | 0 | 0 | 0 | 0 | 0 | 0 | 0 | 0 | 0 | 0 | 0 | 0 | 0 | 0 | 2021 | 4 | 2 | 2017-02-23 04:00 | WEEKDAY | 10.1542 | 2.27 | 0 | 0 | 0 | 0 | 2935.7446 | 0 | 0 | NA | 97.86%
| 5 | 3 | 2017-03-26 05:00 | 0 | 0 | 0 | 0 | 0 | 0 | 0 | 0 | 0 | 0 | 0 | 0 | 0 | 0 | 0 | 0 | 0 | 2022 | 5 | 2 | 2017-02-23 05:00 | WEEKDAY | 18.4741 | 2.27 | 0 | 0 | 0 | 0 | 2935.7446 | 0 | 0 | NA | 97.86%
| 6 | 3 | 2017-03-26 06:00 | 47.148 | 0 | 0 | 0 | 11.139 | 0 | 0 | 2.1054 | 0 | 0 | 0 | 2.458 | 0 | 2.3356 | 47.148 | 11.139 | 47.148 | 2023 | 6 | 2 | 2017-02-23 06:00 | WEEKDAY | 21.5192 | 20.45 | 0 | 0 | 0 | 0 | 2935.7446 | 0 | 0 | NA | 97.86%
| 7 | 3 | 2017-03-26 07:00 | 79.381 | 47.2461 | 102.0268 | 46.5155 | 160.9182 | 23.8617 | 0 | 87.3764 | 14.5309 | 11.9308 | 391.0099 | 98.5504 | 98.7399 | 383.4525 | 79.381 | 160.9182 | 79.381 | 2024 | 7 | 2 | 2017-02-23 07:00 | WEEKDAY | 19.8102 | 20.45 | 2.7737 | 0 | 0 | 0 | 2935.7446 | 0 | 0 | NA | 97.86%
| 8 | 3 | 2017-03-26 08:00 | 367.673 | 120.0013 | 323.3611 | 98.9237 | 357.503 | 60.6067 | 21.8773 | 215.5273 | 33.8929 | 30.3034 | 868.5138 | 223.9639 | 219.3217 | 268.5638 | 367.673 | 357.503 | 367.673 | 2025 | 8 | 2 | 2017-02-23 08:00 | WEEKDAY | 20.506 | 20.45 | 27.5565 | 0 | 0 | 0 | 2938.5183 | 0 | 0 | NA | 97.95%
| 9 | 3 | 2017-03-26 09:00 | 509.0688 | 209.244 | 668.2947 | 146.9408 | 501.2359 | 105.6788 | 8.1105 | 343.8595 | 125.843 | 52.8394 | 990.0001 | 250 | 250 | 250.9973 | 509.0688 | 501.2359 | 509.0688 | 2026 | 9 | 2 | 2017-02-23 09:00 | WEEKDAY | 22.6271 | 11.33 | 13.4981 | 0 | 0 | 0 | 2966.0748 | 0 | 0 | NA | 98.87%
| 10 | 3 | 2017-03-26 10:00 | 355.9998 | 295.4582 | 816.6334 | 232.8921 | 705.6366 | 149.2213 | 65.2118 | 466.9415 | 162.7883 | 74.6106 | 990.0001 | 250 | 250 | 446.7462 | 355.9998 | 705.6366 | 355.9998 | 2027 | 10 | 2 | 2017-02-23 10:00 | WEEKDAY | 20.8289 | 11.33 | 71.7261 | 69.5743 | 0 | 69.5743 | 2979.5729 | 0 | 0 | NA | 99.32%
| 11 | 3 | 2017-03-26 11:00 | 323.3123 | 441.8827 | 946.3657 | 275.9254 | 817.1015 | 223.1731 | 67.3212 | 562.0107 | 721.8963 | 111.5865 | 990.0001 | 250 | 250 | 624.2366 | 323.3123 | 817.1015 | 323.3123 | 2028 | 11 | 2 | 2017-02-23 11:00 | WEEKDAY | 19.8464 | 11.33 | 73.8799 | 71.6635 | 0 | 71.6635 | 2979.5729 | 0 | 0 | NA | 99.32%
| 12 | 3 | 2017-03-26 12:00 | 579.3463 | 481.2759 | 832.9116 | 296.231 | 971.0274 | 243.0686 | 174.568 | 607.4866 | 976.4117 | 121.5343 | 962.6797 | 247.3496 | 243.1009 | 818.901 | 579.3463 | 971.0274 | 579.3463 | 2029 | 12 | 2 | 2017-02-23 12:00 | WEEKDAY | 19.3091 | 11.33 | 183.538 | 178.0319 | 0 | 178.0319 | 2979.5729 | 0 | 0 | NA | 99.32%
| 13 | 3 | 2017-03-26 13:00 | 545.0284 | 550.7624 | 652.4555 | 280.7091 | 851.0965 | 278.1628 | 392.647 | 576.26 | 744.9008 | 139.0814 | 990.0001 | 247.4045 | 250 | 852.617 | 545.0284 | 851.0965 | 545.0284 | 2030 | 13 | 2 | 2017-02-23 13:00 | WEEKDAY | 18.0371 | 11.33 | 408.106 | 395.8628 | 0 | 395.8628 | 2979.5729 | 0 | 0 | NA | 99.32%
| 14 | 3 | 2017-03-26 14:00 | 210.484 | 979.5307 | 857.0077 | 241.4468 | 759.6346 | 494.7125 | 55.778 | 489.7108 | 990 | 247.3562 | 990.0001 | 249.5414 | 250 | 901.8286 | 210.484 | 759.6346 | 210.484 | 2031 | 14 | 2 | 2017-02-23 14:00 | WEEKDAY | 15.8186 | 1.96 | 62.1169 | 60.2534 | 0 | 60.2534 | 2979.5729 | 0 | 0 | NA | 99.32%
| 15 | 3 | 2017-03-26 15:00 | 170.7273 | 447.5952 | 628.4818 | 353.2677 | 642.6561 | 226.0582 | 241.007 | 366.3387 | 990 | 113.0291 | 990.0001 | 215.0128 | 250 | 892.0105 | 170.7273 | 642.6561 | 170.7273 | 2032 | 15 | 2 | 2017-02-23 15:00 | WEEKDAY | 15.6572 | 1.96 | 251.74 | 244.1878 | 0 | 244.1878 | 2979.5729 | 0 | 0 | NA | 99.32%
| 16 | 3 | 2017-03-26 16:00 | 492.4842 | 1110.3656 | 447.7052 | 58.4989 | 484.3491 | 560.7907 | 299.233 | 246.393 | 990 | 280.3953 | 930.0418 | 214.4285 | 234.859 | 818.4847 | 492.4842 | 484.3491 | 492.4842 | 2033 | 16 | 2 | 2017-02-23 16:00 | WEEKDAY | 15.4651 | 1.96 | 311.677 | 302.3267 | 0 | 302.3267 | 2979.5729 | 0 | 0 | NA | 99.32%
| 17 | 3 | 2017-03-26 17:00 | 77.1929 | 807.7923 | 75.6832 | 99.2108 | 138.6221 | 407.9759 | 12.1523 | 111.3943 | 990.0807 | 203.988 | 657.0528 | 149.9454 | 165.9224 | 441.269 | 77.1929 | 138.6221 | 77.1929 | 2034 | 17 | 2 | 2017-02-23 17:00 | WEEKDAY | 14.6551 | 19.93 | 17.6559 | 0 | 0 | 0 | 2979.5729 | 0 | 0 | NA | 99.32%
| 18 | 3 | 2017-03-26 18:00 | 0 | 83.314 | 26.4049 | 11.5296 | 68.2651 | 42.0778 | 0 | 20.3225 | 614.8461 | 21.0389 | 107.3263 | 23.1029 | 27.1026 | 27.6269 | 0 | 68.2651 | 0 | 2035 | 18 | 2 | 2017-02-23 18:00 | WEEKDAY | 19.8352 | 19.93 | 2.1297 | 0 | 0 | 0 | 2997.2288 | 0 | 0 | NA | 99.91%
| 19 | 3 | 2017-03-26 19:00 | 0 | 0 | 0 | 0 | 0 | 0 | 0 | 0 | 0 | 0 | 0 | 0 | 0 | 0 | 0 | 0 | 0 | 2036 | 19 | 2 | 2017-02-23 19:00 | WEEKDAY | 19.4316 | 19.93 | 0 | 0 | 0 | 0 | 2999.3585 | 0 | 0 | NA | 99.98%
| 20 | 3 | 2017-03-26 20:00 | 0 | 0 | 0 | 0 | 0 | 0 | 0 | 0 | 0 | 0 | 0 | 0 | 0 | 0 | 0 | 0 | 0 | 2037 | 20 | 2 | 2017-02-23 20:00 | WEEKDAY | 19.092 | 12.08 | 0 | 0 | 0 | 0 | 2999.3585 | 0 | 0 | NA | 99.98%
| 21 | 3 | 2017-03-26 21:00 | 0 | 0 | 0 | 0 | 0 | 0 | 0 | 0 | 0 | 0 | 0 | 0 | 0 | 0 | 0 | 0 | 0 | 2038 | 21 | 2 | 2017-02-23 21:00 | WEEKDAY | 19.3064 | 12.08 | 0 | 0 | 0 | 0 | 2999.3585 | 0 | 0 | NA | 99.98%
| 22 | 3 | 2017-03-26 22:00 | 0 | 0 | 0 | 0 | 0 | 0 | 0 | 0 | 0 | 0 | 0 | 0 | 0 | 0 | 0 | 0 | 0 | 2039 | 22 | 2 | 2017-02-23 22:00 | WEEKDAY | 17.1269 | 12.08 | 0 | 0 | 0 | 0 | 2999.3585 | 0 | 0 | NA | 99.98%
| 23 | 3 | 2017-03-26 23:00 | 0 | 0 | 0 | 0 | 0 | 0 | 0 | 0 | 0 | 0 | 0 | 0 | 0 | 0 | 0 | 0 | 0 | 2040 | 23 | 2 | 2017-02-23 23:00 | WEEKDAY | 8.9239 | 2.27 | 0 | 0 | 0 | 0 | 2999.3585 | 0 | 0 | NA | 99.98%
| 0 | 3 | 2017-03-27 | 0 | 0 | 0 | 0 | 0 | 0 | 0 | 0 | 0 | 0 | 0 | 0 | 0 | 0 | 0 | 0 | 0 | 2041 | 0 | 2 | 2017-02-24 | WEEKDAY | 13.6113 | 2.27 | 0 | 0 | 0 | 0 | 2999.3585 | 0 | 0 | NA | 99.98%
| 1 | 3 | 2017-03-27 01:00 | 0 | 0 | 0 | 0 | 0 | 0 | 0 | 0 | 0 | 0 | 0 | 0 | 0 | 0 | 0 | 0 | 0 | 2042 | 1 | 2 | 2017-02-24 01:00 | WEEKDAY | 13.3163 | 2.27 | 0 | 0 | 0 | 0 | 2999.3585 | 0 | 0 | NA | 99.98%
| 2 | 3 | 2017-03-27 02:00 | 0 | 0 | 0 | 0 | 0 | 0 | 0 | 0 | 0 | 0 | 0 | 0 | 0 | 0 | 0 | 0 | 0 | 2043 | 2 | 2 | 2017-02-24 02:00 | WEEKDAY | 11.6016 | 2.27 | 0 | 0 | 0 | 0 | 2999.3585 | 0 | 0 | NA | 99.98%
| 3 | 3 | 2017-03-27 03:00 | 0 | 0 | 0 | 0 | 0 | 0 | 0 | 0 | 0 | 0 | 0 | 0 | 0 | 0 | 0 | 0 | 0 | 2044 | 3 | 2 | 2017-02-24 03:00 | WEEKDAY | 8.5843 | 2.27 | 0 | 0 | 0 | 0 | 2999.3585 | 0 | 0 | NA | 99.98%
| 4 | 3 | 2017-03-27 04:00 | 0 | 0 | 0 | 0 | 0 | 0 | 0 | 0 | 0 | 0 | 0 | 0 | 0 | 0 | 0 | 0 | 0 | 2045 | 4 | 2 | 2017-02-24 04:00 | WEEKDAY | 5.4696 | 2.27 | 0 | 0 | 0 | 0 | 2999.3585 | 0 | 0 | NA | 99.98%
| 5 | 3 | 2017-03-27 05:00 | 0 | 0 | 0 | 0 | 0 | 0 | 0 | 0 | 0 | 0 | 0 | 0 | 0 | 0 | 0 | 0 | 0 | 2046 | 5 | 2 | 2017-02-24 05:00 | WEEKDAY | 3.8162 | 2.27 | 0 | 0 | 0 | 0 | 2999.3585 | 0 | 0 | NA | 99.98%
| 6 | 3 | 2017-03-27 06:00 | 254.5976 | 0.6409 | 0 | 0 | 26.7407 | 0.32369 | 0 | 0 | 0 | 0.16184 | 0 | 1.1404 | 0 | 0 | 254.5976 | 26.7407 | 254.5976 | 2047 | 6 | 2 | 2017-02-24 06:00 | WEEKDAY | 12.4534 | 20.45 | 0 | 0 | 0 | 0 | 2999.3585 | 0 | 0 | NA | 99.98%
| 7 | 3 | 2017-03-27 07:00 | 855.4599 | 239.0506 | 66.0411 | 49.8719 | 214.6068 | 120.7326 | 0 | 56.053 | 702.0676 | 60.3663 | 383.1486 | 9.5609 | 96.7547 | 52.2556 | 855.4599 | 214.6068 | 855.4599 | 2048 | 7 | 2 | 2017-02-24 07:00 | WEEKDAY | 15.223 | 20.45 | 2.847 | 2.7616 | 0 | 2.7616 | 2999.3585 | 0 | 0 | NA | 99.98%
| 8 | 3 | 2017-03-27 08:00 | 990.0001 | 1033.4636 | 79.8949 | 103.9559 | 200.2523 | 521.9513 | 548.594 | 136.715 | 945.2834 | 260.9757 | 816.6667 | 48.8075 | 206.229 | 54.5128 | 990.0001 | 200.2523 | 990.0001 | 2049 | 8 | 2 | 2017-02-24 08:00 | WEEKDAY | 17.1631 | 20.45 | 570.165 | 553.06 | 0 | 553.06 | 2999.3585 | 0 | 0 | NA | 99.98%
| 9 | 3 | 2017-03-27 09:00 | 990.0001 | 1667.2453 | 146.5691 | 187.8288 | 662.5071 | 842.0431 | 443.003 | 226.1842 | 990 | 421.0215 | 975.5492 | 55.713 | 246.3508 | 87.5176 | 990.0001 | 662.5071 | 990.0001 | 2050 | 9 | 2 | 2017-02-24 09:00 | WEEKDAY | 18.733 | 11.33 | 460.348 | 446.5376 | 0 | 446.5376 | 2999.3585 | 0 | 0 | NA | 99.98%
| 10 | 3 | 2017-03-27 10:00 | 990.0001 | 1155.4821 | 204.6758 | 243.089 | 834.5397 | 583.5768 | 529.867 | 315.1362 | 990 | 291.7884 | 990.0001 | 74.8679 | 250 | 389.449 | 990.0001 | 834.5397 | 990.0001 | 2051 | 10 | 2 | 2017-02-24 10:00 | WEEKDAY | 21.2799 | 11.33 | 550.61 | 534.0917 | 0 | 534.0917 | 2999.3585 | 0 | 0 | NA | 99.98%
| 11 | 3 | 2017-03-27 11:00 | 977.135 | 682.1111 | 259.7486 | 288.8517 | 584.5174 | 344.5005 | 425.255 | 385.9929 | 970.7469 | 172.2503 | 986.6056 | 96.5029 | 249.1428 | 973.9334 | 977.135 | 584.5174 | 977.135 | 2052 | 11 | 2 | 2017-02-24 11:00 | WEEKDAY | 21.9757 | 11.33 | 441.897 | 428.6401 | 0 | 428.6401 | 2999.3585 | 0 | 0 | NA | 99.98%
| 12 | 3 | 2017-03-27 12:00 | 882.2628 | 751.078 | 290.5279 | 308.5007 | 938.2645 | 379.3323 | 483.072 | 421.4189 | 958.1728 | 189.6662 | 990.0001 | 145.4837 | 250 | 973.5441 | 882.2628 | 938.2645 | 882.2628 | 2053 | 12 | 2 | 2017-02-24 12:00 | WEEKDAY | 22.6048 | 11.33 | 501.871 | 486.8149 | 0 | 486.8149 | 2999.3585 | 0 | 0 | NA | 99.98%
| 13 | 3 | 2017-03-27 13:00 | 851.7862 | 1625.0098 | 284.9387 | 807.6651 | 979.8457 | 820.712 | 624.562 | 396.9197 | 955.6935 | 410.356 | 960.946 | 119.5022 | 242.6631 | 971.0951 | 851.7862 | 979.8457 | 851.7862 | 2054 | 13 | 2 | 2017-02-24 13:00 | WEEKDAY | 22.7996 | 11.33 | 649.356 | 629.8753 | 0 | 629.8753 | 2999.3585 | 0 | 0 | NA | 99.98%
| 14 | 3 | 2017-03-27 14:00 | 964.7543 | 619.1989 | 250.8727 | 250.5709 | 871.7157 | 312.7267 | 511.124 | 403.1855 | 966.1986 | 156.3634 | 948.2335 | 140.6691 | 239.4529 | 990.0001 | 964.7543 | 871.7157 | 964.7543 | 2055 | 14 | 2 | 2017-02-24 14:00 | WEEKDAY | 22.8331 | 1.96 | 531.003 | 515.0729 | 0 | 515.0729 | 2999.3585 | 0 | 0 | NA | 99.98%
| 15 | 3 | 2017-03-27 15:00 | 953.417 | 477.4281 | 429.8694 | 252.4309 | 665.8498 | 241.1253 | 990 | 297.2827 | 968.513 | 120.5626 | 963.6324 | 113.22 | 243.3415 | 937.0177 | 953.417 | 665.8498 | 953.417 | 2056 | 15 | 2 | 2017-02-24 15:00 | WEEKDAY | 22.975 | 1.96 | 1102.6 | 990 | 0 | 990 | 2999.3585 | 0 | 0 | NA | 99.98%
| 16 | 3 | 2017-03-27 16:00 | 798.8279 | 627.4335 | 132.5675 | 141.6112 | 461.1823 | 316.8856 | 990 | 193.2648 | 950.8134 | 158.4428 | 953.3014 | 75.4085 | 240.7327 | 875.3846 | 798.8279 | 461.1823 | 798.8279 | 2057 | 16 | 2 | 2017-02-24 16:00 | WEEKDAY | 22.9054 | 1.96 | 1086.41 | 990 | 0 | 990 | 2999.3585 | 0 | 0 | NA | 99.98%
| 17 | 3 | 2017-03-27 17:00 | 199.2608 | 604.3813 | 119.0477 | 276.8536 | 287.1362 | 305.2431 | 926.587 | 87.7131 | 824.1586 | 152.6215 | 686.2235 | 30.6724 | 173.2888 | 559.9749 | 199.2608 | 287.1362 | 199.2608 | 2058 | 17 | 2 | 2017-02-24 17:00 | WEEKDAY | 22.0342 | 19.93 | 967.501 | 938.476 | 0 | 938.476 | 2999.3585 | 0 | 0 | NA | 99.98%
| 18 | 3 | 2017-03-27 18:00 | 0 | 125.775 | 57.7678 | 24.7415 | 56.0704 | 63.5227 | 609.816 | 15.8642 | 602.7076 | 31.7614 | 113.4506 | 4.0229 | 28.6491 | 42.6074 | 0 | 56.0704 | 0 | 2059 | 18 | 2 | 2017-02-24 18:00 | WEEKDAY | 21.6918 | 19.93 | 633.964 | 614.9451 | 0 | 614.9451 | 2999.3585 | 0 | 0 | NA | 99.98%
| 19 | 3 | 2017-03-27 19:00 | 0 | 0 | 0 | 0 | 0 | 0 | 0 | 0 | 0 | 0 | 0 | 0 | 0 | 0 | 0 | 0 | 0 | 2060 | 19 | 2 | 2017-02-24 19:00 | WEEKDAY | 20.4699 | 19.93 | 0 | 0 | 0 | 0 | 2999.3585 | 0 | 0 | NA | 99.98%
| 20 | 3 | 2017-03-27 20:00 | 0 | 0 | 0 | 0 | 0 | 0 | 0 | 0 | 0 | 0 | 0 | 0 | 0 | 0 | 0 | 0 | 0 | 2061 | 20 | 2 | 2017-02-24 20:00 | WEEKDAY | 16.7901 | 12.08 | 0 | 0 | 0 | 0 | 2999.3585 | 0 | 0 | NA | 99.98%
| 21 | 3 | 2017-03-27 21:00 | 0 | 0 | 0 | 0 | 0 | 0 | 0 | 0 | 0 | 0 | 0 | 0 | 0 | 0 | 0 | 0 | 0 | 2062 | 21 | 2 | 2017-02-24 21:00 | WEEKDAY | 1.8204 | 12.08 | 0 | 0 | 0 | 0 | 2999.3585 | 0 | 0 | NA | 99.98%
| 22 | 3 | 2017-03-27 22:00 | 0 | 0 | 0 | 0 | 0 | 0 | 0 | 0 | 0 | 0 | 0 | 0 | 0 | 0 | 0 | 0 | 0 | 2063 | 22 | 2 | 2017-02-24 22:00 | WEEKDAY | 3.6102 | 12.08 | 0 | 0 | 0 | 0 | 2999.3585 | 0 | 0 | NA | 99.98%
| 23 | 3 | 2017-03-27 23:00 | 0 | 0 | 0 | 0 | 0 | 0 | 0 | 0 | 0 | 0 | 0 | 0 | 0 | 0 | 0 | 0 | 0 | 2064 | 23 | 2 | 2017-02-24 23:00 | WEEKDAY | 14.3016 | 2.27 | 0 | 0 | 0 | 0 | 2999.3585 | 0 | 0 | NA | 99.98%
| 0 | 3 | 2017-03-28 | 0 | 0 | 0 | 0 | 0 | 0 | 0 | 0 | 0 | 0 | 0 | 0 | 0 | 0 | 0 | 0 | 0 | 2065 | 0 | 2 | 2017-02-25 | WEEKEND | 12.7568 | 2.27 | 0 | 0 | 0 | 0 | 2999.3585 | 0 | 0 | NA | 99.98%
| 1 | 3 | 2017-03-28 01:00 | 0 | 0 | 0 | 0 | 0 | 0 | 0 | 0 | 0 | 0 | 0 | 0 | 0 | 0 | 0 | 0 | 0 | 2066 | 1 | 2 | 2017-02-25 01:00 | WEEKEND | 4.384 | 2.27 | 0 | 0 | 0 | 0 | 2999.3585 | 0 | 0 | NA | 99.98%
| 2 | 3 | 2017-03-28 02:00 | 0 | 0 | 0 | 0 | 0 | 0 | 0 | 0 | 0 | 0 | 0 | 0 | 0 | 0 | 0 | 0 | 0 | 2067 | 2 | 2 | 2017-02-25 02:00 | WEEKEND | 3.9609 | 2.27 | 0 | 0 | 0 | 0 | 2999.3585 | 0 | 0 | NA | 99.98%
| 3 | 3 | 2017-03-28 03:00 | 0 | 0 | 0 | 0 | 0 | 0 | 0 | 0 | 0 | 0 | 0 | 0 | 0 | 0 | 0 | 0 | 0 | 2068 | 3 | 2 | 2017-02-25 03:00 | WEEKEND | 12.6761 | 2.27 | 0 | 0 | 0 | 0 | 2999.3585 | 0 | 0 | NA | 99.98%
| 4 | 3 | 2017-03-28 04:00 | 0 | 0 | 0 | 0 | 0 | 0 | 0 | 0 | 0 | 0 | 0 | 0 | 0 | 0 | 0 | 0 | 0 | 2069 | 4 | 2 | 2017-02-25 04:00 | WEEKEND | 16.6453 | 2.27 | 0 | 0 | 0 | 0 | 2999.3585 | 0 | 0 | NA | 99.98%
| 5 | 3 | 2017-03-28 05:00 | 0 | 0 | 0 | 0 | 0 | 0 | 0 | 0 | 0 | 0 | 0 | 0 | 0 | 0 | 0 | 0 | 0 | 2070 | 5 | 2 | 2017-02-25 05:00 | WEEKEND | 17.8812 | 2.27 | 0 | 0 | 0 | 0 | 2999.3585 | 0 | 0 | NA | 99.98%
| 6 | 3 | 2017-03-28 06:00 | 23.1624 | 16.3373 | 0 | 10.0389 | 41.4631 | 8.2512 | 0 | 16.1959 | 88.2274 | 4.1256 | 0 | 2.0851 | 0 | 11.6088 | 23.1624 | 41.4631 | 23.1624 | 2071 | 6 | 2 | 2017-02-25 06:00 | WEEKEND | 20.3864 | 2.27 | 0 | 0 | 0 | 0 | 2999.3585 | 0 | 0 | NA | 99.98%
| 7 | 3 | 2017-03-28 07:00 | 100.1018 | 824.9582 | 191.5367 | 146.1437 | 786.1429 | 416.6456 | 468.717 | 548.4669 | 676.5061 | 208.3228 | 393.0662 | 46.3996 | 99.2591 | 519.7196 | 100.1018 | 786.1429 | 100.1018 | 2072 | 7 | 2 | 2017-02-25 07:00 | WEEKEND | 23.2812 | 2.27 | 486.973 | 472.3638 | 0 | 472.3638 | 2999.3585 | 0 | 0 | NA | 99.98%
| 8 | 3 | 2017-03-28 08:00 | 161.4168 | 1804.9478 | 709.0029 | 920.4441 | 1667.5001 | 911.5898 | 900.473 | 1429.5053 | 890.688 | 455.7949 | 890.4089 | 30.676 | 224.8507 | 890.0533 | 161.4168 | 1667.5001 | 161.4168 | 2073 | 8 | 2 | 2017-02-25 08:00 | WEEKEND | 24.5505 | 2.27 | 939.776 | 911.5827 | 0 | 911.5827 | 2999.3585 | 0 | 0 | NA | 99.98%
| 9 | 3 | 2017-03-28 09:00 | 210.8552 | 1980.0001 | 932.1562 | 990.0001 | 1845.3236 | 1000.0001 | 990 | 1739.0928 | 976.5572 | 500 | 990.0001 | 70.5868 | 250 | 898.9613 | 210.8552 | 1845.3236 | 210.8552 | 2074 | 9 | 2 | 2017-02-25 09:00 | WEEKEND | 23.1587 | 2.27 | 1052.48 | 990 | 0 | 990 | 2999.3585 | 0 | 0 | NA | 99.98%
| 10 | 3 | 2017-03-28 10:00 | 258.6424 | 1980.0001 | 990.0001 | 990.0001 | 1880.575 | 1000.0001 | 990 | 1874.0068 | 989.8462 | 500 | 990.0001 | 144.5528 | 250 | 959.9328 | 258.6424 | 1880.575 | 258.6424 | 2075 | 10 | 2 | 2017-02-25 10:00 | WEEKEND | 23.078 | 2.27 | 1077.15 | 990 | 0 | 990 | 2999.3585 | 0 | 0 | NA | 99.98%
| 11 | 3 | 2017-03-28 11:00 | 355.0996 | 1956.7888 | 990.0001 | 990.0001 | 1975.2422 | 988.2772 | 990 | 1940.1295 | 973.9673 | 494.1386 | 953.0124 | 148.3118 | 240.6597 | 957.283 | 355.0996 | 1975.2422 | 355.0996 | 2076 | 11 | 2 | 2017-02-25 11:00 | WEEKEND | 22.8776 | 2.27 | 1041 | 990 | 0 | 990 | 2999.3585 | 0 | 0 | NA | 99.98%
| 12 | 3 | 2017-03-28 12:00 | 351.8391 | 1768.7635 | 973.1982 | 990.0001 | 1936.562 | 893.3149 | 982.801 | 1822.8804 | 966.9833 | 446.6574 | 961.3229 | 110.9699 | 242.7583 | 934.2822 | 351.8391 | 1936.562 | 351.8391 | 2077 | 12 | 2 | 2017-02-25 12:00 | WEEKEND | 22.6299 | 2.27 | 1027.05 | 990 | 0 | 990 | 2999.3585 | 0 | 0 | NA | 99.98%
| 13 | 3 | 2017-03-28 13:00 | 315.3553 | 1755.6492 | 990.0001 | 990.0001 | 1791.9172 | 886.6915 | 977.227 | 1744.0689 | 967.1356 | 443.3458 | 933.1944 | 162.3753 | 235.6552 | 933.5891 | 315.3553 | 1791.9172 | 315.3553 | 2078 | 13 | 2 | 2017-02-25 13:00 | WEEKEND | 22.0537 | 2.27 | 1021.1 | 990 | 0 | 990 | 2999.3585 | 0 | 0 | NA | 99.98%
| 14 | 3 | 2017-03-28 14:00 | 255.2381 | 1923.2922 | 990.0001 | 990.0001 | 1525.8189 | 971.3597 | 990 | 1868.0407 | 981.3587 | 485.6798 | 951.4537 | 64.5861 | 240.2661 | 948.8028 | 255.2381 | 1525.8189 | 255.2381 | 2079 | 14 | 2 | 2017-02-25 14:00 | WEEKEND | 21.8449 | 2.27 | 1034.82 | 990 | 0 | 990 | 2999.3585 | 0 | 0 | NA | 99.98%
| 15 | 3 | 2017-03-28 15:00 | 195.5156 | 1864.5216 | 990.0001 | 990.0001 | 1761.9526 | 941.6776 | 990 | 1790.6551 | 984.0456 | 470.8388 | 884.1767 | 49.1435 | 223.2769 | 958.8477 | 195.5156 | 1761.9526 | 195.5156 | 2080 | 15 | 2 | 2017-02-25 15:00 | WEEKEND | 20.9737 | 2.27 | 1059.42 | 990 | 0 | 990 | 2999.3585 | 0 | 0 | NA | 99.98%
| 16 | 3 | 2017-03-28 16:00 | 119.4926 | 1764.3889 | 884.1113 | 920.4593 | 1610.4351 | 891.1055 | 990 | 1154.1966 | 961.4349 | 445.5528 | 602.5102 | 42.2356 | 152.149 | 858.9111 | 119.4926 | 1610.4351 | 119.4926 | 2081 | 16 | 2 | 2017-02-25 16:00 | WEEKEND | 20.3947 | 2.27 | 1042.99 | 990 | 0 | 990 | 2999.3585 | 0 | 0 | NA | 99.98%
| 17 | 3 | 2017-03-28 17:00 | 117.2183 | 1361.9102 | 609.7498 | 614.0028 | 1234.9555 | 687.8334 | 712.027 | 610.6196 | 844.9922 | 343.9167 | 442.1191 | 25.3621 | 111.6462 | 539.9768 | 117.2183 | 1234.9555 | 117.2183 | 2082 | 17 | 2 | 2017-02-25 17:00 | WEEKEND | 20.1414 | 2.27 | 740.91 | 718.6827 | 0 | 718.6827 | 2999.3585 | 0 | 0 | NA | 99.98%
| 18 | 3 | 2017-03-28 18:00 | 0 | 183.3095 | 86.9928 | 64.3738 | 167.3448 | 92.5805 | 419.504 | 59.0575 | 584.4483 | 46.2903 | 35.3957 | 5.5098 | 8.9383 | 40.048 | 0 | 167.3448 | 0 | 2083 | 18 | 2 | 2017-02-25 18:00 | WEEKEND | 22.6827 | 2.27 | 435.835 | 422.7599 | 0 | 422.7599 | 2999.3585 | 0 | 0 | NA | 99.98%
| 19 | 3 | 2017-03-28 19:00 | 0 | 0 | 0 | 0 | 0 | 0 | 0 | 0 | 0 | 0 | 0 | 0 | 0 | 0 | 0 | 0 | 0 | 2084 | 19 | 2 | 2017-02-25 19:00 | WEEKEND | 20.1971 | 2.27 | 0 | 0 | 0 | 0 | 2999.3585 | 0 | 0 | NA | 99.98%
| 20 | 3 | 2017-03-28 20:00 | 0 | 0 | 0 | 0 | 0 | 0 | 0 | 0 | 0 | 0 | 0 | 0 | 0 | 0 | 0 | 0 | 0 | 2085 | 20 | 2 | 2017-02-25 20:00 | WEEKEND | 18.7747 | 2.27 | 0 | 0 | 0 | 0 | 2999.3585 | 0 | 0 | NA | 99.98%
| 21 | 3 | 2017-03-28 21:00 | 0 | 0 | 0 | 0 | 0 | 0 | 0 | 0 | 0 | 0 | 0 | 0 | 0 | 0 | 0 | 0 | 0 | 2086 | 21 | 2 | 2017-02-25 21:00 | WEEKEND | 18.5854 | 2.27 | 0 | 0 | 0 | 0 | 2999.3585 | 0 | 0 | NA | 99.98%
| 22 | 3 | 2017-03-28 22:00 | 0 | 0 | 0 | 0 | 0 | 0 | 0 | 0 | 0 | 0 | 0 | 0 | 0 | 0 | 0 | 0 | 0 | 2087 | 22 | 2 | 2017-02-25 22:00 | WEEKEND | 15.6628 | 2.27 | 0 | 0 | 0 | 0 | 2999.3585 | 0 | 0 | NA | 99.98%
| 23 | 3 | 2017-03-28 23:00 | 0 | 0 | 0 | 0 | 0 | 0 | 0 | 0 | 0 | 0 | 0 | 0 | 0 | 0 | 0 | 0 | 0 | 2088 | 23 | 2 | 2017-02-25 23:00 | WEEKEND | 16.1165 | 2.27 | 0 | 0 | 0 | 0 | 2999.3585 | 0 | 0 | NA | 99.98%
| 0 | 3 | 2017-03-29 | 0 | 0 | 0 | 0 | 0 | 0 | 0 | 0 | 0 | 0 | 0 | 0 | 0 | 0 | 0 | 0 | 0 | 2089 | 0 | 2 | 2017-02-26 | WEEKEND | 14.4102 | 2.27 | 0 | 0 | 0 | 0 | 2999.3585 | 0 | 0 | NA | 99.98%
| 1 | 3 | 2017-03-29 01:00 | 0 | 0 | 0 | 0 | 0 | 0 | 0 | 0 | 0 | 0 | 0 | 0 | 0 | 0 | 0 | 0 | 0 | 2090 | 1 | 2 | 2017-02-26 01:00 | WEEKEND | 13.1715 | 2.27 | 0 | 0 | 0 | 0 | 2999.3585 | 0 | 0 | NA | 99.98%
| 2 | 3 | 2017-03-29 02:00 | 0 | 0 | 0 | 0 | 0 | 0 | 0 | 0 | 0 | 0 | 0 | 0 | 0 | 0 | 0 | 0 | 0 | 2091 | 2 | 2 | 2017-02-26 02:00 | WEEKEND | 10.9559 | 2.27 | 0 | 0 | 0 | 0 | 2999.3585 | 0 | 0 | NA | 99.98%
| 3 | 3 | 2017-03-29 03:00 | 0 | 0 | 0 | 0 | 0 | 0 | 0 | 0 | 0 | 0 | 0 | 0 | 0 | 0 | 0 | 0 | 0 | 2092 | 3 | 2 | 2017-02-26 03:00 | WEEKEND | 13.6447 | 2.27 | 0 | 0 | 0 | 0 | 2999.3585 | 0 | 0 | NA | 99.98%
| 4 | 3 | 2017-03-29 04:00 | 0 | 0 | 0 | 0 | 0 | 0 | 0 | 0 | 0 | 0 | 0 | 0 | 0 | 0 | 0 | 0 | 0 | 2093 | 4 | 2 | 2017-02-26 04:00 | WEEKEND | 15.6934 | 2.27 | 0 | 0 | 0 | 0 | 2999.3585 | 0 | 0 | NA | 99.98%
| 5 | 3 | 2017-03-29 05:00 | 0 | 0 | 0 | 0 | 0 | 0 | 0 | 0 | 0 | 0 | 0 | 0 | 0 | 0 | 0 | 0 | 0 | 2094 | 5 | 2 | 2017-02-26 05:00 | WEEKEND | 17.7003 | 2.27 | 0 | 0 | 0 | 0 | 2999.3585 | 0 | 0 | NA | 99.98%
| 6 | 3 | 2017-03-29 06:00 | 79.6687 | 9.6524 | 0 | 15.031 | 21.6794 | 4.875 | 0 | 17.5403 | 0 | 2.4375 | 0 | 0.85093 | 0 | 0 | 79.6687 | 21.6794 | 79.6687 | 2095 | 6 | 2 | 2017-02-26 06:00 | WEEKEND | 16.8179 | 2.27 | 0 | 0 | 0 | 0 | 2999.3585 | 0 | 0 | NA | 99.98%
| 7 | 3 | 2017-03-29 07:00 | 252.9378 | 305.5709 | 164.7408 | 222.4452 | 473.7071 | 154.3287 | 30.7506 | 359.4863 | 246.7554 | 77.1644 | 78.5576 | 55.1217 | 19.8378 | 98.3768 | 252.9378 | 473.7071 | 252.9378 | 2096 | 7 | 2 | 2017-02-26 07:00 | WEEKEND | 17.9842 | 2.27 | 36.5871 | 35.4895 | 0 | 35.4895 | 2999.3585 | 0 | 0 | NA | 99.98%
| 8 | 3 | 2017-03-29 08:00 | 496.0688 | 686.2665 | 850.9506 | 428.9848 | 1354.6187 | 346.5992 | 397.005 | 1373.3401 | 401.2871 | 173.2996 | 534.3837 | 131.0135 | 134.9454 | 87.0415 | 496.0688 | 1354.6187 | 496.0688 | 2097 | 8 | 2 | 2017-02-26 08:00 | WEEKEND | 19.9744 | 2.27 | 412.589 | 400.2113 | 0 | 400.2113 | 2999.3585 | 0 | 0 | NA | 99.98%
| 9 | 3 | 2017-03-29 09:00 | 666.9402 | 1571.4776 | 972.1397 | 788.0206 | 1850.9665 | 793.6756 | 558.872 | 1546.7543 | 666.7809 | 396.8378 | 729.4017 | 207.6764 | 184.1923 | 362.4871 | 666.9402 | 1850.9665 | 666.9402 | 2098 | 9 | 2 | 2017-02-26 09:00 | WEEKEND | 21.188 | 2.27 | 580.716 | 563.2945 | 0 | 563.2945 | 2999.3585 | 0 | 0 | NA | 99.98%
| 10 | 3 | 2017-03-29 10:00 | 736.8607 | 1679.9155 | 990.0001 | 963.1748 | 1964.7004 | 848.4422 | 572.351 | 1628.6328 | 711.9955 | 424.2211 | 451.6921 | 219.5096 | 114.0637 | 474.3727 | 736.8607 | 1964.7004 | 736.8607 | 2099 | 10 | 2 | 2017-02-26 10:00 | WEEKEND | 22.396 | 2.27 | 594.74 | 576.8978 | 0 | 576.8978 | 2999.3585 | 0 | 0 | NA | 99.98%
| 11 | 3 | 2017-03-29 11:00 | 582.6049 | 1777.9408 | 850.986 | 900.4106 | 1915.5194 | 897.9499 | 751.917 | 926.1826 | 817.0397 | 448.9749 | 849.9131 | 241.4617 | 214.6245 | 431.0246 | 582.6049 | 1915.5194 | 582.6049 | 2100 | 11 | 2 | 2017-02-26 11:00 | WEEKEND | 24.6507 | 2.27 | 782.877 | 759.3907 | 0 | 759.3907 | 2999.3585 | 0 | 0 | NA | 99.98%
| 12 | 3 | 2017-03-29 12:00 | 725.3205 | 1836.5021 | 856.755 | 941.9252 | 1944.8872 | 927.5263 | 702.065 | 1409.4579 | 989.5513 | 463.7632 | 494.9585 | 229.146 | 124.9895 | 398.4016 | 725.3205 | 1944.8872 | 725.3205 | 2101 | 12 | 2 | 2017-02-26 12:00 | WEEKEND | 25.9033 | 2.27 | 730.461 | 708.5472 | 0 | 708.5472 | 2999.3585 | 0 | 0 | NA | 99.98%
| 13 | 3 | 2017-03-29 13:00 | 941.9849 | 1890.9441 | 882.4321 | 948.6675 | 1980.0001 | 955.0222 | 620.188 | 1713.5091 | 990.0075 | 477.5111 | 451.6821 | 226.4854 | 114.0611 | 527.5677 | 941.9849 | 1980.0001 | 941.9849 | 2102 | 13 | 2 | 2017-02-26 13:00 | WEEKEND | 24.7147 | 2.27 | 644.666 | 625.326 | 0 | 625.326 | 2999.3585 | 0 | 0 | NA | 99.98%
| 14 | 3 | 2017-03-29 14:00 | 937.997 | 1816.4556 | 966.328 | 837.92 | 1980.0001 | 917.4018 | 417.211 | 1135.3124 | 989.9711 | 458.7009 | 162.1187 | 214.3113 | 40.9391 | 235.8366 | 937.997 | 1980.0001 | 937.997 | 2103 | 14 | 2 | 2017-02-26 14:00 | WEEKEND | 24.2805 | 2.27 | 433.411 | 420.4087 | 0 | 420.4087 | 2999.3585 | 0 | 0 | NA | 99.98%
| 15 | 3 | 2017-03-29 15:00 | 894.7059 | 1763.6859 | 889.714 | 752.0257 | 1978.0601 | 890.7504 | 656.246 | 744.3217 | 939.7309 | 445.3752 | 147.9956 | 217.2588 | 37.3726 | 311.4237 | 894.7059 | 1978.0601 | 894.7059 | 2104 | 15 | 2 | 2017-02-26 15:00 | WEEKEND | 23.0084 | 2.27 | 682.412 | 661.9396 | 0 | 661.9396 | 2999.3585 | 0 | 0 | NA | 99.98%
| 16 | 3 | 2017-03-29 16:00 | 826.5813 | 1512.0258 | 744.1873 | 755.3336 | 1711.4588 | 763.6494 | 442.865 | 1169.7791 | 0 | 381.8247 | 173.1257 | 131.996 | 43.7186 | 319.3381 | 826.5813 | 1711.4588 | 826.5813 | 2105 | 16 | 2 | 2017-02-26 16:00 | WEEKEND | 23.0362 | 2.27 | 460.007 | 446.2068 | 0 | 446.2068 | 2999.3585 | 0 | 0 | NA | 99.98%
| 17 | 3 | 2017-03-29 17:00 | 226.9422 | 834.5952 | 362.0823 | 430.6697 | 1042.9317 | 421.5127 | 222.806 | 517.6043 | 866.0325 | 210.7564 | 541.3748 | 94.1927 | 136.7108 | 184.1781 | 226.9422 | 1042.9317 | 226.9422 | 2106 | 17 | 2 | 2017-02-26 17:00 | WEEKEND | 26.8858 | 2.27 | 232.934 | 225.946 | 764 | 989.946 | 2999.3585 | 0 | 0 | NA | 99.98%
| 18 | 3 | 2017-03-29 18:00 | 0 | 92.4772 | 86.3701 | 37.5841 | 103.1986 | 46.7057 | 29.9637 | 56.1533 | 625.5074 | 23.3528 | 113.8366 | 10.0229 | 28.7466 | 6.8064 | 0 | 103.1986 | 0 | 2107 | 18 | 2 | 2017-02-26 18:00 | WEEKEND | 157.3206 | 2.27 | 35.7264 | 34.6546 | 955 | 989.6546 | 2211.7296 | 0 | 0 | NA | 73.72%
| 19 | 3 | 2017-03-29 19:00 | 0 | 0 | 0 | 0 | 0 | 0 | 0 | 0 | 970 | 0 | 0 | 0 | 0 | 0 | 0 | 0 | 0 | 2108 | 19 | 2 | 2017-02-26 19:00 | WEEKEND | 29.5719 | 2.27 | 0 | 0 | 0 | 0 | 1227.1935 | 0 | 0 | NA | 40.91%
| 20 | 3 | 2017-03-29 20:00 | 0 | 0 | 0 | 0 | 0 | 0 | 0 | 0 | 0 | 0 | 0 | 0 | 0 | 0 | 0 | 0 | 0 | 2109 | 20 | 2 | 2017-02-26 20:00 | WEEKEND | 27.4036 | 2.27 | 0 | 0 | 0 | 0 | 1227.1935 | 0 | 0 | NA | 40.91%
| 21 | 3 | 2017-03-29 21:00 | 0 | 0 | 0 | 0 | 0 | 0 | 0 | 0 | 0 | 0 | 0 | 0 | 0 | 0 | 0 | 0 | 0 | 2110 | 21 | 2 | 2017-02-26 21:00 | WEEKEND | 24.222 | 2.27 | 0 | 0 | 0 | 0 | 1227.1935 | 0 | 0 | NA | 40.91%
| 22 | 3 | 2017-03-29 22:00 | 0 | 0 | 0 | 0 | 0 | 0 | 0 | 0 | 0 | 0 | 0 | 0 | 0 | 0 | 0 | 0 | 0 | 2111 | 22 | 2 | 2017-02-26 22:00 | WEEKEND | 22.5992 | 2.27 | 0 | 0 | 0 | 0 | 1227.1935 | 0 | 0 | NA | 40.91%
| 23 | 3 | 2017-03-29 23:00 | 0 | 0 | 0 | 0 | 0 | 0 | 0 | 0 | 0 | 0 | 0 | 0 | 0 | 0 | 0 | 0 | 0 | 2112 | 23 | 2 | 2017-02-26 23:00 | WEEKEND | 22.0926 | 2.27 | 0 | 0 | 0 | 0 | 1227.1935 | 0 | 0 | NA | 40.91%
| 0 | 3 | 2017-03-30 | 0 | 0 | 0 | 0 | 0 | 0 | 0 | 0 | 0 | 0 | 0 | 0 | 0 | 0 | 0 | 0 | 0 | 2113 | 0 | 2 | 2017-02-27 | WEEKDAY | 20.6981 | 2.27 | 0 | 0 | 0 | 0 | 1227.1935 | 0 | 0 | NA | 40.91%
| 1 | 3 | 2017-03-30 01:00 | 0 | 0 | 0 | 0 | 0 | 0 | 0 | 0 | 0 | 0 | 0 | 0 | 0 | 0 | 0 | 0 | 0 | 2114 | 1 | 2 | 2017-02-27 01:00 | WEEKDAY | 19.8269 | 2.27 | 0 | 0 | 0 | 0 | 1227.1935 | 0 | 0 | NA | 40.91%
| 2 | 3 | 2017-03-30 02:00 | 0 | 0 | 0 | 0 | 0 | 0 | 0 | 0 | 0 | 0 | 0 | 0 | 0 | 0 | 0 | 0 | 0 | 2115 | 2 | 2 | 2017-02-27 02:00 | WEEKDAY | 20.1414 | 2.27 | 0 | 0 | 0 | 0 | 1227.1935 | 0 | 0 | NA | 40.91%
| 3 | 3 | 2017-03-30 03:00 | 0 | 0 | 0 | 0 | 0 | 0 | 0 | 0 | 0 | 0 | 0 | 0 | 0 | 0 | 0 | 0 | 0 | 2116 | 3 | 2 | 2017-02-27 03:00 | WEEKDAY | 20.7426 | 2.27 | 0 | 0 | 0 | 0 | 1227.1935 | 0 | 0 | NA | 40.91%
| 4 | 3 | 2017-03-30 04:00 | 0 | 0 | 0 | 0 | 0 | 0 | 0 | 0 | 0 | 0 | 0 | 0 | 0 | 0 | 0 | 0 | 0 | 2117 | 4 | 2 | 2017-02-27 04:00 | WEEKDAY | 21.3133 | 2.27 | 0 | 0 | 0 | 0 | 1227.1935 | 0 | 0 | NA | 40.91%
| 5 | 3 | 2017-03-30 05:00 | 0 | 0 | 0 | 0 | 0 | 0 | 0 | 0 | 0 | 0 | 0 | 0 | 0 | 0 | 0 | 0 | 0 | 2118 | 5 | 2 | 2017-02-27 05:00 | WEEKDAY | 22.2624 | 2.27 | 0 | 0 | 0 | 0 | 1227.1935 | 0 | 0 | NA | 40.91%
| 6 | 3 | 2017-03-30 06:00 | 216.6453 | 16.5965 | 0 | 29.3554 | 66.8468 | 8.3821 | 0 | 63.1364 | 0 | 4.191 | 0 | 4.8128 | 0 | 0.66525 | 216.6453 | 66.8468 | 216.6453 | 2119 | 6 | 2 | 2017-02-27 06:00 | WEEKDAY | 21.7169 | 20.45 | 0 | 0 | 0 | 0 | 1227.1935 | 0 | 0 | NA | 40.91%
| 7 | 3 | 2017-03-30 07:00 | 645.1184 | 811.4831 | 365.515 | 524.8329 | 878.0482 | 409.8399 | 493.232 | 77.1468 | 0 | 204.92 | 421.9172 | 42.7904 | 106.5447 | 167.554 | 645.1184 | 878.0482 | 645.1184 | 2120 | 7 | 2 | 2017-02-27 07:00 | WEEKDAY | 21.1546 | 20.45 | 512.419 | 0 | 0 | 0 | 1227.1935 | 0 | 0 | NA | 40.91%
| 8 | 3 | 2017-03-30 08:00 | 388.1216 | 1593.7155 | 898.6833 | 923.4609 | 1772.2327 | 804.9068 | 909.505 | 1737.3786 | 960.0265 | 402.4534 | 830.1313 | 171.0361 | 209.6291 | 94.5699 | 388.1216 | 1772.2327 | 388.1216 | 2121 | 8 | 2 | 2017-02-27 08:00 | WEEKDAY | 22.5881 | 20.45 | 949.32 | 0 | 0 | 0 | 1739.6125 | 0 | 0 | NA | 57.99%
| 9 | 3 | 2017-03-30 09:00 | 874.297 | 1090.6566 | 990.0001 | 990.0001 | 1866.9265 | 550.8367 | 990 | 1793.7449 | 990 | 275.4183 | 134.2227 | 209.034 | 33.8946 | 84.6407 | 874.297 | 1866.9265 | 874.297 | 2122 | 9 | 2 | 2017-02-27 09:00 | WEEKDAY | 23.9632 | 11.33 | 1062.76 | 990 | 0 | 990 | 2688.9325 | 0 | 0 | NA | 89.63%
| 10 | 3 | 2017-03-30 10:00 | 923.3116 | 1097.2823 | 990.0001 | 990.0001 | 1912.276 | 554.183 | 990 | 1926.515 | 990 | 277.0915 | 990.0001 | 245.3088 | 250 | 119.5254 | 923.3116 | 1912.276 | 923.3116 | 2123 | 10 | 2 | 2017-02-27 10:00 | WEEKDAY | 22.7523 | 11.33 | 1073.84 | 990 | 0 | 990 | 2688.9325 | 0 | 0 | NA | 89.63%
| 11 | 3 | 2017-03-30 11:00 | 900.2051 | 1465.3499 | 942.763 | 990.0001 | 1767.5654 | 740.0757 | 979.02 | 1980.0001 | 990 | 370.0378 | 990.0001 | 250 | 250 | 144.4422 | 900.2051 | 1767.5654 | 900.2051 | 2124 | 11 | 2 | 2017-02-27 11:00 | WEEKDAY | 21.2409 | 11.33 | 1022.85 | 990 | 0 | 990 | 2688.9325 | 0 | 0 | NA | 89.63%
| 12 | 3 | 2017-03-30 12:00 | 928.4034 | 1850.2464 | 920.9346 | 990.0001 | 1833.6894 | 934.4679 | 957.133 | 1980.0001 | 990 | 467.2339 | 990.0001 | 247.2623 | 250 | 291.4322 | 928.4034 | 1833.6894 | 928.4034 | 2125 | 12 | 2 | 2017-02-27 12:00 | WEEKDAY | 19.7239 | 11.33 | 999.562 | 969.5751 | 0 | 969.5751 | 2688.9325 | 0 | 0 | NA | 89.63%
| 13 | 3 | 2017-03-30 13:00 | 948.3867 | 1851.7936 | 913.9862 | 990.0001 | 1864.0759 | 935.2493 | 951.538 | 1980.0001 | 990 | 467.6247 | 990.0001 | 250 | 250 | 804.6719 | 948.3867 | 1864.0759 | 948.3867 | 2126 | 13 | 2 | 2017-02-27 13:00 | WEEKDAY | 16.9599 | 11.33 | 993.606 | 963.7978 | 0 | 963.7978 | 2688.9325 | 0 | 0 | NA | 89.63%
| 14 | 3 | 2017-03-30 14:00 | 556.163 | 1548.0185 | 973.0467 | 990.0001 | 1709.0885 | 781.8275 | 963.745 | 1792.7687 | 990 | 390.9137 | 909.7546 | 250 | 229.736 | 823.1085 | 556.163 | 1709.0885 | 556.163 | 2127 | 14 | 2 | 2017-02-27 14:00 | WEEKDAY | 13.6113 | 1.96 | 1006.57 | 976.3729 | 0 | 976.3729 | 2688.9325 | 0 | 0 | NA | 89.63%
| 15 | 3 | 2017-03-30 15:00 | 934.8599 | 1277.2978 | 909.0118 | 972.8177 | 1615.731 | 645.0999 | 984.698 | 1492.7621 | 990 | 322.5499 | 953.8508 | 250 | 240.8714 | 826.194 | 934.8599 | 1615.731 | 934.8599 | 2128 | 15 | 2 | 2017-02-27 15:00 | WEEKDAY | 13.4638 | 1.96 | 1028.86 | 990 | 0 | 990 | 2688.9325 | 0 | 0 | NA | 89.63%
| 16 | 3 | 2017-03-30 16:00 | 549.7083 | 976.1534 | 798.4305 | 885.6116 | 1211.2273 | 493.0068 | 971.086 | 1726.965 | 990 | 246.5034 | 316.729 | 233.6346 | 79.9821 | 61.7776 | 549.7083 | 1211.2273 | 549.7083 | 2129 | 16 | 2 | 2017-02-27 16:00 | WEEKDAY | 16.2807 | 1.96 | 1014.41 | 983.9777 | 0 | 983.9777 | 2688.9325 | 0 | 0 | NA | 89.63%
| 17 | 3 | 2017-03-30 17:00 | 186.7579 | 896.7189 | 620.0416 | 563.6506 | 619.3629 | 452.8883 | 858.08 | 900.4839 | 598.7063 | 226.4442 | 39.9242 | 182.4655 | 10.0819 | 31.4191 | 186.7579 | 619.3629 | 186.7579 | 2130 | 17 | 2 | 2017-02-27 17:00 | WEEKDAY | 19.5624 | 19.93 | 894.553 | 867.7164 | 0 | 867.7164 | 2688.9325 | 0 | 0 | NA | 89.63%
| 18 | 3 | 2017-03-30 18:00 | 0 | 113.6911 | 136.8785 | 47.0233 | 116.0021 | 57.4198 | 555.408 | 127.1187 | 709.555 | 28.7099 | 96.6572 | 30.121 | 24.4084 | 0 | 0 | 116.0021 | 0 | 2131 | 18 | 2 | 2017-02-27 18:00 | WEEKDAY | 22.6939 | 19.93 | 576.854 | 559.5484 | 0 | 559.5484 | 2688.9325 | 0 | 0 | NA | 89.63%
| 19 | 3 | 2017-03-30 19:00 | 0 | 0 | 0 | 0 | 0 | 0 | 0 | 0 | 0 | 0 | 0 | 0 | 0 | 0 | 0 | 0 | 0 | 2132 | 19 | 2 | 2017-02-27 19:00 | WEEKDAY | 22.8358 | 19.93 | 0 | 0 | 0 | 0 | 2688.9325 | 0 | 0 | NA | 89.63%
| 20 | 3 | 2017-03-30 20:00 | 0 | 0 | 0 | 0 | 0 | 0 | 0 | 0 | 0 | 0 | 0 | 0 | 0 | 0 | 0 | 0 | 0 | 2133 | 20 | 2 | 2017-02-27 20:00 | WEEKDAY | 21.7475 | 12.08 | 0 | 0 | 0 | 0 | 2688.9325 | 0 | 0 | NA | 89.63%
| 21 | 3 | 2017-03-30 21:00 | 0 | 0 | 0 | 0 | 0 | 0 | 0 | 0 | 0 | 0 | 0 | 0 | 0 | 0 | 0 | 0 | 0 | 2134 | 21 | 2 | 2017-02-27 21:00 | WEEKDAY | 17.8701 | 12.08 | 0 | 0 | 0 | 0 | 2688.9325 | 0 | 0 | NA | 89.63%
| 22 | 3 | 2017-03-30 22:00 | 0 | 0 | 0 | 0 | 0 | 0 | 0 | 0 | 0 | 0 | 0 | 0 | 0 | 0 | 0 | 0 | 0 | 2135 | 22 | 2 | 2017-02-27 22:00 | WEEKDAY | 15.5236 | 12.08 | 0 | 0 | 0 | 0 | 2688.9325 | 0 | 0 | NA | 89.63%
| 23 | 3 | 2017-03-30 23:00 | 0 | 0 | 0 | 0 | 0 | 0 | 0 | 0 | 0 | 0 | 0 | 0 | 0 | 0 | 0 | 0 | 0 | 2136 | 23 | 2 | 2017-02-27 23:00 | WEEKDAY | 10.7777 | 2.27 | 0 | 0 | 0 | 0 | 2688.9325 | 0 | 0 | NA | 89.63%
| 0 | 3 | 2017-03-31 | 0 | 0 | 0 | 0 | 0 | 0 | 0 | 0 | 0 | 0 | 0 | 0 | 0 | 0 | 0 | 0 | 0 | 2137 | 0 | 2 | 2017-02-28 | WEEKDAY | 14.2933 | 2.27 | 0 | 0 | 0 | 0 | 2688.9325 | 0 | 0 | NA | 89.63%
| 1 | 3 | 2017-03-31 01:00 | 0 | 0 | 0 | 0 | 0 | 0 | 0 | 0 | 0 | 0 | 0 | 0 | 0 | 0 | 0 | 0 | 0 | 2138 | 1 | 2 | 2017-02-28 01:00 | WEEKDAY | 10.8863 | 2.27 | 0 | 0 | 0 | 0 | 2688.9325 | 0 | 0 | NA | 89.63%
| 2 | 3 | 2017-03-31 02:00 | 0 | 0 | 0 | 0 | 0 | 0 | 0 | 0 | 0 | 0 | 0 | 0 | 0 | 0 | 0 | 0 | 0 | 2139 | 2 | 2 | 2017-02-28 02:00 | WEEKDAY | 9.6699 | 2.27 | 0 | 0 | 0 | 0 | 2688.9325 | 0 | 0 | NA | 89.63%
| 3 | 3 | 2017-03-31 03:00 | 0 | 0 | 0 | 0 | 0 | 0 | 0 | 0 | 0 | 0 | 0 | 0 | 0 | 0 | 0 | 0 | 0 | 2140 | 3 | 2 | 2017-02-28 03:00 | WEEKDAY | 9.6086 | 2.27 | 0 | 0 | 0 | 0 | 2688.9325 | 0 | 0 | NA | 89.63%
| 4 | 3 | 2017-03-31 04:00 | 0 | 0 | 0 | 0 | 0 | 0 | 0 | 0 | 0 | 0 | 0 | 0 | 0 | 0 | 0 | 0 | 0 | 2141 | 4 | 2 | 2017-02-28 04:00 | WEEKDAY | 9.9566 | 2.27 | 0 | 0 | 0 | 0 | 2688.9325 | 0 | 0 | NA | 89.63%
| 5 | 3 | 2017-03-31 05:00 | 0 | 0 | 0 | 0 | 0 | 0 | 0 | 0 | 0 | 0 | 0 | 0 | 0 | 0 | 0 | 0 | 0 | 2142 | 5 | 2 | 2017-02-28 05:00 | WEEKDAY | 14.1708 | 2.27 | 0 | 0 | 0 | 0 | 2688.9325 | 0 | 0 | NA | 89.63%
| 6 | 3 | 2017-03-31 06:00 | 285.0406 | 16.4445 | 0 | 31.472 | 20.9354 | 8.3053 | 0 | 46.1806 | 0 | 4.1527 | 0 | 5.3979 | 0 | 24.4213 | 285.0406 | 20.9354 | 285.0406 | 2143 | 6 | 2 | 2017-02-28 06:00 | WEEKDAY | 17.5138 | 20.45 | 0 | 0 | 0 | 0 | 2688.9325 | 0 | 0 | NA | 89.63%
| 7 | 3 | 2017-03-31 07:00 | 783.2405 | 239.6791 | 298.6174 | 218.7986 | 116.4955 | 121.05 | 7.3275 | 933.9701 | 743.1383 | 60.525 | 36.4215 | 80.8968 | 9.1974 | 566.801 | 783.2405 | 116.4955 | 783.2405 | 2144 | 7 | 2 | 2017-02-28 07:00 | WEEKDAY | 16.5284 | 20.45 | 12.682 | 0 | 0 | 0 | 2688.9325 | 0 | 0 | NA | 89.63%
| 8 | 3 | 2017-03-31 08:00 | 863.0506 | 209.0646 | 867.6955 | 401.7999 | 897.6704 | 105.5882 | 132.398 | 1608.6925 | 0 | 52.7941 | 77.8259 | 160.7079 | 19.653 | 941.7739 | 863.0506 | 897.6704 | 863.0506 | 2145 | 8 | 2 | 2017-02-28 08:00 | WEEKDAY | 18.9334 | 20.45 | 140.311 | 0 | 0 | 0 | 2701.6145 | 0 | 0 | NA | 90.05%
| 9 | 3 | 2017-03-31 09:00 | 340.6024 | 337.9269 | 990.0001 | 918.3365 | 537.7647 | 170.6702 | 135.727 | 1909.9949 | 358.7351 | 85.3351 | 131.4509 | 186.1122 | 33.1947 | 990.0001 | 340.6024 | 537.7647 | 340.6024 | 2146 | 9 | 2 | 2017-02-28 09:00 | WEEKDAY | 20.982 | 11.33 | 143.683 | 0 | 0 | 0 | 2841.9255 | 0 | 0 | NA | 94.73%
| 10 | 3 | 2017-03-31 10:00 | 353.2889 | 457.0471 | 990.0001 | 903.5512 | 580.2956 | 230.8318 | 155.276 | 1953.0642 | 548.8551 | 115.4159 | 175.8896 | 232.8974 | 44.4166 | 990.0001 | 353.2889 | 580.2956 | 353.2889 | 2147 | 10 | 2 | 2017-02-28 10:00 | WEEKDAY | 22.6994 | 11.33 | 163.659 | 158.7492 | 0 | 158.7492 | 2985.6085 | 0 | 0 | NA | 99.52%
| 11 | 3 | 2017-03-31 11:00 | 579.0331 | 1791.4884 | 990.0001 | 974.7401 | 937.4572 | 904.7921 | 601.401 | 1392.0734 | 686.5505 | 452.3961 | 329.4358 | 206.235 | 83.1909 | 990.0001 | 579.0331 | 937.4572 | 579.0331 | 2148 | 11 | 2 | 2017-02-28 11:00 | WEEKDAY | 23.373 | 11.33 | 624.849 | 606.1035 | 0 | 606.1035 | 2985.6085 | 0 | 0 | NA | 99.52%
| 12 | 3 | 2017-03-31 12:00 | 281.3414 | 1741.4331 | 990.0001 | 933.179 | 734.0051 | 879.5117 | 803.982 | 1084.5452 | 713.4699 | 439.7558 | 396.1251 | 187.051 | 100.0316 | 964.6369 | 281.3414 | 734.0051 | 281.3414 | 2149 | 12 | 2 | 2017-02-28 12:00 | WEEKDAY | 21.3968 | 11.33 | 837.381 | 812.2596 | 0 | 812.2596 | 2985.6085 | 0 | 0 | NA | 99.52%
| 13 | 3 | 2017-03-31 13:00 | 314.4418 | 1911.6291 | 990.0001 | 941.2565 | 669.2212 | 965.4692 | 598.961 | 955.7672 | 984.1717 | 482.7346 | 802.868 | 136.0481 | 202.7445 | 979.1589 | 314.4418 | 669.2212 | 314.4418 | 2150 | 13 | 2 | 2017-02-28 13:00 | WEEKDAY | 19.966 | 11.33 | 622.274 | 603.6058 | 0 | 603.6058 | 2985.6085 | 0 | 0 | NA | 99.52%
| 14 | 3 | 2017-03-31 14:00 | 160.524 | 1900.5214 | 990.0001 | 990.0001 | 747.2232 | 959.8593 | 675.995 | 970.8926 | 990 | 479.9297 | 990.0001 | 74.0874 | 250 | 990.0001 | 160.524 | 747.2232 | 160.524 | 2151 | 14 | 2 | 2017-02-28 14:00 | WEEKDAY | 20.6786 | 1.96 | 702.86 | 681.7742 | 0 | 681.7742 | 2985.6085 | 0 | 0 | NA | 99.52%
| 15 | 3 | 2017-03-31 15:00 | 93.3667 | 1651.0751 | 990.0001 | 955.4235 | 765.4069 | 833.8763 | 385.277 | 1106.9895 | 989.7104 | 416.9382 | 990.0001 | 175.2159 | 250 | 990.0001 | 93.3667 | 765.4069 | 93.3667 | 2152 | 15 | 2 | 2017-02-28 15:00 | WEEKDAY | 21.4636 | 1.96 | 400.254 | 388.2464 | 0 | 388.2464 | 2985.6085 | 0 | 0 | NA | 99.52%
| 16 | 3 | 2017-03-31 16:00 | 60.2086 | 1490.6311 | 939.4365 | 898.1219 | 677.741 | 752.844 | 901.47 | 825.9069 | 978.6815 | 376.422 | 952.2537 | 183.1154 | 240.4681 | 895.6164 | 60.2086 | 677.741 | 60.2086 | 2153 | 16 | 2 | 2017-02-28 16:00 | WEEKDAY | 23.2673 | 1.96 | 940.448 | 912.2346 | 0 | 912.2346 | 2985.6085 | 0 | 0 | NA | 99.52%
| 17 | 3 | 2017-03-31 17:00 | 35.3183 | 982.7751 | 747.9331 | 603.706 | 545.6058 | 496.3511 | 207.801 | 438.0783 | 904.2185 | 248.1755 | 772.287 | 154.3174 | 195.022 | 598.8921 | 35.3183 | 545.6058 | 35.3183 | 2154 | 17 | 2 | 2017-02-28 17:00 | WEEKDAY | 21.3467 | 19.93 | 217.495 | 210.9701 | 0 | 210.9701 | 2985.6085 | 0 | 0 | NA | 99.52%
| 18 | 3 | 2017-03-31 18:00 | 0 | 105.2513 | 160.4048 | 73.356 | 71.5235 | 53.1572 | 559.311 | 37.39 | 478.7852 | 26.5786 | 124.9188 | 13.784 | 31.5452 | 52.4654 | 0 | 71.5235 | 0 | 2155 | 18 | 2 | 2017-02-28 18:00 | WEEKDAY | 20.1498 | 19.93 | 581.155 | 563.7203 | 0 | 563.7203 | 2985.6085 | 0 | 0 | NA | 99.52%
| 19 | 3 | 2017-03-31 19:00 | 0 | 0 | 0 | 0 | 0 | 0 | 0 | 0 | 0 | 0 | 0 | 0 | 0 | 0 | 0 | 0 | 0 | 2156 | 19 | 2 | 2017-02-28 19:00 | WEEKDAY | 19.3676 | 19.93 | 0 | 0 | 0 | 0 | 2985.6085 | 0 | 0 | NA | 99.52%
| 20 | 3 | 2017-03-31 20:00 | 0 | 0 | 0 | 0 | 0 | 0 | 0 | 0 | 0 | 0 | 0 | 0 | 0 | 0 | 0 | 0 | 0 | 2157 | 20 | 2 | 2017-02-28 20:00 | WEEKDAY | 16.5312 | 12.08 | 0 | 0 | 0 | 0 | 2985.6085 | 0 | 0 | NA | 99.52%
| 21 | 3 | 2017-03-31 21:00 | 0 | 0 | 0 | 0 | 0 | 0 | 0 | 0 | 0 | 0 | 0 | 0 | 0 | 0 | 0 | 0 | 0 | 2158 | 21 | 2 | 2017-02-28 21:00 | WEEKDAY | 14.3796 | 12.08 | 0 | 0 | 0 | 0 | 2985.6085 | 0 | 0 | NA | 99.52%
| 22 | 3 | 2017-03-31 22:00 | 0 | 0 | 0 | 0 | 0 | 0 | 0 | 0 | 0 | 0 | 0 | 0 | 0 | 0 | 0 | 0 | 0 | 2159 | 22 | 2 | 2017-02-28 22:00 | WEEKDAY | 18.463 | 12.08 | 0 | 0 | 0 | 0 | 2985.6085 | 0 | 0 | NA | 99.52%
| 23 | 3 | 2017-03-31 23:00 | 0 | 0 | 0 | 0 | 0 | 0 | 0 | 0 | 0 | 0 | 0 | 0 | 0 | 0 | 0 | 0 | 0 | 2160 | 23 | 2 | 2017-02-28 23:00 | WEEKDAY | 15.0281 | 2.27 | 0 | 0 | 0 | 0 | 2985.6085 | 0 | 0 | NA | 99.52%
| 0 | 4 | 2017-04-01 | 0 | 0 | 0 | 0 | 0 | 0 | 0 | 0 | 0 | 0 | 0 | 0 | 0 | 0 | 0 | 0 | 0 | 2161 | 0 | 3 | 2017-03-01 | WEEKDAY | 15.3621 | 2.27 | 0 | 0 | 0 | 0 | 2985.6085 | 0 | 0 | NA | 99.52%
| 1 | 4 | 2017-04-01 01:00 | 0 | 0 | 0 | 0 | 0 | 0 | 0 | 0 | -80 | 0 | 0 | 0 | 0 | 0 | 0 | 0 | 0 | 2162 | 1 | 3 | 2017-03-01 01:00 | WEEKDAY | 7.7465 | 2.27 | 0 | 0 | 0 | 0 | 2985.6085 | 0 | 0 | NA | 99.52%
| 2 | 4 | 2017-04-01 02:00 | 0 | 0 | 0 | 0 | 0 | 0 | 0 | 0 | 0 | 0 | 0 | 0 | 0 | 0 | 0 | 0 | 0 | 2163 | 2 | 3 | 2017-03-01 02:00 | WEEKDAY | -0.036186 | 2.27 | 0 | 0 | 0 | 0 | 2985.6085 | 0 | 0 | NA | 99.52%
| 3 | 4 | 2017-04-01 03:00 | 0 | 0 | 0 | 0 | 0 | 0 | 0 | 0 | 0 | 0 | 0 | 0 | 0 | 0 | 0 | 0 | 0 | 2164 | 3 | 3 | 2017-03-01 03:00 | WEEKDAY | -0.18093 | 2.27 | 0 | 0 | 0 | 0 | 2985.6085 | 0 | 0 | NA | 99.52%
| 4 | 4 | 2017-04-01 04:00 | 0 | 0 | 0 | 0 | 0 | 0 | 0 | 0 | 0 | 0 | 0 | 0 | 0 | 0 | 0 | 0 | 0 | 2165 | 4 | 3 | 2017-03-01 04:00 | WEEKDAY | -1.6952 | 2.27 | 0 | 0 | 0 | 0 | 2985.6085 | 0 | 0 | NA | 99.52%
| 5 | 4 | 2017-04-01 05:00 | 0 | 0 | 0 | 0 | 0 | 0 | 0 | 0 | 0 | 0 | 0 | 0 | 0 | 0 | 0 | 0 | 0 | 2166 | 5 | 3 | 2017-03-01 05:00 | WEEKDAY | 2.5803 | 2.27 | 0 | 0 | 0 | 0 | 2985.6085 | 0 | 0 | NA | 99.52%
| 6 | 4 | 2017-04-01 06:00 | 332.7532 | 1.7678 | 0 | 27.0463 | 24.3519 | 0.89285 | 0 | 53.2524 | 0 | 0.44643 | 3.5938 | 4.0813 | 0.90753 | 7.6831 | 332.7532 | 24.3519 | 332.7532 | 2167 | 6 | 3 | 2017-03-01 06:00 | WEEKDAY | 12.6649 | 20.45 | 0 | 0 | 0 | 0 | 2985.6085 | 0 | 0 | NA | 99.52%
| 7 | 4 | 2017-04-01 07:00 | 926.6454 | 94.5751 | 261.7721 | 463.2397 | 256.591 | 47.7652 | 18.959 | 1012.7728 | 0 | 23.8826 | 295.4842 | 114.0826 | 74.6172 | 52.6508 | 926.6454 | 256.591 | 926.6454 | 2168 | 7 | 3 | 2017-03-01 07:00 | WEEKDAY | 17.3523 | 20.45 | 24.5385 | 23.8023 | 0 | 23.8023 | 2985.6085 | 0 | 0 | NA | 99.52%
| 8 | 4 | 2017-04-01 08:00 | 990.0001 | 181.3029 | 759.9015 | 764.7279 | 397.2165 | 91.5671 | 251.545 | 1498.9367 | 0 | 45.7836 | 586.7128 | 226.5092 | 148.1598 | 103.4338 | 990.0001 | 397.2165 | 990.0001 | 2169 | 8 | 3 | 2017-03-01 08:00 | WEEKDAY | 18.1596 | 20.45 | 262.508 | 254.6328 | 0 | 254.6328 | 2985.6085 | 0 | 0 | NA | 99.52%
| 9 | 4 | 2017-04-01 09:00 | 990.0001 | 1448.3662 | 937.2589 | 948.3973 | 645.8612 | 731.4981 | 207.674 | 1867.8154 | 155.6928 | 365.749 | 919.2647 | 250 | 232.1375 | 282.1232 | 990.0001 | 645.8612 | 990.0001 | 2170 | 9 | 3 | 2017-03-01 09:00 | WEEKDAY | 4.5427 | 11.33 | 217.42 | 210.8974 | 0 | 210.8974 | 2985.6085 | 0 | 0 | NA | 99.52%
| 10 | 4 | 2017-04-01 10:00 | 990.0001 | 828.925 | 985.7823 | 957.495 | 990.263 | 418.649 | 403.096 | 1922.0875 | 0 | 209.3245 | 707.1613 | 250 | 178.5761 | 588.3108 | 990.0001 | 990.263 | 990.0001 | 2171 | 10 | 3 | 2017-03-01 10:00 | WEEKDAY | 5.3109 | 11.33 | 418.812 | 406.2476 | 0 | 406.2476 | 2985.6085 | 0 | 0 | NA | 99.52%
| 11 | 4 | 2017-04-01 11:00 | 990.0001 | 1824.9712 | 984.8434 | 955.6472 | 1503.7344 | 921.7026 | 676.441 | 1906.7238 | 234.4859 | 460.8513 | 960.5507 | 250 | 242.5633 | 286.1687 | 990.0001 | 1503.7344 | 990.0001 | 2172 | 11 | 3 | 2017-03-01 11:00 | WEEKDAY | 7.6936 | 11.33 | 703.554 | 682.4474 | 0 | 682.4474 | 2985.6085 | 0 | 0 | NA | 99.52%
| 12 | 4 | 2017-04-01 12:00 | 990.0001 | 1669.25 | 963.1697 | 944.7279 | 1871.8608 | 843.0556 | 500.745 | 1706.703 | 118.2052 | 421.5278 | 843.539 | 250 | 213.0149 | 593.3491 | 990.0001 | 1871.8608 | 990.0001 | 2173 | 12 | 3 | 2017-03-01 12:00 | WEEKDAY | 12.5202 | 11.33 | 520.109 | 504.5057 | 0 | 504.5057 | 2985.6085 | 0 | 0 | NA | 99.52%
| 13 | 4 | 2017-04-01 13:00 | 990.0001 | 573.9617 | 956.8656 | 947.3221 | 1921.3874 | 289.8796 | 332.907 | 1822.45 | 355.7126 | 144.9398 | 924.8093 | 250 | 233.5377 | 269.2715 | 990.0001 | 1921.3874 | 990.0001 | 2174 | 13 | 3 | 2017-03-01 13:00 | WEEKDAY | 17.7003 | 11.33 | 346.239 | 335.8518 | 0 | 335.8518 | 2985.6085 | 0 | 0 | NA | 99.52%
| 14 | 4 | 2017-04-01 14:00 | 990.0001 | 1262.8707 | 849.698 | 990.0001 | 1980.0001 | 637.8135 | 757.763 | 1836.1634 | 720.7362 | 318.9067 | 929.3314 | 250 | 234.6796 | 226.0337 | 990.0001 | 1980.0001 | 990.0001 | 2175 | 14 | 3 | 2017-03-01 14:00 | WEEKDAY | 19.6098 | 1.96 | 788.936 | 765.2679 | 0 | 765.2679 | 2985.6085 | 0 | 0 | NA | 99.52%
| 15 | 4 | 2017-04-01 15:00 | 965.6308 | 1366.8527 | 835.5124 | 987.0194 | 1909.7224 | 690.3296 | 535.936 | 1617.1894 | 246.5827 | 345.1648 | 990.0001 | 250 | 250 | 167.6095 | 965.6308 | 1909.7224 | 965.6308 | 2176 | 15 | 3 | 2017-03-01 15:00 | WEEKDAY | 20.2945 | 1.96 | 556.703 | 540.0019 | 0 | 540.0019 | 2985.6085 | 0 | 0 | NA | 99.52%
| 16 | 4 | 2017-04-01 16:00 | 821.8929 | 1741.7791 | 793.778 | 889.0781 | 1140.4857 | 879.6864 | 424.509 | 1663.6712 | 149.9096 | 439.8432 | 874.5388 | 233.3197 | 220.8431 | 108.4964 | 821.8929 | 1140.4857 | 821.8929 | 2177 | 16 | 3 | 2017-03-01 16:00 | WEEKDAY | 20.2193 | 1.96 | 440.954 | 427.7254 | 0 | 427.7254 | 2985.6085 | 0 | 0 | NA | 99.52%
| 17 | 4 | 2017-04-01 17:00 | 247.3397 | 676.5817 | 570.4067 | 592.7123 | 558.5336 | 341.7079 | 525.346 | 1259.8798 | 52.0945 | 170.854 | 710.3699 | 181.8807 | 179.3863 | 130.2495 | 247.3397 | 558.5336 | 247.3397 | 2178 | 17 | 3 | 2017-03-01 17:00 | WEEKDAY | 20.1442 | 19.93 | 545.701 | 529.33 | 0 | 529.33 | 2985.6085 | 0 | 0 | NA | 99.52%
| 18 | 4 | 2017-04-01 18:00 | 0 | 148.8776 | 110.741 | 60.4539 | 70.6635 | 75.1907 | 127.735 | 130.5653 | 17.9113 | 37.5954 | 106.1248 | 29.6659 | 26.7992 | 18.3772 | 0 | 70.6635 | 0 | 2179 | 18 | 3 | 2017-03-01 18:00 | WEEKDAY | 21.3077 | 19.93 | 135.517 | 131.4515 | 0 | 131.4515 | 2985.6085 | 0 | 0 | NA | 99.52%
| 19 | 4 | 2017-04-01 19:00 | 0 | 0 | 0 | 0 | 0 | 0 | 0 | 0 | 0 | 0 | 0 | 0 | 0 | 0 | 0 | 0 | 0 | 2180 | 19 | 3 | 2017-03-01 19:00 | WEEKDAY | 22.2903 | 19.93 | 0 | 0 | 0 | 0 | 2985.6085 | 0 | 0 | NA | 99.52%
| 20 | 4 | 2017-04-01 20:00 | 0 | 0 | 0 | 0 | 0 | 0 | 0 | 0 | 0 | 0 | 0 | 0 | 0 | 0 | 0 | 0 | 0 | 2181 | 20 | 3 | 2017-03-01 20:00 | WEEKDAY | 21.2687 | 12.08 | 0 | 0 | 0 | 0 | 2985.6085 | 0 | 0 | NA | 99.52%
| 21 | 4 | 2017-04-01 21:00 | 0 | 0 | 0 | 0 | 0 | 0 | 0 | 0 | 0 | 0 | 0 | 0 | 0 | 0 | 0 | 0 | 0 | 2182 | 21 | 3 | 2017-03-01 21:00 | WEEKDAY | 20.1999 | 12.08 | 0 | 0 | 0 | 0 | 2985.6085 | 0 | 0 | NA | 99.52%
| 22 | 4 | 2017-04-01 22:00 | 0 | 0 | 0 | 0 | 0 | 0 | 0 | 0 | 0 | 0 | 0 | 0 | 0 | 0 | 0 | 0 | 0 | 2183 | 22 | 3 | 2017-03-01 22:00 | WEEKDAY | 19.4901 | 12.08 | 0 | 0 | 0 | 0 | 2985.6085 | 0 | 0 | NA | 99.52%
| 23 | 4 | 2017-04-01 23:00 | 0 | 0 | 0 | 0 | 0 | 0 | 0 | 0 | 0 | 0 | 0 | 0 | 0 | 0 | 0 | 0 | 0 | 2184 | 23 | 3 | 2017-03-01 23:00 | WEEKDAY | 17.0712 | 2.27 | 0 | 0 | 0 | 0 | 2985.6085 | 0 | 0 | NA | 99.52%
| 0 | 4 | 2017-04-02 | 0 | 0 | 0 | 0 | 0 | 0 | 0 | 0 | 0 | 0 | 0 | 0 | 0 | 0 | 0 | 0 | 0 | 2185 | 0 | 3 | 2017-03-02 | WEEKDAY | 16.4366 | 2.27 | 0 | 0 | 0 | 0 | 2985.6085 | 0 | 0 | NA | 99.52%
| 1 | 4 | 2017-04-02 01:00 | 0 | 0 | 0 | 0 | 0 | 0 | 0 | 0 | 0 | 0 | 0 | 0 | 0 | 0 | 0 | 0 | 0 | 2186 | 1 | 3 | 2017-03-02 01:00 | WEEKDAY | 16.1081 | 2.27 | 0 | 0 | 0 | 0 | 2985.6085 | 0 | 0 | NA | 99.52%
| 2 | 4 | 2017-04-02 02:00 | 0 | 0 | 0 | 0 | 0 | 0 | 0 | 0 | 0 | 0 | 0 | 0 | 0 | 0 | 0 | 0 | 0 | 2187 | 2 | 3 | 2017-03-02 02:00 | WEEKDAY | 16.0385 | 2.27 | 0 | 0 | 0 | 0 | 2985.6085 | 0 | 0 | NA | 99.52%
| 3 | 4 | 2017-04-02 03:00 | 0 | 0 | 0 | 0 | 0 | 0 | 0 | 0 | 0 | 0 | 0 | 0 | 0 | 0 | 0 | 0 | 0 | 2188 | 3 | 3 | 2017-03-02 03:00 | WEEKDAY | 16.3753 | 2.27 | 0 | 0 | 0 | 0 | 2985.6085 | 0 | 0 | NA | 99.52%
| 4 | 4 | 2017-04-02 04:00 | 0 | 0 | 0 | 0 | 0 | 0 | 0 | 0 | 0 | 0 | 0 | 0 | 0 | 0 | 0 | 0 | 0 | 2189 | 4 | 3 | 2017-03-02 04:00 | WEEKDAY | 17.6112 | 2.27 | 0 | 0 | 0 | 0 | 2985.6085 | 0 | 0 | NA | 99.52%
| 5 | 4 | 2017-04-02 05:00 | 0 | 0 | 0 | 0 | 0 | 0 | 0 | 0 | 0 | 0 | 0 | 0 | 0 | 0 | 0 | 0 | 0 | 2190 | 5 | 3 | 2017-03-02 05:00 | WEEKDAY | 20.4448 | 2.27 | 0 | 0 | 0 | 0 | 2985.6085 | 0 | 0 | NA | 99.52%
| 6 | 4 | 2017-04-02 06:00 | 309.664 | 1.6163 | 0 | 0.80649 | 19.3863 | 0.8163 | 0 | 34.4777 | 186.8783 | 0.40815 | 1.0422 | 3.0677 | 0.26318 | 1.8497 | 309.664 | 19.3863 | 309.664 | 2191 | 6 | 3 | 2017-03-02 06:00 | WEEKDAY | 22.3988 | 20.45 | 0 | 0 | 0 | 0 | 2985.6085 | 0 | 0 | NA | 99.52%
| 7 | 4 | 2017-04-02 07:00 | 453.5942 | 101.2373 | 105.4498 | 44.7711 | 169.5196 | 51.13 | 28.3161 | 426.9465 | 853.0267 | 25.565 | 43.3503 | 83.7413 | 10.947 | 47.2705 | 453.5942 | 169.5196 | 453.5942 | 2192 | 7 | 3 | 2017-03-02 07:00 | WEEKDAY | 21.3661 | 20.45 | 34.0516 | 33.0301 | 0 | 33.0301 | 2985.6085 | 0 | 0 | NA | 99.52%
| 8 | 4 | 2017-04-02 08:00 | 990.0001 | 232.008 | 567.8596 | 134.8453 | 367.9749 | 117.1758 | 145.539 | 811.5181 | 990 | 58.5879 | 108.4639 | 189.313 | 27.3899 | 99.5569 | 990.0001 | 367.9749 | 990.0001 | 2193 | 8 | 3 | 2017-03-02 08:00 | WEEKDAY | 20.7232 | 20.45 | 153.739 | 149.1268 | 0 | 149.1268 | 2985.6085 | 0 | 0 | NA | 99.52%
| 9 | 4 | 2017-04-02 09:00 | 973.4834 | 355.6883 | 898.0028 | 190.2736 | 459.3637 | 179.6406 | 294.576 | 1437.1711 | 990 | 89.8203 | 487.9752 | 204.4377 | 123.2261 | 147.9081 | 973.4834 | 459.3637 | 973.4834 | 2194 | 9 | 3 | 2017-03-02 09:00 | WEEKDAY | 20.0217 | 11.33 | 306.748 | 297.5456 | 0 | 297.5456 | 2985.6085 | 0 | 0 | NA | 99.52%
| 10 | 4 | 2017-04-02 10:00 | 990.0001 | 470.2312 | 972.178 | 337.4658 | 594.418 | 237.4905 | 256.328 | 1477.267 | 990 | 118.7453 | 464.4158 | 243.7641 | 117.2767 | 196.0162 | 990.0001 | 594.418 | 990.0001 | 2195 | 10 | 3 | 2017-03-02 10:00 | WEEKDAY | 19.0057 | 11.33 | 267.371 | 259.3499 | 0 | 259.3499 | 2985.6085 | 0 | 0 | NA | 99.52%
| 11 | 4 | 2017-04-02 11:00 | 990.0001 | 562.8575 | 982.0943 | 570.4933 | 945.1964 | 284.2715 | 325.366 | 1718.83 | 990 | 142.1357 | 837.91 | 241.6405 | 211.5934 | 278.4536 | 990.0001 | 945.1964 | 990.0001 | 2196 | 11 | 3 | 2017-03-02 11:00 | WEEKDAY | 19.8018 | 11.33 | 338.465 | 328.311 | 0 | 328.311 | 2985.6085 | 0 | 0 | NA | 99.52%
| 12 | 4 | 2017-04-02 12:00 | 990.0001 | 605.6461 | 970.1212 | 305.2127 | 808.0527 | 305.8818 | 292.517 | 1547.925 | 990 | 152.9409 | 858.0683 | 233.6593 | 216.6839 | 295.3853 | 990.0001 | 808.0527 | 990.0001 | 2197 | 12 | 3 | 2017-03-02 12:00 | WEEKDAY | 20.6536 | 11.33 | 304.599 | 295.461 | 0 | 295.461 | 2985.6085 | 0 | 0 | NA | 99.52%
| 13 | 4 | 2017-04-02 13:00 | 920.5194 | 578.4898 | 990.0001 | 290.2494 | 910.7553 | 292.1666 | 545.294 | 1780.9866 | 990 | 146.0833 | 990.0001 | 244.316 | 250 | 278.4676 | 920.5194 | 910.7553 | 920.5194 | 2198 | 13 | 3 | 2017-03-02 13:00 | WEEKDAY | 21.1797 | 11.33 | 566.453 | 549.4594 | 0 | 549.4594 | 2985.6085 | 0 | 0 | NA | 99.52%
| 14 | 4 | 2017-04-02 14:00 | 737.1593 | 1725.8689 | 946.3056 | 249.9251 | 1194.5049 | 871.6509 | 719.341 | 1617.672 | 990 | 435.8255 | 990.0001 | 244.9914 | 250 | 237.0068 | 737.1593 | 1194.5049 | 737.1593 | 2199 | 14 | 3 | 2017-03-02 14:00 | WEEKDAY | 21.9813 | 1.96 | 748.547 | 726.0906 | 0 | 726.0906 | 2985.6085 | 0 | 0 | NA | 99.52%
| 15 | 4 | 2017-04-02 15:00 | 716.8153 | 1668.3599 | 860.9789 | 195.3902 | 782.2194 | 842.606 | 573.103 | 1084.5441 | 990 | 421.303 | 990.0001 | 206.9746 | 250 | 182.0354 | 716.8153 | 782.2194 | 716.8153 | 2200 | 15 | 3 | 2017-03-02 15:00 | WEEKDAY | 22.0342 | 1.96 | 595.43 | 577.5671 | 0 | 577.5671 | 2985.6085 | 0 | 0 | NA | 99.52%
| 16 | 4 | 2017-04-02 16:00 | 599.3672 | 1204.9149 | 764.7991 | 141.7946 | 563.4297 | 608.5429 | 326.228 | 1212.0858 | 990 | 304.2714 | 952.0687 | 168.0025 | 240.4214 | 126.6167 | 599.3672 | 563.4297 | 599.3672 | 2201 | 16 | 3 | 2017-03-02 16:00 | WEEKDAY | 21.9228 | 1.96 | 339.351 | 329.1705 | 0 | 329.1705 | 2985.6085 | 0 | 0 | NA | 99.52%
| 17 | 4 | 2017-04-02 17:00 | 222.9031 | 810.4562 | 382.3443 | 80.1445 | 188.2331 | 409.3213 | 158.48 | 674.8882 | 990 | 204.6607 | 756.9699 | 156.4932 | 191.154 | 63.2847 | 222.9031 | 188.2331 | 222.9031 | 2202 | 17 | 3 | 2017-03-02 17:00 | WEEKDAY | 22.0648 | 19.93 | 166.962 | 161.9531 | 500 | 661.9531 | 2985.6085 | 0 | 0 | NA | 99.52%
| 18 | 4 | 2017-04-02 18:00 | 0 | 199.874 | 95.9008 | 68.1967 | 44.9297 | 100.9465 | 0 | 76.238 | 990.0077 | 50.4732 | 140.4406 | 14.661 | 35.4648 | 8.3363 | 0 | 44.9297 | 0 | 2203 | 18 | 3 | 2017-03-02 18:00 | WEEKDAY | 24.865 | 19.93 | 4.0776 | 0 | 0 | 0 | 2470.1446 | 0 | 0 | NA | 82.34%
| 19 | 4 | 2017-04-02 19:00 | 0 | 0 | 0 | 0 | 0 | 0 | 0 | 0 | 970 | 0 | 0 | 0 | 0 | 0 | 0 | 0 | 0 | 2204 | 19 | 3 | 2017-03-02 19:00 | WEEKDAY | 23.3758 | 19.93 | 0 | 0 | 970 | 970 | 2474.2222 | 0 | 0 | NA | 82.47%
| 20 | 4 | 2017-04-02 20:00 | 0 | 0 | 0 | 0 | 0 | 0 | 0 | 0 | 0 | 0 | 0 | 0 | 0 | 0 | 0 | 0 | 0 | 2205 | 20 | 3 | 2017-03-02 20:00 | WEEKDAY | 22.4044 | 12.08 | 0 | 0 | 970 | 970 | 1474.2222 | 0 | 0 | NA | 49.14%
| 21 | 4 | 2017-04-02 21:00 | 0 | 0 | 0 | 0 | 0 | 0 | 0 | 0 | 0 | 0 | 0 | 0 | 0 | 0 | 0 | 0 | 0 | 2206 | 21 | 3 | 2017-03-02 21:00 | WEEKDAY | 20.0913 | 12.08 | 0 | 0 | 0 | 0 | 474.2222 | 0 | 0 | NA | 15.81%
| 22 | 4 | 2017-04-02 22:00 | 0 | 0 | 0 | 0 | 0 | 0 | 0 | 0 | 0 | 0 | 0 | 0 | 0 | 0 | 0 | 0 | 0 | 2207 | 22 | 3 | 2017-03-02 22:00 | WEEKDAY | 20.0328 | 12.08 | 0 | 0 | 0 | 0 | 474.2222 | 0 | 0 | NA | 15.81%
| 23 | 4 | 2017-04-02 23:00 | 0 | 0 | 0 | 0 | 0 | 0 | 0 | 0 | 0 | 0 | 0 | 0 | 0 | 0 | 0 | 0 | 0 | 2208 | 23 | 3 | 2017-03-02 23:00 | WEEKDAY | 17.7977 | 2.27 | 0 | 0 | 0 | 0 | 474.2222 | 0 | 0 | NA | 15.81%
| 0 | 4 | 2017-04-03 | 0 | 0 | 0 | 0 | 0 | 0 | 0 | 0 | 0 | 0 | 0 | 0 | 0 | 0 | 0 | 0 | 0 | 2209 | 0 | 3 | 2017-03-03 | WEEKDAY | 16.1415 | 2.27 | 0 | 0 | 0 | 0 | 474.2222 | 0 | 0 | NA | 15.81%
| 1 | 4 | 2017-04-03 01:00 | 0 | 0 | 0 | 0 | 0 | 0 | 0 | 0 | 0 | 0 | 0 | 0 | 0 | 0 | 0 | 0 | 0 | 2210 | 1 | 3 | 2017-03-03 01:00 | WEEKDAY | 15.6349 | 2.27 | 0 | 0 | 0 | 0 | 474.2222 | 0 | 0 | NA | 15.81%
| 2 | 4 | 2017-04-03 02:00 | 0 | 0 | 0 | 0 | 0 | 0 | 0 | 0 | 0 | 0 | 0 | 0 | 0 | 0 | 0 | 0 | 0 | 2211 | 2 | 3 | 2017-03-03 02:00 | WEEKDAY | 15.7184 | 2.27 | 0 | 0 | 0 | 0 | 474.2222 | 0 | 0 | NA | 15.81%
| 3 | 4 | 2017-04-03 03:00 | 0 | 0 | 0 | 0 | 0 | 0 | 0 | 0 | 0 | 0 | 0 | 0 | 0 | 0 | 0 | 0 | 0 | 2212 | 3 | 3 | 2017-03-03 03:00 | WEEKDAY | 15.8186 | 2.27 | 0 | 0 | 0 | 0 | 474.2222 | 0 | 0 | NA | 15.81%
| 4 | 4 | 2017-04-03 04:00 | 0 | 0 | 0 | 0 | 0 | 0 | 0 | 0 | 0 | 0 | 0 | 0 | 0 | 0 | 0 | 0 | 0 | 2213 | 4 | 3 | 2017-03-03 04:00 | WEEKDAY | 16.5674 | 2.27 | 0 | 0 | 0 | 0 | 474.2222 | 0 | 0 | NA | 15.81%
| 5 | 4 | 2017-04-03 05:00 | 0 | 0 | 0 | 0 | 0 | 0 | 0 | 0 | 0 | 0 | 0 | 0 | 0 | 0 | 0 | 0 | 0 | 2214 | 5 | 3 | 2017-03-03 05:00 | WEEKDAY | 17.8422 | 2.27 | 0 | 0 | 0 | 0 | 474.2222 | 0 | 0 | NA | 15.81%
| 6 | 4 | 2017-04-03 06:00 | 363.5943 | 8.1112 | 7.1138 | 4.1375 | 22.2453 | 4.0965 | 0 | 54.6191 | 0 | 2.0483 | 10.9012 | 6.3176 | 2.7528 | 5.1656 | 363.5943 | 22.2453 | 363.5943 | 2215 | 6 | 3 | 2017-03-03 06:00 | WEEKDAY | 21.316 | 20.45 | 0 | 0 | 0 | 0 | 474.2222 | 0 | 0 | NA | 15.81%
| 7 | 4 | 2017-04-03 07:00 | 907.6408 | 399.8551 | 397.0006 | 45.3079 | 162.0904 | 201.947 | 17.0107 | 777.5506 | 0 | 100.9735 | 395.1361 | 130.8779 | 99.7818 | 66.3425 | 907.6408 | 162.0904 | 907.6408 | 2216 | 7 | 3 | 2017-03-03 07:00 | WEEKDAY | 20.1804 | 20.45 | 22.5165 | 0 | 0 | 0 | 474.2222 | 0 | 0 | NA | 15.81%
| 8 | 4 | 2017-04-03 08:00 | 990.0001 | 1861.2854 | 898.0091 | 98.3622 | 488.554 | 940.0431 | 8.8788 | 1169.8883 | 990 | 470.0216 | 555.0682 | 233.1495 | 140.1687 | 168.893 | 990.0001 | 488.554 | 990.0001 | 2217 | 8 | 3 | 2017-03-03 08:00 | WEEKDAY | 21.4524 | 20.45 | 14.2152 | 0 | 0 | 0 | 496.7387 | 0 | 0 | NA | 16.56%
| 9 | 4 | 2017-04-03 09:00 | 990.0001 | 1980.0001 | 990.0001 | 181.0804 | 1070.3777 | 1000.0001 | 34.0612 | 870.9252 | 990 | 500 | 889.072 | 250 | 224.5131 | 237.2557 | 990.0001 | 1070.3777 | 990.0001 | 2218 | 9 | 3 | 2017-03-03 09:00 | WEEKDAY | 20.8707 | 11.33 | 39.8993 | 0 | 0 | 0 | 510.9539 | 0 | 0 | NA | 17.03%
| 10 | 4 | 2017-04-03 10:00 | 990.0001 | 1980.0001 | 938.6777 | 236.551 | 1857.1159 | 1000.0001 | 89.5947 | 1124.2416 | 990 | 500 | 649.1122 | 250 | 163.9172 | 302.8196 | 990.0001 | 1857.1159 | 990.0001 | 2219 | 10 | 3 | 2017-03-03 10:00 | WEEKDAY | 19.5263 | 11.33 | 96.5505 | 0 | 0 | 0 | 550.8532 | 0 | 0 | NA | 18.36%
| 11 | 4 | 2017-04-03 11:00 | 990.0001 | 1980.0001 | 990.0001 | 756.5599 | 1888.0284 | 1000.0001 | 146.389 | 1340.9107 | 990 | 500 | 717.749 | 250 | 181.2498 | 350.3908 | 990.0001 | 1888.0284 | 990.0001 | 2220 | 11 | 3 | 2017-03-03 11:00 | WEEKDAY | 18.9278 | 11.33 | 154.621 | 0 | 0 | 0 | 647.4037 | 0 | 0 | NA | 21.58%
| 12 | 4 | 2017-04-03 12:00 | 986.4005 | 1929.819 | 990.0001 | 649.6771 | 1647.1573 | 974.6561 | 661.267 | 1829.9103 | 990 | 487.328 | 862.2888 | 250 | 217.7497 | 297.8566 | 986.4005 | 1647.1573 | 986.4005 | 2221 | 12 | 3 | 2017-03-03 12:00 | WEEKDAY | 19.735 | 11.33 | 687.699 | 0 | 0 | 0 | 802.0247 | 0 | 0 | NA | 26.73%
| 13 | 4 | 2017-04-03 13:00 | 990.0001 | 1964.676 | 957.9869 | 559.0875 | 1533.6274 | 992.2606 | 837.158 | 1459.3698 | 990 | 496.1303 | 936.0485 | 250 | 236.3759 | 283.0092 | 990.0001 | 1533.6274 | 990.0001 | 2222 | 13 | 3 | 2017-03-03 13:00 | WEEKDAY | 20.0161 | 11.33 | 872.729 | 0 | 0 | 0 | 1489.7237 | 0 | 0 | NA | 49.66%
| 14 | 4 | 2017-04-03 14:00 | 990.0001 | 1624.2215 | 961.7835 | 890.1418 | 1964.4125 | 820.3139 | 982.477 | 1911.5961 | 990 | 410.1569 | 843.1208 | 250 | 212.9093 | 242.8248 | 990.0001 | 1964.4125 | 990.0001 | 2223 | 14 | 3 | 2017-03-03 14:00 | WEEKDAY | 18.7858 | 1.96 | 1026.67 | 990 | 0 | 990 | 2362.4527 | 0 | 0 | NA | 78.75%
| 15 | 4 | 2017-04-03 15:00 | 990.0001 | 1838.775 | 903.052 | 873.4037 | 1836.5416 | 928.6743 | 990 | 1629.7046 | 990 | 464.3371 | 629.6669 | 247.3032 | 159.0068 | 155.1845 | 990.0001 | 1836.5416 | 990.0001 | 2224 | 15 | 3 | 2017-03-03 15:00 | WEEKDAY | 18.5659 | 1.96 | 1049.72 | 990 | 0 | 990 | 2362.4527 | 0 | 0 | NA | 78.75%
| 16 | 4 | 2017-04-03 16:00 | 880.0345 | 1320.7331 | 924.6 | 669.6877 | 1717.3863 | 667.0369 | 959.775 | 1700.1551 | 990 | 333.5185 | 773.2097 | 227.64 | 195.255 | 134.192 | 880.0345 | 1717.3863 | 880.0345 | 2225 | 16 | 3 | 2017-03-03 16:00 | WEEKDAY | 19.5012 | 1.96 | 1002.37 | 972.2989 | 18 | 990.2989 | 2362.4527 | 0 | 0 | NA | 78.75%
| 17 | 4 | 2017-04-03 17:00 | 266.6546 | 1090.1537 | 771.715 | 495.1513 | 1077.3093 | 550.5827 | 842.917 | 1124.9297 | 990 | 275.2913 | 536.3721 | 153.6778 | 135.4475 | 56.436 | 266.6546 | 1077.3093 | 266.6546 | 2226 | 17 | 3 | 2017-03-03 17:00 | WEEKDAY | 21.3995 | 19.93 | 878.444 | 852.0907 | 138 | 990.0907 | 2343.896 | 0 | 0 | NA | 78.13%
| 18 | 4 | 2017-04-03 18:00 | 0 | 125.22 | 139.3596 | 38.5136 | 160.1126 | 63.2424 | 573.662 | 151.6602 | 747.7914 | 31.6212 | 82.0899 | 23.4589 | 20.7298 | 6.2549 | 0 | 160.1126 | 0 | 2227 | 18 | 3 | 2017-03-03 18:00 | WEEKDAY | 28.0994 | 19.93 | 595.925 | 0 | 0 | 0 | 2201.628 | 0 | 0 | NA | 73.39%
| 19 | 4 | 2017-04-03 19:00 | 0 | 0 | 0 | 0 | 0 | 0 | 0 | 0 | 970 | 0 | 0 | 0 | 0 | 0 | 0 | 0 | 0 | 2228 | 19 | 3 | 2017-03-03 19:00 | WEEKDAY | 22.8609 | 19.93 | 0 | 0 | 0 | 0 | 2797.553 | 0 | 0 | NA | 93.25%
| 20 | 4 | 2017-04-03 20:00 | 0 | 0 | 0 | 0 | 0 | 0 | 0 | 0 | 0 | 0 | 0 | 0 | 0 | 0 | 0 | 0 | 0 | 2229 | 20 | 3 | 2017-03-03 20:00 | WEEKDAY | 19.2284 | 12.08 | 0 | 0 | 970 | 970 | 2797.553 | 0 | 0 | NA | 93.25%
| 21 | 4 | 2017-04-03 21:00 | 0 | 0 | 0 | 0 | 0 | 0 | 0 | 0 | 0 | 0 | 0 | 0 | 0 | 0 | 0 | 0 | 0 | 2230 | 21 | 3 | 2017-03-03 21:00 | WEEKDAY | 18.0009 | 12.08 | 0 | 0 | 0 | 0 | 1797.553 | 0 | 0 | NA | 59.92%
| 22 | 4 | 2017-04-03 22:00 | 0 | 0 | 0 | 0 | 0 | 0 | 0 | 0 | 0 | 0 | 0 | 0 | 0 | 0 | 0 | 0 | 0 | 2231 | 22 | 3 | 2017-03-03 22:00 | WEEKDAY | 13.3831 | 12.08 | 0 | 0 | 0 | 0 | 1797.553 | 0 | 0 | NA | 59.92%
| 23 | 4 | 2017-04-03 23:00 | 0 | 0 | 0 | 0 | 0 | 0 | 0 | 0 | 0 | 0 | 0 | 0 | 0 | 0 | 0 | 0 | 0 | 2232 | 23 | 3 | 2017-03-03 23:00 | WEEKDAY | 14.232 | 2.27 | 0 | 0 | 0 | 0 | 1797.553 | 0 | 0 | NA | 59.92%
| 0 | 4 | 2017-04-04 | 0 | 0 | 0 | 0 | 0 | 0 | 0 | 0 | 0 | 0 | 0 | 0 | 0 | 0 | 0 | 0 | 0 | 2233 | 0 | 3 | 2017-03-04 | WEEKEND | 16.1192 | 2.27 | 0 | 0 | 0 | 0 | 1797.553 | 0 | 0 | NA | 59.92%
| 1 | 4 | 2017-04-04 01:00 | 0 | 0 | 0 | 0 | 0 | 0 | 0 | 0 | 0 | 0 | 0 | 0 | 0 | 0 | 0 | 0 | 0 | 2234 | 1 | 3 | 2017-03-04 01:00 | WEEKEND | 17.4191 | 2.27 | 0 | 0 | 0 | 0 | 1797.553 | 0 | 0 | NA | 59.92%
| 2 | 4 | 2017-04-04 02:00 | 0 | 0 | 0 | 0 | 0 | 0 | 0 | 0 | 0 | 0 | 0 | 0 | 0 | 0 | 0 | 0 | 0 | 2235 | 2 | 3 | 2017-03-04 02:00 | WEEKEND | 17.7309 | 2.27 | 0 | 0 | 0 | 0 | 1797.553 | 0 | 0 | NA | 59.92%
| 3 | 4 | 2017-04-04 03:00 | 0 | 0 | 0 | 0 | 0 | 0 | 0 | 0 | 0 | 0 | 0 | 0 | 0 | 0 | 0 | 0 | 0 | 2236 | 3 | 3 | 2017-03-04 03:00 | WEEKEND | 19.3286 | 2.27 | 0 | 0 | 0 | 0 | 1797.553 | 0 | 0 | NA | 59.92%
| 4 | 4 | 2017-04-04 04:00 | 0 | 0 | 0 | 0 | 0 | 0 | 0 | 0 | 0 | 0 | 0 | 0 | 0 | 0 | 0 | 0 | 0 | 2237 | 4 | 3 | 2017-03-04 04:00 | WEEKEND | 19.0057 | 2.27 | 0 | 0 | 0 | 0 | 1797.553 | 0 | 0 | NA | 59.92%
| 5 | 4 | 2017-04-04 05:00 | 0 | 0 | 0 | 0 | 0 | 0 | 0 | 0 | 0 | 0 | 0 | 0 | 0 | 0 | 0 | 0 | 0 | 2238 | 5 | 3 | 2017-03-04 05:00 | WEEKEND | 17.3217 | 2.27 | 0 | 0 | 0 | 0 | 1797.553 | 0 | 0 | NA | 59.92%
| 6 | 4 | 2017-04-04 06:00 | 367.1185 | 6.4024 | 0 | 6.3576 | 0 | 3.2335 | 0 | 24.3629 | 0 | 1.6168 | 0.84624 | 2.668 | 0.2137 | 10.7536 | 367.1185 | 0 | 367.1185 | 2239 | 6 | 3 | 2017-03-04 06:00 | WEEKEND | 19.4901 | 2.27 | 0 | 0 | 0 | 0 | 1797.553 | 0 | 0 | NA | 59.92%
| 7 | 4 | 2017-04-04 07:00 | 833.023 | 268.6677 | 59.0757 | 32.6183 | 190.4191 | 135.6908 | 533.361 | 168.7347 | 0 | 67.8454 | 102.9618 | 44.937 | 26.0005 | 59.3587 | 833.023 | 190.4191 | 833.023 | 2240 | 7 | 3 | 2017-03-04 07:00 | WEEKEND | 20.6146 | 2.27 | 554.155 | 0 | 0 | 0 | 1797.553 | 0 | 0 | NA | 59.92%
| 8 | 4 | 2017-04-04 08:00 | 759.7928 | 185.5685 | 141.7109 | 73.6316 | 378.9715 | 93.7215 | 905.656 | 491.5229 | 990 | 46.8607 | 412.3465 | 88.723 | 104.1279 | 105.5628 | 759.7928 | 378.9715 | 759.7928 | 2241 | 8 | 3 | 2017-03-04 08:00 | WEEKEND | 22.2235 | 2.27 | 945.243 | 916.8857 | 0 | 916.8857 | 2351.708 | 0 | 0 | NA | 78.39%
| 9 | 4 | 2017-04-04 09:00 | 881.6568 | 288.6054 | 217.668 | 115.726 | 562.5482 | 145.7603 | 990 | 1654.8346 | 990 | 72.8801 | 822.9993 | 125.1088 | 207.8281 | 166.2226 | 881.6568 | 562.5482 | 881.6568 | 2242 | 9 | 3 | 2017-03-04 09:00 | WEEKEND | 21.7865 | 2.27 | 1043.86 | 990 | 0 | 990 | 2351.708 | 0 | 0 | NA | 78.39%
| 10 | 4 | 2017-04-04 10:00 | 990.0001 | 389.1276 | 282.158 | 263.7801 | 655.913 | 196.5291 | 990 | 1547.5211 | 830.7041 | 98.2645 | 724.3907 | 173.0669 | 182.927 | 226.0907 | 990.0001 | 655.913 | 990.0001 | 2243 | 10 | 3 | 2017-03-04 10:00 | WEEKEND | 20.5534 | 2.27 | 1049.59 | 990 | 0 | 990 | 2351.708 | 0 | 0 | NA | 78.39%
| 11 | 4 | 2017-04-04 11:00 | 990.0001 | 559.3253 | 337.3499 | 691.451 | 1031.4892 | 282.4875 | 972.244 | 1733.7033 | 836.2535 | 141.2438 | 607.7522 | 127.5628 | 153.4728 | 272.2033 | 990.0001 | 1031.4892 | 990.0001 | 2244 | 11 | 3 | 2017-03-04 11:00 | WEEKEND | 20.4392 | 2.27 | 1015.75 | 985.2775 | 0 | 985.2775 | 2351.708 | 0 | 0 | NA | 78.39%
| 12 | 4 | 2017-04-04 12:00 | 990.0001 | 854.3959 | 364.1313 | 657.8907 | 1980.0001 | 431.5131 | 951.15 | 1688.9662 | 990 | 215.7565 | 782.0313 | 207.4353 | 197.4826 | 242.4153 | 990.0001 | 1980.0001 | 990.0001 | 2245 | 12 | 3 | 2017-03-04 12:00 | WEEKEND | 20.2722 | 2.27 | 993.352 | 963.5514 | 0 | 963.5514 | 2351.708 | 0 | 0 | NA | 78.39%
| 13 | 4 | 2017-04-04 13:00 | 990.0001 | 853.2234 | 355.1377 | 798.8516 | 1957.4894 | 430.9209 | 623.232 | 1789.8828 | 990 | 215.4605 | 728.8149 | 168.1989 | 184.0442 | 228.2682 | 990.0001 | 1957.4894 | 990.0001 | 2246 | 13 | 3 | 2017-03-04 13:00 | WEEKEND | 19.3481 | 2.27 | 647.828 | 0 | 0 | 0 | 2351.708 | 0 | 0 | NA | 78.39%
| 14 | 4 | 2017-04-04 14:00 | 990.0001 | 500.136 | 313.3955 | 816.4961 | 1957.0435 | 252.594 | 708.831 | 1833.7197 | 990 | 126.297 | 523.3039 | 153.7105 | 132.1474 | 156.7485 | 990.0001 | 1957.0435 | 990.0001 | 2247 | 14 | 3 | 2017-03-04 14:00 | WEEKEND | 18.1122 | 2.27 | 737.536 | 715.4099 | 0 | 715.4099 | 2999.536 | 0 | 0 | NA | 99.98%
| 15 | 4 | 2017-04-04 15:00 | 988.8861 | 380.722 | 250.956 | 559.4877 | 1436.5591 | 192.2838 | 207.068 | 1461.2291 | 990 | 96.1419 | 339.3235 | 166.94 | 85.6877 | 112.7776 | 988.8861 | 1436.5591 | 988.8861 | 2248 | 15 | 3 | 2017-03-04 15:00 | WEEKEND | 17.9397 | 2.27 | 216.764 | 210.2611 | 780 | 990.2611 | 2999.536 | 0 | 0 | NA | 99.98%
| 16 | 4 | 2017-04-04 16:00 | 836.2691 | 266.1572 | 187.7495 | 117.7866 | 1447.7368 | 134.4228 | 226.391 | 711.1246 | 990 | 67.2114 | 187.2418 | 103.4096 | 47.2833 | 109.6341 | 836.2691 | 1447.7368 | 836.2691 | 2249 | 16 | 3 | 2017-03-04 16:00 | WEEKEND | 19.8102 | 2.27 | 236.607 | 229.5088 | 760 | 989.5088 | 2195.4123 | 0 | 0 | NA | 73.18%
| 17 | 4 | 2017-04-04 17:00 | 276.1301 | 130.4916 | 185.1792 | 55.0191 | 1098.391 | 65.9049 | 12.638 | 629.1489 | 949.7503 | 32.9524 | 104.8833 | 35.3498 | 26.4857 | 62.3717 | 276.1301 | 1098.391 | 276.1301 | 2250 | 17 | 3 | 2017-03-04 17:00 | WEEKEND | 20.1553 | 2.27 | 18.0424 | 17.5011 | 970 | 987.5011 | 1411.9071 | 0 | 0 | NA | 47.06%
| 18 | 4 | 2017-04-04 18:00 | 0 | 29.5826 | 55.1266 | 12.6443 | 129.3719 | 14.9407 | 536.66 | 68.4228 | 714.6155 | 7.4703 | 23.4615 | 10.9643 | 5.9246 | 21.0631 | 0 | 129.3719 | 0 | 2251 | 18 | 3 | 2017-03-04 18:00 | WEEKEND | 24.1691 | 2.27 | 557.502 | 0 | 0 | 0 | 411.9071 | 0 | 0 | NA | 13.73%
| 19 | 4 | 2017-04-04 19:00 | 0 | 0 | 0 | 0 | 0 | 0 | 0 | 0 | 0 | 0 | 0 | 0 | 0 | 0 | 0 | 0 | 0 | 2252 | 19 | 3 | 2017-03-04 19:00 | WEEKEND | 20.9681 | 2.27 | 0 | 0 | 0 | 0 | 969.4091 | 0 | 0 | NA | 32.31%
| 20 | 4 | 2017-04-04 20:00 | 0 | 0 | 0 | 0 | 0 | 0 | 0 | 0 | 0 | 0 | 0 | 0 | 0 | 0 | 0 | 0 | 0 | 2253 | 20 | 3 | 2017-03-04 20:00 | WEEKEND | 20.2583 | 2.27 | 0 | 0 | 0 | 0 | 969.4091 | 0 | 0 | NA | 32.31%
| 21 | 4 | 2017-04-04 21:00 | 0 | 0 | 0 | 0 | 0 | 0 | 0 | 0 | 0 | 0 | 0 | 0 | 0 | 0 | 0 | 0 | 0 | 2254 | 21 | 3 | 2017-03-04 21:00 | WEEKEND | 18.2904 | 2.27 | 0 | 0 | 0 | 0 | 969.4091 | 0 | 0 | NA | 32.31%
| 22 | 4 | 2017-04-04 22:00 | 0 | 0 | 0 | 0 | 0 | 0 | 0 | 0 | 0 | 0 | 0 | 0 | 0 | 0 | 0 | 0 | 0 | 2255 | 22 | 3 | 2017-03-04 22:00 | WEEKEND | 13.6503 | 2.27 | 0 | 0 | 0 | 0 | 969.4091 | 0 | 0 | NA | 32.31%
| 23 | 4 | 2017-04-04 23:00 | 0 | 0 | 0 | 0 | 0 | 0 | 0 | 0 | 0 | 0 | 0 | 0 | 0 | 0 | 0 | 0 | 0 | 2256 | 23 | 3 | 2017-03-04 23:00 | WEEKEND | 15.7073 | 2.27 | 0 | 0 | 0 | 0 | 969.4091 | 0 | 0 | NA | 32.31%
| 0 | 4 | 2017-04-05 | 0 | 0 | 0 | 0 | 0 | 0 | 0 | 0 | 0 | 0 | 0 | 0 | 0 | 0 | 0 | 0 | 0 | 2257 | 0 | 3 | 2017-03-05 | WEEKEND | 15.1339 | 2.27 | 0 | 0 | 0 | 0 | 969.4091 | 0 | 0 | NA | 32.31%
| 1 | 4 | 2017-04-05 01:00 | 0 | 0 | 0 | 0 | 0 | 0 | 0 | 0 | 0 | 0 | 0 | 0 | 0 | 0 | 0 | 0 | 0 | 2258 | 1 | 3 | 2017-03-05 01:00 | WEEKEND | 13.6809 | 2.27 | 0 | 0 | 0 | 0 | 969.4091 | 0 | 0 | NA | 32.31%
| 2 | 4 | 2017-04-05 02:00 | 0 | 0 | 0 | 0 | 0 | 0 | 0 | 0 | 0 | 0 | 0 | 0 | 0 | 0 | 0 | 0 | 0 | 2259 | 2 | 3 | 2017-03-05 02:00 | WEEKEND | 15.9717 | 2.27 | 0 | 0 | 0 | 0 | 969.4091 | 0 | 0 | NA | 32.31%
| 3 | 4 | 2017-04-05 03:00 | 0 | 0 | 0 | 0 | 0 | 0 | 0 | 0 | 0 | 0 | 0 | 0 | 0 | 0 | 0 | 0 | 0 | 2260 | 3 | 3 | 2017-03-05 03:00 | WEEKEND | 16.5229 | 2.27 | 0 | 0 | 0 | 0 | 969.4091 | 0 | 0 | NA | 32.31%
| 4 | 4 | 2017-04-05 04:00 | 0 | 0 | 0 | 0 | 0 | 0 | 0 | 0 | 0 | 0 | 0 | 0 | 0 | 0 | 0 | 0 | 0 | 2261 | 4 | 3 | 2017-03-05 04:00 | WEEKEND | 17.7977 | 2.27 | 0 | 0 | 0 | 0 | 969.4091 | 0 | 0 | NA | 32.31%
| 5 | 4 | 2017-04-05 05:00 | 0 | 0 | 0 | 0 | 0 | 0 | 0 | 0 | 0 | 0 | 0 | 0 | 0 | 0 | 0 | 0 | 0 | 2262 | 5 | 3 | 2017-03-05 05:00 | WEEKEND | 19.7378 | 2.27 | 0 | 0 | 0 | 0 | 969.4091 | 0 | 0 | NA | 32.31%
| 6 | 4 | 2017-04-05 06:00 | 84.1799 | 1.3377 | 0 | 7.5186 | 25.7614 | 0.67561 | 0 | 39.9613 | 0 | 0.33781 | 0.76981 | 4.292 | 0.1944 | 61.3692 | 84.1799 | 25.7614 | 84.1799 | 2263 | 6 | 3 | 2017-03-05 06:00 | WEEKEND | 20.0301 | 2.27 | 0 | 0 | 0 | 0 | 969.4091 | 0 | 0 | NA | 32.31%
| 7 | 4 | 2017-04-05 07:00 | 217.7664 | 64.3036 | 37.63 | 51.2175 | 154.9971 | 32.4766 | 14.049 | 501.333 | 748.13 | 16.2383 | 132.5326 | 64.6538 | 33.4678 | 607.9298 | 217.7664 | 154.9971 | 217.7664 | 2264 | 7 | 3 | 2017-03-05 07:00 | WEEKEND | 20.9987 | 2.27 | 19.5016 | 0 | 0 | 0 | 969.4091 | 0 | 0 | NA | 32.31%
| 8 | 4 | 2017-04-05 08:00 | 311.6987 | 182.8117 | 98.2016 | 76.6198 | 446.1652 | 92.3291 | 152.084 | 1360.6077 | 941.5819 | 46.1646 | 333.3662 | 162.2671 | 84.1834 | 920.7034 | 311.6987 | 446.1652 | 311.6987 | 2265 | 8 | 3 | 2017-03-05 08:00 | WEEKEND | 21.7475 | 2.27 | 160.45 | 0 | 0 | 0 | 988.9107 | 0 | 0 | NA | 32.96%
| 9 | 4 | 2017-04-05 09:00 | 568.6079 | 286.7892 | 165.1063 | 120.1375 | 651.0746 | 144.843 | 990 | 1343.9213 | 990 | 72.4215 | 790.3262 | 183.2361 | 199.5773 | 990.0001 | 568.6079 | 651.0746 | 568.6079 | 2266 | 9 | 3 | 2017-03-05 09:00 | WEEKEND | 21.9729 | 2.27 | 1065 | 0 | 0 | 0 | 1149.3607 | 0 | 0 | NA | 38.31%
| 10 | 4 | 2017-04-05 10:00 | 813.1907 | 462.7329 | 651.1043 | 197.2999 | 739.196 | 233.7035 | 990 | 1506.5612 | 895.8852 | 116.8517 | 665.0077 | 246.3741 | 167.9313 | 990.0001 | 813.1907 | 739.196 | 813.1907 | 2267 | 10 | 3 | 2017-03-05 10:00 | WEEKEND | 23.9186 | 2.27 | 1112.06 | 990 | 0 | 990 | 2214.3607 | 0 | 0 | NA | 73.81%
| 11 | 4 | 2017-04-05 11:00 | 378.831 | 1789.8535 | 990.0001 | 351.4248 | 1000.6223 | 903.9664 | 990 | 1895.8728 | 837.3932 | 451.9832 | 839.3732 | 250 | 211.9629 | 990.0001 | 378.831 | 1000.6223 | 378.831 | 2268 | 11 | 3 | 2017-03-05 11:00 | WEEKEND | 91.527 | 2.27 | 1096.19 | 990 | 0 | 990 | 2214.3607 | 0 | 0 | NA | 73.81%
| 12 | 4 | 2017-04-05 12:00 | 781.0125 | 1677.3493 | 816.0203 | 376.4565 | 856.2412 | 847.1461 | 990 | 1867.1795 | 795.5232 | 423.5731 | 292.0936 | 250 | 73.761 | 990.0001 | 781.0125 | 856.2412 | 781.0125 | 2269 | 12 | 3 | 2017-03-05 12:00 | WEEKEND | 29.6443 | 2.27 | 1085.92 | 990 | 0 | 990 | 2214.3607 | 0 | 0 | NA | 73.81%
| 13 | 4 | 2017-04-05 13:00 | 302.687 | 1778.9414 | 990.0001 | 769.1369 | 848.5946 | 898.4552 | 990 | 1892.2042 | 989.9508 | 449.2276 | 923.618 | 250 | 233.2369 | 990.0001 | 302.687 | 848.5946 | 302.687 | 2270 | 13 | 3 | 2017-03-05 13:00 | WEEKEND | 34.0867 | 2.27 | 1090.11 | 990 | 0 | 990 | 2214.3607 | 0 | 0 | NA | 73.81%
| 14 | 4 | 2017-04-05 14:00 | 624.1255 | 1687.5655 | 990.0001 | 240.1369 | 736.0914 | 852.3058 | 990 | 1251.5081 | 906.8569 | 426.1529 | 244.0379 | 250 | 61.6257 | 990.0001 | 624.1255 | 736.0914 | 624.1255 | 2271 | 14 | 3 | 2017-03-05 14:00 | WEEKEND | 25.3438 | 2.27 | 1095.14 | 990 | 0 | 990 | 2214.3607 | 0 | 0 | NA | 73.81%
| 15 | 4 | 2017-04-05 15:00 | 252.0866 | 1773.4181 | 925.5799 | 183.3357 | 687.1915 | 895.6657 | 990 | 1648.3433 | 989.744 | 447.8328 | 531.4491 | 250 | 134.2043 | 986.3514 | 252.0866 | 687.1915 | 252.0866 | 2272 | 15 | 3 | 2017-03-05 15:00 | WEEKEND | 22.1789 | 2.27 | 1116.2 | 990 | 0 | 990 | 2214.3607 | 0 | 0 | NA | 73.81%
| 16 | 4 | 2017-04-05 16:00 | 795.6062 | 1425.2471 | 915.2903 | 124.6212 | 501.5525 | 719.8217 | 990 | 1383.1255 | 989.5986 | 359.9109 | 164.2451 | 247.4644 | 41.476 | 900.978 | 795.6062 | 501.5525 | 795.6062 | 2273 | 16 | 3 | 2017-03-05 16:00 | WEEKEND | 21.1991 | 2.27 | 1096.41 | 990 | 0 | 990 | 2214.3607 | 0 | 0 | NA | 73.81%
| 17 | 4 | 2017-04-05 17:00 | 282.6293 | 996.9022 | 648.5351 | 58.1785 | 384.5407 | 503.486 | 940.437 | 697.8491 | 0 | 251.743 | 295.714 | 201.6976 | 74.6753 | 620.2632 | 282.6293 | 384.5407 | 282.6293 | 2274 | 17 | 3 | 2017-03-05 17:00 | WEEKEND | 20.7649 | 2.27 | 982.039 | 952.5778 | 37 | 989.5778 | 2214.3607 | 0 | 0 | NA | 73.81%
| 18 | 4 | 2017-04-05 18:00 | 0 | 152.2648 | 102.4043 | 12.8925 | 39.0443 | 76.9014 | 629.868 | 74.6434 | 0 | 38.4507 | 72.4029 | 36.2931 | 18.2836 | 77.2582 | 0 | 39.0443 | 0 | 2275 | 18 | 3 | 2017-03-05 18:00 | WEEKEND | 24.8427 | 2.27 | 654.81 | 635.1657 | 355 | 990.1657 | 2176.2164 | 0 | 0 | NA | 72.54%
| 19 | 4 | 2017-04-05 19:00 | 0 | 0 | 0 | 0 | 0 | 0 | 0 | 0 | 0 | 0 | 0 | 0 | 0 | 0 | 0 | 0 | 0 | 2276 | 19 | 3 | 2017-03-05 19:00 | WEEKEND | 21.0683 | 2.27 | 0 | 0 | 0 | 0 | 1810.237 | 0 | 0 | NA | 60.34%
| 20 | 4 | 2017-04-05 20:00 | 0 | 0 | 0 | 0 | 0 | 0 | 0 | 0 | 0 | 0 | 0 | 0 | 0 | 0 | 0 | 0 | 0 | 2277 | 20 | 3 | 2017-03-05 20:00 | WEEKEND | 19.1533 | 2.27 | 0 | 0 | 0 | 0 | 1810.237 | 0 | 0 | NA | 60.34%
| 21 | 4 | 2017-04-05 21:00 | 0 | 0 | 0 | 0 | 0 | 0 | 0 | 0 | 0 | 0 | 0 | 0 | 0 | 0 | 0 | 0 | 0 | 2278 | 21 | 3 | 2017-03-05 21:00 | WEEKEND | 14.7971 | 2.27 | 0 | 0 | 0 | 0 | 1810.237 | 0 | 0 | NA | 60.34%
| 22 | 4 | 2017-04-05 22:00 | 0 | 0 | 0 | 0 | 0 | 0 | 0 | 0 | 0 | 0 | 0 | 0 | 0 | 0 | 0 | 0 | 0 | 2279 | 22 | 3 | 2017-03-05 22:00 | WEEKEND | 10.3936 | 2.27 | 0 | 0 | 0 | 0 | 1810.237 | 0 | 0 | NA | 60.34%
| 23 | 4 | 2017-04-05 23:00 | 0 | 0 | 0 | 0 | 0 | 0 | 0 | 0 | 0 | 0 | 0 | 0 | 0 | 0 | 0 | 0 | 0 | 2280 | 23 | 3 | 2017-03-05 23:00 | WEEKEND | 14.413 | 2.27 | 0 | 0 | 0 | 0 | 1810.237 | 0 | 0 | NA | 60.34%
| 0 | 4 | 2017-04-06 | 0 | 0 | 0 | 0 | 0 | 0 | 0 | 0 | 0 | 0 | 0 | 0 | 0 | 0 | 0 | 0 | 0 | 2281 | 0 | 3 | 2017-03-06 | WEEKDAY | 15.0699 | 2.27 | 0 | 0 | 0 | 0 | 1810.237 | 0 | 0 | NA | 60.34%
| 1 | 4 | 2017-04-06 01:00 | 0 | 0 | 0 | 0 | 0 | 0 | 0 | 0 | 0 | 0 | 0 | 0 | 0 | 0 | 0 | 0 | 0 | 2282 | 1 | 3 | 2017-03-06 01:00 | WEEKDAY | 13.4276 | 2.27 | 0 | 0 | 0 | 0 | 1810.237 | 0 | 0 | NA | 60.34%
| 2 | 4 | 2017-04-06 02:00 | 0 | 0 | 0 | 0 | 0 | 0 | 0 | 0 | 0 | 0 | 0 | 0 | 0 | 0 | 0 | 0 | 0 | 2283 | 2 | 3 | 2017-03-06 02:00 | WEEKDAY | 10.8028 | 2.27 | 0 | 0 | 0 | 0 | 1810.237 | 0 | 0 | NA | 60.34%
| 3 | 4 | 2017-04-06 03:00 | 0 | 0 | 0 | 0 | 0 | 0 | 0 | 0 | 0 | 0 | 0 | 0 | 0 | 0 | 0 | 0 | 0 | 2284 | 3 | 3 | 2017-03-06 03:00 | WEEKDAY | 10.6692 | 2.27 | 0 | 0 | 0 | 0 | 1810.237 | 0 | 0 | NA | 60.34%
| 4 | 4 | 2017-04-06 04:00 | 0 | 0 | 0 | 0 | 0 | 0 | 0 | 0 | 0 | 0 | 0 | 0 | 0 | 0 | 0 | 0 | 0 | 2285 | 4 | 3 | 2017-03-06 04:00 | WEEKDAY | 10.6664 | 2.27 | 0 | 0 | 0 | 0 | 1810.237 | 0 | 0 | NA | 60.34%
| 5 | 4 | 2017-04-06 05:00 | 0 | 0 | 0 | 0 | 0 | 0 | 0 | 0 | 0 | 0 | 0 | 0 | 0 | 0 | 0 | 0 | 0 | 2286 | 5 | 3 | 2017-03-06 05:00 | WEEKDAY | 9.0352 | 2.27 | 0 | 0 | 0 | 0 | 1810.237 | 0 | 0 | NA | 60.34%
| 6 | 4 | 2017-04-06 06:00 | 114.8351 | 48.0339 | 16.0194 | 6.3609 | 46.3616 | 24.2595 | 0 | 120.4787 | 215.4942 | 12.1298 | 15.4632 | 8.4815 | 3.9048 | 60.3084 | 114.8351 | 46.3616 | 114.8351 | 2287 | 6 | 3 | 2017-03-06 06:00 | WEEKDAY | 17.3384 | 20.45 | 0 | 0 | 0 | 0 | 1810.237 | 0 | 0 | NA | 60.34%
| 7 | 4 | 2017-04-06 07:00 | 56.9081 | 964.1398 | 490.1301 | 39.417 | 287.2044 | 486.9393 | 565.824 | 1267.7039 | 743.0258 | 243.4697 | 430.7656 | 137.6724 | 108.7792 | 389.8399 | 56.9081 | 287.2044 | 56.9081 | 2288 | 7 | 3 | 2017-03-06 07:00 | WEEKDAY | 17.4943 | 20.45 | 587.973 | 0 | 0 | 0 | 1810.237 | 0 | 0 | NA | 60.34%
| 8 | 4 | 2017-04-06 08:00 | 111.4124 | 1776.5812 | 952.7124 | 90.5887 | 451.5808 | 897.2632 | 925.021 | 1769.0191 | 929.4928 | 448.6316 | 807.6736 | 240.5437 | 203.958 | 448.4756 | 111.4124 | 451.5808 | 111.4124 | 2289 | 8 | 3 | 2017-03-06 08:00 | WEEKDAY | 16.8541 | 20.45 | 965.719 | 936.7474 | 0 | 936.7474 | 2398.21 | 0 | 0 | NA | 79.94%
| 9 | 4 | 2017-04-06 09:00 | 116.9242 | 1980.0001 | 990.0001 | 173.1767 | 727.3292 | 1000.0001 | 990 | 1980.0001 | 979.215 | 500 | 872.7309 | 250 | 220.3866 | 388.2698 | 116.9242 | 727.3292 | 116.9242 | 2290 | 9 | 3 | 2017-03-06 09:00 | WEEKDAY | 15.0921 | 11.33 | 1059.97 | 990 | 0 | 990 | 2398.21 | 0 | 0 | NA | 79.94%
| 10 | 4 | 2017-04-06 10:00 | 163.3227 | 1980.0001 | 990.0001 | 837.2614 | 854.646 | 1000.0001 | 990 | 1980.0001 | 976.8288 | 500 | 922.8026 | 250 | 233.031 | 468.2043 | 163.3227 | 854.646 | 163.3227 | 2291 | 10 | 3 | 2017-03-06 10:00 | WEEKDAY | 13.5668 | 11.33 | 1067.65 | 990 | 0 | 990 | 2398.21 | 0 | 0 | NA | 79.94%
| 11 | 4 | 2017-04-06 11:00 | 221.8488 | 1980.0001 | 990.0001 | 832.3027 | 1022.4471 | 1000.0001 | 990 | 1980.0001 | 966.8669 | 500 | 961.3975 | 250 | 242.7771 | 423.1081 | 221.8488 | 1022.4471 | 221.8488 | 2292 | 11 | 3 | 2017-03-06 11:00 | WEEKDAY | 16.5702 | 11.33 | 1035.42 | 990 | 0 | 990 | 2398.21 | 0 | 0 | NA | 79.94%
| 12 | 4 | 2017-04-06 12:00 | 215.3437 | 1977.7246 | 933.9868 | 642.2885 | 945.1589 | 998.8508 | 985.528 | 1850.6841 | 953.9581 | 499.4254 | 751.8546 | 250 | 189.8623 | 656.5534 | 215.3437 | 945.1589 | 215.3437 | 2293 | 12 | 3 | 2017-03-06 12:00 | WEEKDAY | 15.8771 | 11.33 | 1029.85 | 990 | 0 | 990 | 2398.21 | 0 | 0 | NA | 79.94%
| 13 | 4 | 2017-04-06 13:00 | 163.2547 | 1980.0001 | 887.1437 | 279.5109 | 914.4624 | 1000.0001 | 978.371 | 1805.126 | 950.3042 | 500 | 284.6066 | 250 | 71.8704 | 715.3116 | 163.2547 | 914.4624 | 163.2547 | 2294 | 13 | 3 | 2017-03-06 13:00 | WEEKDAY | 19.0753 | 11.33 | 1022.22 | 990 | 0 | 990 | 2398.21 | 0 | 0 | NA | 79.94%
| 14 | 4 | 2017-04-06 14:00 | 262.0576 | 1980.0001 | 817.7836 | 371.0622 | 768.8422 | 1000.0001 | 990 | 1980.0001 | 954.966 | 500 | 315.2817 | 250 | 79.6166 | 990.0001 | 262.0576 | 768.8422 | 262.0576 | 2295 | 14 | 3 | 2017-03-06 14:00 | WEEKDAY | 21.9813 | 1.96 | 1035.82 | 990 | 0 | 990 | 2398.21 | 0 | 0 | NA | 79.94%
| 15 | 4 | 2017-04-06 15:00 | 219.259 | 1923.4592 | 958.0286 | 632.4863 | 1312.1509 | 971.4441 | 990 | 1915.1243 | 964.6165 | 485.722 | 278.9049 | 244.9294 | 70.4305 | 941.1351 | 219.259 | 1312.1509 | 219.259 | 2296 | 15 | 3 | 2017-03-06 15:00 | WEEKDAY | 19.9605 | 1.96 | 1057.93 | 990 | 0 | 990 | 2398.21 | 0 | 0 | NA | 79.94%
| 16 | 4 | 2017-04-06 16:00 | 141.9077 | 1757.5496 | 716.223 | 118.4632 | 848.7981 | 887.6513 | 990 | 1905.6568 | 974.5396 | 443.8257 | 852.2567 | 216.3979 | 215.2163 | 858.7115 | 141.9077 | 848.7981 | 141.9077 | 2297 | 16 | 3 | 2017-03-06 16:00 | WEEKDAY | 20.7315 | 1.96 | 1039.01 | 990 | 0 | 990 | 2398.21 | 0 | 0 | NA | 79.94%
| 17 | 4 | 2017-04-06 17:00 | 73.832 | 1246.6247 | 718.0618 | 53.5818 | 784.2419 | 629.6084 | 898.545 | 1410.5372 | 902.1048 | 314.8042 | 641.107 | 58.8546 | 161.8957 | 645.3361 | 73.832 | 784.2419 | 73.832 | 2298 | 17 | 3 | 2017-03-06 17:00 | WEEKDAY | 21.4552 | 19.93 | 937.577 | 909.4497 | 0 | 909.4497 | 2398.21 | 0 | 0 | NA | 79.94%
| 18 | 4 | 2017-04-06 18:00 | 0 | 174.1918 | 243.6405 | 15.1576 | 98.9446 | 87.9756 | 594.12 | 153.8566 | 688.1219 | 43.9878 | 101.3142 | 22.023 | 25.5844 | 95.5594 | 0 | 98.9446 | 0 | 2299 | 18 | 3 | 2017-03-06 18:00 | WEEKDAY | 27.668 | 19.93 | 617.447 | 598.9236 | 0 | 598.9236 | 2398.21 | 0 | 0 | NA | 79.94%
| 19 | 4 | 2017-04-06 19:00 | 0 | 0 | 0 | 0 | 0 | 0 | 0 | 0 | 0 | 0 | 0 | 0 | 0 | 0 | 0 | 0 | 0 | 2300 | 19 | 3 | 2017-03-06 19:00 | WEEKDAY | 23.9242 | 19.93 | 0 | 0 | 0 | 0 | 2398.21 | 0 | 0 | NA | 79.94%
| 20 | 4 | 2017-04-06 20:00 | 0 | 0 | 0 | 0 | 0 | 0 | 0 | 0 | 0 | 0 | 0 | 0 | 0 | 0 | 0 | 0 | 0 | 2301 | 20 | 3 | 2017-03-06 20:00 | WEEKDAY | 21.9618 | 12.08 | 0 | 0 | 0 | 0 | 2398.21 | 0 | 0 | NA | 79.94%
| 21 | 4 | 2017-04-06 21:00 | 0 | 0 | 0 | 0 | 0 | 0 | 0 | 0 | 0 | 0 | 0 | 0 | 0 | 0 | 0 | 0 | 0 | 2302 | 21 | 3 | 2017-03-06 21:00 | WEEKDAY | 21.5443 | 12.08 | 0 | 0 | 0 | 0 | 2398.21 | 0 | 0 | NA | 79.94%
| 22 | 4 | 2017-04-06 22:00 | 0 | 0 | 0 | 0 | 0 | 0 | 0 | 0 | 0 | 0 | 0 | 0 | 0 | 0 | 0 | 0 | 0 | 2303 | 22 | 3 | 2017-03-06 22:00 | WEEKDAY | 18.9974 | 12.08 | 0 | 0 | 0 | 0 | 2398.21 | 0 | 0 | NA | 79.94%
| 23 | 4 | 2017-04-06 23:00 | 0 | 0 | 0 | 0 | 0 | 0 | 0 | 0 | 0 | 0 | 0 | 0 | 0 | 0 | 0 | 0 | 0 | 2304 | 23 | 3 | 2017-03-06 23:00 | WEEKDAY | 19.0197 | 2.27 | 0 | 0 | 0 | 0 | 2398.21 | 0 | 0 | NA | 79.94%
| 0 | 4 | 2017-04-07 | 0 | 0 | 0 | 0 | 0 | 0 | 0 | 0 | 0 | 0 | 0 | 0 | 0 | 0 | 0 | 0 | 0 | 2305 | 0 | 3 | 2017-03-07 | WEEKDAY | 21.2632 | 2.27 | 0 | 0 | 0 | 0 | 2398.21 | 0 | 0 | NA | 79.94%
| 1 | 4 | 2017-04-07 01:00 | 0 | 0 | 0 | 0 | 0 | 0 | 0 | 0 | 0 | 0 | 0 | 0 | 0 | 0 | 0 | 0 | 0 | 2306 | 1 | 3 | 2017-03-07 01:00 | WEEKDAY | 24.1329 | 2.27 | 0 | 0 | 0 | 0 | 2398.21 | 0 | 0 | NA | 79.94%
| 2 | 4 | 2017-04-07 02:00 | 0 | 0 | 0 | 0 | 0 | 0 | 0 | 0 | 0 | 0 | 0 | 0 | 0 | 0 | 0 | 0 | 0 | 2307 | 2 | 3 | 2017-03-07 02:00 | WEEKDAY | 20.1136 | 2.27 | 0 | 0 | 0 | 0 | 2398.21 | 0 | 0 | NA | 79.94%
| 3 | 4 | 2017-04-07 03:00 | 0 | 0 | 0 | 0 | 0 | 0 | 0 | 0 | 0 | 0 | 0 | 0 | 0 | 0 | 0 | 0 | 0 | 2308 | 3 | 3 | 2017-03-07 03:00 | WEEKDAY | 16.4366 | 2.27 | 0 | 0 | 0 | 0 | 2398.21 | 0 | 0 | NA | 79.94%
| 4 | 4 | 2017-04-07 04:00 | 0 | 0 | 0 | 0 | 0 | 0 | 0 | 0 | 0 | 0 | 0 | 0 | 0 | 0 | 0 | 0 | 0 | 2309 | 4 | 3 | 2017-03-07 04:00 | WEEKDAY | 12.3226 | 2.27 | 0 | 0 | 0 | 0 | 2398.21 | 0 | 0 | NA | 79.94%
| 5 | 4 | 2017-04-07 05:00 | 0 | 0 | 0 | 0 | 0 | 0 | 0 | 0 | 0 | 0 | 0 | 0 | 0 | 0 | 0 | 0 | 0 | 2310 | 5 | 3 | 2017-03-07 05:00 | WEEKDAY | 8.022 | 2.27 | 0 | 0 | 0 | 0 | 2398.21 | 0 | 0 | NA | 79.94%
| 6 | 4 | 2017-04-07 06:00 | 152.3496 | 32.8232 | 17.3194 | 5.212 | 48.9172 | 16.5774 | 0 | 95.0472 | 0 | 8.2887 | 5.6337 | 8.9487 | 1.4226 | 69.1593 | 152.3496 | 48.9172 | 152.3496 | 2311 | 6 | 3 | 2017-03-07 06:00 | WEEKDAY | 17.6808 | 20.45 | 0 | 0 | 0 | 0 | 2398.21 | 0 | 0 | NA | 79.94%
| 7 | 4 | 2017-04-07 07:00 | 104.2979 | 834.8588 | 472.1729 | 37.2021 | 241.3132 | 421.6458 | 107.709 | 1111.9574 | 266.6355 | 210.8229 | 35.2114 | 137.1654 | 8.8918 | 572.3949 | 104.2979 | 241.3132 | 104.2979 | 2312 | 7 | 3 | 2017-03-07 07:00 | WEEKDAY | 19.7322 | 20.45 | 115.092 | 0 | 0 | 0 | 2398.21 | 0 | 0 | NA | 79.94%
| 8 | 4 | 2017-04-07 08:00 | 83.7072 | 1631.2585 | 869.8911 | 79.938 | 532.4334 | 823.8679 | 269.051 | 1767.9679 | 123.4538 | 411.934 | 85.846 | 238.1532 | 21.6783 | 893.6866 | 83.7072 | 532.4334 | 83.7072 | 2313 | 8 | 3 | 2017-03-07 08:00 | WEEKDAY | 20.5116 | 20.45 | 280.49 | 0 | 0 | 0 | 2513.302 | 0 | 0 | NA | 83.78%
| 9 | 4 | 2017-04-07 09:00 | 116.5135 | 1962.5822 | 889.8027 | 121.1957 | 1055.9492 | 991.2031 | 645.228 | 1980.0001 | 137.5082 | 495.6016 | 168.6905 | 250 | 42.5986 | 953.5769 | 116.5135 | 1055.9492 | 116.5135 | 2314 | 9 | 3 | 2017-03-07 09:00 | WEEKDAY | 18.0232 | 11.33 | 670.848 | 650.7226 | 0 | 650.7226 | 2793.792 | 0 | 0 | NA | 93.13%
| 10 | 4 | 2017-04-07 10:00 | 559.261 | 1980.0001 | 484.3428 | 198.6672 | 1645.9109 | 1000.0001 | 631.555 | 1980.0001 | 990 | 500 | 865.2774 | 250 | 218.5044 | 708.4688 | 559.261 | 1645.9109 | 559.261 | 2315 | 10 | 3 | 2017-03-07 10:00 | WEEKDAY | 19.8185 | 11.33 | 656.5 | 636.805 | 0 | 636.805 | 2793.792 | 0 | 0 | NA | 93.13%
| 11 | 4 | 2017-04-07 11:00 | 990.0001 | 1923.4564 | 914.0153 | 827.0779 | 1239.6534 | 971.4426 | 718.216 | 1980.0001 | 990 | 485.7213 | 969.557 | 250 | 244.8376 | 647.9977 | 990.0001 | 1239.6534 | 990.0001 | 2316 | 11 | 3 | 2017-03-07 11:00 | WEEKDAY | 22.0592 | 11.33 | 747.318 | 724.8985 | 0 | 724.8985 | 2793.792 | 0 | 0 | NA | 93.13%
| 12 | 4 | 2017-04-07 12:00 | 990.0001 | 1837.9402 | 990.0001 | 438.0091 | 1055.1044 | 928.2526 | 713.922 | 1970.5018 | 990 | 464.1263 | 990.0001 | 250 | 250 | 559.1936 | 990.0001 | 1055.1044 | 990.0001 | 2317 | 12 | 3 | 2017-03-07 12:00 | WEEKDAY | 22.8915 | 11.33 | 742.784 | 720.5005 | 0 | 720.5005 | 2793.792 | 0 | 0 | NA | 93.13%
| 13 | 4 | 2017-04-07 13:00 | 990.0001 | 1834.1086 | 967.5456 | 778.0054 | 751.9479 | 926.3175 | 587.666 | 1980.0001 | 990 | 463.1587 | 990.0001 | 250 | 250 | 531.2532 | 990.0001 | 751.9479 | 990.0001 | 2318 | 13 | 3 | 2017-03-07 13:00 | WEEKDAY | 25.7502 | 11.33 | 610.58 | 592.2626 | 0 | 592.2626 | 2793.792 | 0 | 0 | NA | 93.13%
| 14 | 4 | 2017-04-07 14:00 | 990.0001 | 1980.0001 | 963.0504 | 576.4043 | 1063.0469 | 1000.0001 | 597.682 | 1980.0001 | 909.7979 | 500 | 990.0001 | 250 | 250 | 544.1471 | 990.0001 | 1063.0469 | 990.0001 | 2319 | 14 | 3 | 2017-03-07 14:00 | WEEKDAY | 26.5351 | 1.96 | 621.04 | 602.4088 | 0 | 602.4088 | 2793.792 | 0 | 0 | NA | 93.13%
| 15 | 4 | 2017-04-07 15:00 | 86.4664 | 1922.6695 | 942.4806 | 855.3257 | 926.9194 | 971.0452 | 403.456 | 1972.7242 | 990.1163 | 485.5226 | 990.0001 | 250 | 250 | 400.8293 | 86.4664 | 926.9194 | 86.4664 | 2320 | 15 | 3 | 2017-03-07 15:00 | WEEKDAY | 26.279 | 1.96 | 419.082 | 406.5095 | 0 | 406.5095 | 2793.792 | 0 | 0 | NA | 93.13%
| 16 | 4 | 2017-04-07 16:00 | 505.9158 | 1678.9525 | 880.5723 | 565.9493 | 990.8761 | 847.9558 | 622.596 | 1722.155 | 990 | 423.9779 | 899.5146 | 240.0502 | 227.1501 | 238.9086 | 505.9158 | 990.8761 | 505.9158 | 2321 | 16 | 3 | 2017-03-07 16:00 | WEEKDAY | 25.3354 | 1.96 | 647.056 | 627.6443 | 362 | 989.6443 | 2793.792 | 0 | 0 | NA | 93.13%
| 17 | 4 | 2017-04-07 17:00 | 250.5692 | 1174.3344 | 110.8331 | 302.3675 | 433.1429 | 593.0982 | 628.53 | 1155.9135 | 717.3198 | 296.5491 | 695.1408 | 181.9699 | 175.5406 | 65.5611 | 250.5692 | 433.1429 | 250.5692 | 2322 | 17 | 3 | 2017-03-07 17:00 | WEEKDAY | 24.0773 | 19.93 | 653.321 | 633.7214 | 0 | 633.7214 | 2420.5961 | 0 | 0 | NA | 80.69%
| 18 | 4 | 2017-04-07 18:00 | 0 | 135.5166 | 33.473 | 22.8199 | 116.9985 | 68.4427 | 541.416 | 134.6381 | 242.9646 | 34.2214 | 125.1003 | 22.0101 | 31.591 | 20.1038 | 0 | 116.9985 | 0 | 2323 | 18 | 3 | 2017-03-07 18:00 | WEEKDAY | 25.6973 | 19.93 | 562.404 | 0 | 0 | 0 | 2420.5961 | 0 | 0 | NA | 80.69%
| 19 | 4 | 2017-04-07 19:00 | 0 | 0 | 0 | 0 | 0 | 0 | 0 | 0 | 0 | 0 | 0 | 0 | 0 | 0 | 0 | 0 | 0 | 2324 | 19 | 3 | 2017-03-07 19:00 | WEEKDAY | 24.2248 | 19.93 | 0 | 0 | 0 | 0 | 2983.0001 | 0 | 0 | NA | 99.43%
| 20 | 4 | 2017-04-07 20:00 | 0 | 0 | 0 | 0 | 0 | 0 | 0 | 0 | 0 | 0 | 0 | 0 | 0 | 0 | 0 | 0 | 0 | 2325 | 20 | 3 | 2017-03-07 20:00 | WEEKDAY | 23.0028 | 12.08 | 0 | 0 | 0 | 0 | 2983.0001 | 0 | 0 | NA | 99.43%
| 21 | 4 | 2017-04-07 21:00 | 0 | 0 | 0 | 0 | 0 | 0 | 0 | 0 | 0 | 0 | 0 | 0 | 0 | 0 | 0 | 0 | 0 | 2326 | 21 | 3 | 2017-03-07 21:00 | WEEKDAY | 21.5025 | 12.08 | 0 | 0 | 0 | 0 | 2983.0001 | 0 | 0 | NA | 99.43%
| 22 | 4 | 2017-04-07 22:00 | 0 | 0 | 0 | 0 | 0 | 0 | 0 | 0 | 0 | 0 | 0 | 0 | 0 | 0 | 0 | 0 | 0 | 2327 | 22 | 3 | 2017-03-07 22:00 | WEEKDAY | 20.8762 | 12.08 | 0 | 0 | 0 | 0 | 2983.0001 | 0 | 0 | NA | 99.43%
| 23 | 4 | 2017-04-07 23:00 | 0 | 0 | 0 | 0 | 0 | 0 | 0 | 0 | 0 | 0 | 0 | 0 | 0 | 0 | 0 | 0 | 0 | 2328 | 23 | 3 | 2017-03-07 23:00 | WEEKDAY | 18.8638 | 2.27 | 0 | 0 | 0 | 0 | 2983.0001 | 0 | 0 | NA | 99.43%
| 0 | 4 | 2017-04-08 | 0 | 0 | 0 | 0 | 0 | 0 | 0 | 0 | 0 | 0 | 0 | 0 | 0 | 0 | 0 | 0 | 0 | 2329 | 0 | 3 | 2017-03-08 | WEEKDAY | 19.5847 | 2.27 | 0 | 0 | 0 | 0 | 2983.0001 | 0 | 0 | NA | 99.43%
| 1 | 4 | 2017-04-08 01:00 | 0 | 0 | 0 | 0 | 0 | 0 | 0 | 0 | 0 | 0 | 0 | 0 | 0 | 0 | 0 | 0 | 0 | 2330 | 1 | 3 | 2017-03-08 01:00 | WEEKDAY | 17.2354 | 2.27 | 0 | 0 | 0 | 0 | 2983.0001 | 0 | 0 | NA | 99.43%
| 2 | 4 | 2017-04-08 02:00 | 0 | 0 | 0 | 0 | 0 | 0 | 0 | 0 | 0 | 0 | 0 | 0 | 0 | 0 | 0 | 0 | 0 | 2331 | 2 | 3 | 2017-03-08 02:00 | WEEKDAY | 16.328 | 2.27 | 0 | 0 | 0 | 0 | 2983.0001 | 0 | 0 | NA | 99.43%
| 3 | 4 | 2017-04-08 03:00 | 0 | 0 | 0 | 0 | 0 | 0 | 0 | 0 | 0 | 0 | 0 | 0 | 0 | 0 | 0 | 0 | 0 | 2332 | 3 | 3 | 2017-03-08 03:00 | WEEKDAY | 16.6342 | 2.27 | 0 | 0 | 0 | 0 | 2983.0001 | 0 | 0 | NA | 99.43%
| 4 | 4 | 2017-04-08 04:00 | 0 | 0 | 0 | 0 | 0 | 0 | 0 | 0 | 0 | 0 | 0 | 0 | 0 | 0 | 0 | 0 | 0 | 2333 | 4 | 3 | 2017-03-08 04:00 | WEEKDAY | 19.3481 | 2.27 | 0 | 0 | 0 | 0 | 2983.0001 | 0 | 0 | NA | 99.43%
| 5 | 4 | 2017-04-08 05:00 | 0 | 0 | 0 | 0 | 0 | 0 | 0 | 0 | 0 | 0 | 0 | 0 | 0 | 0 | 0 | 0 | 0 | 2334 | 5 | 3 | 2017-03-08 05:00 | WEEKDAY | 21.3801 | 2.27 | 0 | 0 | 0 | 0 | 2983.0001 | 0 | 0 | NA | 99.43%
| 6 | 4 | 2017-04-08 06:00 | 438.4872 | 17.7196 | 10.0346 | 13.0344 | 13.4272 | 8.9493 | 0 | 103.6002 | 0 | 4.4746 | 15.4218 | 4.224 | 3.8944 | 12.3859 | 438.4872 | 13.4272 | 438.4872 | 2335 | 6 | 3 | 2017-03-08 06:00 | WEEKDAY | 20.9319 | 20.45 | 0 | 0 | 0 | 0 | 2983.0001 | 0 | 0 | NA | 99.43%
| 7 | 4 | 2017-04-08 07:00 | 975.758 | 99.762 | 215.7897 | 59.9891 | 189.8308 | 50.3849 | 317.648 | 1139.5771 | 0 | 25.1924 | 423.3259 | 86.3971 | 106.9005 | 191.7223 | 975.758 | 189.8308 | 975.758 | 2336 | 7 | 3 | 2017-03-08 07:00 | WEEKDAY | 20.4086 | 20.45 | 330.538 | 320.6219 | 0 | 320.6219 | 2983.0001 | 0 | 0 | NA | 99.43%
| 8 | 4 | 2017-04-08 08:00 | 990.0001 | 230.419 | 796.5126 | 509.4524 | 214.8747 | 116.3732 | 736.038 | 1780.1665 | 94.6969 | 58.1866 | 832.2294 | 215.9376 | 210.1589 | 362.7521 | 990.0001 | 214.8747 | 990.0001 | 2337 | 8 | 3 | 2017-03-08 08:00 | WEEKDAY | 20.1776 | 20.45 | 766.155 | 743.1703 | 0 | 743.1703 | 2983.0001 | 0 | 0 | NA | 99.43%
| 9 | 4 | 2017-04-08 09:00 | 990.0001 | 961.2123 | 829.8792 | 848.3617 | 531.4995 | 485.4608 | 972.78 | 1980.0001 | 78.9537 | 242.7304 | 965.2935 | 250 | 243.761 | 104.7724 | 990.0001 | 531.4995 | 990.0001 | 2338 | 9 | 3 | 2017-03-08 09:00 | WEEKDAY | 20.5478 | 11.33 | 1016.44 | 985.9468 | 0 | 985.9468 | 2983.0001 | 0 | 0 | NA | 99.43%
| 10 | 4 | 2017-04-08 10:00 | 990.0001 | 1853.3708 | 934.0604 | 961.1388 | 677.5827 | 936.0459 | 986.69 | 1980.0001 | 239.4358 | 468.0229 | 981.9022 | 250 | 247.9551 | 241.6689 | 990.0001 | 677.5827 | 990.0001 | 2339 | 10 | 3 | 2017-03-08 10:00 | WEEKDAY | 19.2006 | 11.33 | 1031.19 | 990 | 0 | 990 | 2983.0001 | 0 | 0 | NA | 99.43%
| 11 | 4 | 2017-04-08 11:00 | 913.8417 | 985.3498 | 920.1423 | 990.0001 | 1019.0511 | 497.6514 | 966.125 | 1948.9021 | 199.7589 | 248.8257 | 966.3133 | 250 | 244.0185 | 283.6226 | 913.8417 | 1019.0511 | 913.8417 | 2340 | 11 | 3 | 2017-03-08 11:00 | WEEKDAY | 20.9431 | 11.33 | 1009.28 | 979.0016 | 0 | 979.0016 | 2983.0001 | 0 | 0 | NA | 99.43%
| 12 | 4 | 2017-04-08 12:00 | 990.0001 | 1824.0525 | 932.8201 | 978.6 | 837.1265 | 921.2386 | 953.363 | 1892.1095 | 156.9848 | 460.6193 | 942.6124 | 250 | 238.0334 | 650.3956 | 990.0001 | 837.1265 | 990.0001 | 2341 | 12 | 3 | 2017-03-08 12:00 | WEEKDAY | 20.9876 | 11.33 | 995.704 | 965.8329 | 0 | 965.8329 | 2983.0001 | 0 | 0 | NA | 99.43%
| 13 | 4 | 2017-04-08 13:00 | 935.0324 | 1715.3116 | 894.8379 | 987.7934 | 869.4236 | 866.319 | 952.223 | 1934.8851 | 146.9007 | 433.1595 | 905.1768 | 248.1854 | 228.58 | 282.0653 | 935.0324 | 869.4236 | 935.0324 | 2342 | 13 | 3 | 2017-03-08 13:00 | WEEKDAY | 22.2652 | 11.33 | 994.478 | 964.6437 | 0 | 964.6437 | 2983.0001 | 0 | 0 | NA | 99.43%
| 14 | 4 | 2017-04-08 14:00 | 990.0001 | 1809.9108 | 939.4018 | 990.0001 | 452.2718 | 914.0964 | 966.909 | 1932.8107 | 308.5657 | 457.0482 | 957.4688 | 233.2289 | 241.7851 | 241.5784 | 990.0001 | 452.2718 | 990.0001 | 2343 | 14 | 3 | 2017-03-08 14:00 | WEEKDAY | 22.0537 | 1.96 | 1010.08 | 979.7776 | 0 | 979.7776 | 2983.0001 | 0 | 0 | NA | 99.43%
| 15 | 4 | 2017-04-08 15:00 | 990.0001 | 1705.1977 | 797.8558 | 985.1578 | 720.2278 | 861.2109 | 755.888 | 1904.1528 | 990.3678 | 430.6055 | 949.9505 | 229.1159 | 239.8865 | 185.2721 | 990.0001 | 720.2278 | 990.0001 | 2344 | 15 | 3 | 2017-03-08 15:00 | WEEKDAY | 22.2513 | 1.96 | 786.88 | 763.2736 | 0 | 763.2736 | 2983.0001 | 0 | 0 | NA | 99.43%
| 16 | 4 | 2017-04-08 16:00 | 851.7722 | 1560.9363 | 840.6765 | 901.7216 | 477.5205 | 788.3517 | 908.539 | 1714.1282 | 990.1182 | 394.1758 | 876.9947 | 220.5864 | 221.4633 | 267.9739 | 851.7722 | 477.5205 | 851.7722 | 2345 | 16 | 3 | 2017-03-08 16:00 | WEEKDAY | 23.2784 | 1.96 | 948.12 | 919.6764 | 70 | 989.6764 | 2983.0001 | 0 | 0 | NA | 99.43%
| 17 | 4 | 2017-04-08 17:00 | 299.8698 | 1094.2909 | 391.483 | 647.0295 | 290.794 | 552.6722 | 668.832 | 1214.6285 | 0 | 276.3361 | 586.8904 | 163.3038 | 148.2047 | 57.6971 | 299.8698 | 290.794 | 299.8698 | 2346 | 17 | 3 | 2017-03-08 17:00 | WEEKDAY | 35.4646 | 19.93 | 695.495 | 674.6301 | 315 | 989.6301 | 2910.8352 | 0 | 0 | NA | 97.03%
| 18 | 4 | 2017-04-08 18:00 | 0 | 149.6391 | 70.2746 | 87.6554 | 67.0574 | 75.5753 | 281.556 | 101.7397 | 0 | 37.7877 | 98.7769 | 21.4874 | 24.9437 | 11.8035 | 0 | 67.0574 | 0 | 2347 | 18 | 3 | 2017-03-08 18:00 | WEEKDAY | 55.7229 | 19.93 | 293.313 | 0 | 0 | 0 | 2586.0929 | 0 | 0 | NA | 86.2%
| 19 | 4 | 2017-04-08 19:00 | 0 | 0 | 0 | 0 | 0 | 0 | 0 | 0 | 0 | 0 | 0 | 0 | 0 | 0 | 0 | 0 | 0 | 2348 | 19 | 3 | 2017-03-08 19:00 | WEEKDAY | 23.4733 | 19.93 | 0 | 0 | 0 | 0 | 2879.4059 | 0 | 0 | NA | 95.98%
| 20 | 4 | 2017-04-08 20:00 | 0 | 0 | 0 | 0 | 0 | 0 | 0 | 0 | 0 | 0 | 0 | 0 | 0 | 0 | 0 | 0 | 0 | 2349 | 20 | 3 | 2017-03-08 20:00 | WEEKDAY | 20.8623 | 12.08 | 0 | 0 | 0 | 0 | 2879.4059 | 0 | 0 | NA | 95.98%
| 21 | 4 | 2017-04-08 21:00 | 0 | 0 | 0 | 0 | 0 | 0 | 0 | 0 | 0 | 0 | 0 | 0 | 0 | 0 | 0 | 0 | 0 | 2350 | 21 | 3 | 2017-03-08 21:00 | WEEKDAY | 19.2173 | 12.08 | 0 | 0 | 0 | 0 | 2879.4059 | 0 | 0 | NA | 95.98%
| 22 | 4 | 2017-04-08 22:00 | 0 | 0 | 0 | 0 | 0 | 0 | 0 | 0 | 0 | 0 | 0 | 0 | 0 | 0 | 0 | 0 | 0 | 2351 | 22 | 3 | 2017-03-08 22:00 | WEEKDAY | 17.1937 | 12.08 | 0 | 0 | 0 | 0 | 2879.4059 | 0 | 0 | NA | 95.98%
| 23 | 4 | 2017-04-08 23:00 | 0 | 0 | 0 | 0 | 0 | 0 | 0 | 0 | 0 | 0 | 0 | 0 | 0 | 0 | 0 | 0 | 0 | 2352 | 23 | 3 | 2017-03-08 23:00 | WEEKDAY | 15.2341 | 2.27 | 0 | 0 | 0 | 0 | 2879.4059 | 0 | 0 | NA | 95.98%
| 0 | 4 | 2017-04-09 | 0 | 0 | 0 | 0 | 0 | 0 | 0 | 0 | 0 | 0 | 0 | 0 | 0 | 0 | 0 | 0 | 0 | 2353 | 0 | 3 | 2017-03-09 | WEEKDAY | 14.9947 | 2.27 | 0 | 0 | 0 | 0 | 2879.4059 | 0 | 0 | NA | 95.98%
| 1 | 4 | 2017-04-09 01:00 | 0 | 0 | 0 | 0 | 0 | 0 | 0 | 0 | 0 | 0 | 0 | 0 | 0 | 0 | 0 | 0 | 0 | 2354 | 1 | 3 | 2017-03-09 01:00 | WEEKDAY | 15.2508 | 2.27 | 0 | 0 | 0 | 0 | 2879.4059 | 0 | 0 | NA | 95.98%
| 2 | 4 | 2017-04-09 02:00 | 0 | 0 | 0 | 0 | 0 | 0 | 0 | 0 | 0 | 0 | 0 | 0 | 0 | 0 | 0 | 0 | 0 | 2355 | 2 | 3 | 2017-03-09 02:00 | WEEKDAY | 15.1395 | 2.27 | 0 | 0 | 0 | 0 | 2879.4059 | 0 | 0 | NA | 95.98%
| 3 | 4 | 2017-04-09 03:00 | 0 | 0 | 0 | 0 | 0 | 0 | 0 | 0 | 0 | 0 | 0 | 0 | 0 | 0 | 0 | 0 | 0 | 2356 | 3 | 3 | 2017-03-09 03:00 | WEEKDAY | 15.6433 | 2.27 | 0 | 0 | 0 | 0 | 2879.4059 | 0 | 0 | NA | 95.98%
| 4 | 4 | 2017-04-09 04:00 | 0 | 0 | 0 | 0 | 0 | 0 | 0 | 0 | 0 | 0 | 0 | 0 | 0 | 0 | 0 | 0 | 0 | 2357 | 4 | 3 | 2017-03-09 04:00 | WEEKDAY | 7.9914 | 2.27 | 0 | 0 | 0 | 0 | 2879.4059 | 0 | 0 | NA | 95.98%
| 5 | 4 | 2017-04-09 05:00 | 0 | 0 | 0 | 0 | 0 | 0 | 0 | 0 | 0 | 0 | 0 | 0 | 0 | 0 | 0 | 0 | 0 | 2358 | 5 | 3 | 2017-03-09 05:00 | WEEKDAY | 15.9133 | 2.27 | 0 | 0 | 0 | 0 | 2879.4059 | 0 | 0 | NA | 95.98%
| 6 | 4 | 2017-04-09 06:00 | 292.5716 | 12.3572 | 6.354 | 4.9935 | 47.5019 | 6.241 | 0 | 108.5926 | 0 | 3.1205 | 12.9306 | 10.416 | 3.2653 | 12.4049 | 292.5716 | 47.5019 | 292.5716 | 2359 | 6 | 3 | 2017-03-09 06:00 | WEEKDAY | 20.417 | 20.45 | 0 | 0 | 0 | 0 | 2879.4059 | 0 | 0 | NA | 95.98%
| 7 | 4 | 2017-04-09 07:00 | 122.6711 | 98.9857 | 282.9525 | 35.2888 | 241.1731 | 49.9928 | 339.024 | 1124.8055 | 0 | 24.9964 | 376.8529 | 106.3908 | 95.1649 | 44.5651 | 122.6711 | 241.1731 | 122.6711 | 2360 | 7 | 3 | 2017-03-09 07:00 | WEEKDAY | 20.7148 | 20.45 | 352.623 | 342.0443 | 0 | 342.0443 | 2879.4059 | 0 | 0 | NA | 95.98%
| 8 | 4 | 2017-04-09 08:00 | 104.8437 | 478.8953 | 703.9141 | 76.6159 | 207.8255 | 241.8663 | 898.287 | 1748.8854 | 0 | 120.9331 | 808.7514 | 206.5761 | 204.2301 | 97.6058 | 104.8437 | 207.8255 | 104.8437 | 2361 | 8 | 3 | 2017-03-09 08:00 | WEEKDAY | 21.9924 | 20.45 | 937.324 | 909.2043 | 0 | 909.2043 | 2879.4059 | 0 | 0 | NA | 95.98%
| 9 | 4 | 2017-04-09 09:00 | 138.2459 | 714.9345 | 913.169 | 530.7296 | 921.0776 | 361.078 | 983.405 | 1901.3288 | 512.7158 | 180.539 | 976.7344 | 232.1469 | 246.6501 | 180.7765 | 138.2459 | 921.0776 | 138.2459 | 2362 | 9 | 3 | 2017-03-09 09:00 | WEEKDAY | 22.1121 | 11.33 | 1027.6 | 990 | 0 | 990 | 2879.4059 | 0 | 0 | NA | 95.98%
| 10 | 4 | 2017-04-09 10:00 | 219.4486 | 469.5954 | 974.5462 | 672.1376 | 1570.7813 | 237.1694 | 536.352 | 1980.0001 | 776.1135 | 118.5847 | 990.0001 | 194.4751 | 250 | 240.1521 | 219.4486 | 1570.7813 | 219.4486 | 2363 | 10 | 3 | 2017-03-09 10:00 | WEEKDAY | 30.5962 | 11.33 | 557.036 | 540.3249 | 0 | 540.3249 | 2879.4059 | 0 | 0 | NA | 95.98%
| 11 | 4 | 2017-04-09 11:00 | 551.5811 | 560.6897 | 963.2663 | 888.4589 | 1641.5572 | 283.1766 | 843.762 | 1966.5469 | 704.9252 | 141.5883 | 990.0001 | 225.9039 | 250 | 281.4006 | 551.5811 | 1641.5572 | 551.5811 | 2364 | 11 | 3 | 2017-03-09 11:00 | WEEKDAY | 33.4632 | 11.33 | 879.364 | 852.9831 | 0 | 852.9831 | 2879.4059 | 0 | 0 | NA | 95.98%
| 12 | 4 | 2017-04-09 12:00 | 990.0001 | 600.5454 | 891.0754 | 985.4011 | 1062.5049 | 303.3057 | 875.208 | 1955.1964 | 989.7653 | 151.6529 | 990.0001 | 187.021 | 250 | 528.9951 | 990.0001 | 1062.5049 | 990.0001 | 2365 | 12 | 3 | 2017-03-09 12:00 | WEEKDAY | 45.6717 | 11.33 | 912.344 | 884.9737 | 0 | 884.9737 | 2879.4059 | 0 | 0 | NA | 95.98%
| 13 | 4 | 2017-04-09 13:00 | 990.0001 | 1030.8644 | 884.3039 | 990.0001 | 1316.544 | 520.6386 | 870.565 | 1929.2093 | 990 | 260.3193 | 990.0001 | 216.9828 | 250 | 826.0173 | 990.0001 | 1316.544 | 990.0001 | 2366 | 13 | 3 | 2017-03-09 13:00 | WEEKDAY | 39.4199 | 11.33 | 907.422 | 880.1993 | 110 | 990.1993 | 2879.4059 | 0 | 0 | NA | 95.98%
| 14 | 4 | 2017-04-09 14:00 | 990.0001 | 1532.609 | 953.4548 | 990.0001 | 987.596 | 774.0449 | 844.186 | 1924.6182 | 990.4344 | 387.0225 | 990.0001 | 227.4067 | 250 | 255.3991 | 990.0001 | 987.596 | 990.0001 | 2367 | 14 | 3 | 2017-03-09 14:00 | WEEKDAY | 29.9811 | 1.96 | 879.76 | 853.3672 | 137 | 990.3672 | 2766.0039 | 0 | 0 | NA | 92.2%
| 15 | 4 | 2017-04-09 15:00 | 990.0001 | 1873.1314 | 846.324 | 990.0001 | 488.0423 | 946.0259 | 832.78 | 1914.3175 | 990.3993 | 473.013 | 988.3021 | 225.6918 | 249.5712 | 339.9124 | 990.0001 | 488.0423 | 990.0001 | 2368 | 15 | 3 | 2017-03-09 15:00 | WEEKDAY | 41.8054 | 1.96 | 867.727 | 841.6952 | 148 | 989.6952 | 2624.7667 | 0 | 0 | NA | 87.49%
| 16 | 4 | 2017-04-09 16:00 | 862.56 | 1579.1788 | 879.3755 | 891.7974 | 585.9114 | 797.5651 | 891.806 | 1690.027 | 0 | 398.7825 | 873.7416 | 219.917 | 220.6418 | 513.0231 | 862.56 | 585.9114 | 862.56 | 2369 | 16 | 3 | 2017-03-09 16:00 | WEEKDAY | 59.5725 | 1.96 | 930.268 | 902.36 | 88 | 990.36 | 2472.1894 | 0 | 0 | NA | 82.41%
| 17 | 4 | 2017-04-09 17:00 | 297.7025 | 1269.3607 | 745.2114 | 617.3382 | 269.5212 | 641.0912 | 494.484 | 1190.2801 | 772.4915 | 320.5456 | 623.0631 | 185.7187 | 157.3392 | 293.3493 | 297.7025 | 269.5212 | 297.7025 | 2370 | 17 | 3 | 2017-03-09 17:00 | WEEKDAY | 44.4942 | 19.93 | 513.505 | 0 | 0 | 0 | 2381.4678 | 0 | 0 | NA | 79.38%
| 18 | 4 | 2017-04-09 18:00 | 0 | 194.8106 | 179.9327 | 71.8442 | 39.661 | 98.3892 | 248.956 | 158.7982 | 0 | 49.1946 | 102.9148 | 31.2186 | 25.9886 | 50.831 | 0 | 39.661 | 0 | 2371 | 18 | 3 | 2017-03-09 18:00 | WEEKDAY | 133.1209 | 19.93 | 259.771 | 251.9779 | 0 | 251.9779 | 2894.9728 | 0 | 0 | NA | 96.5%
| 19 | 4 | 2017-04-09 19:00 | 0 | 0 | 0 | 0 | 0 | 0 | 0 | 0 | 0 | 0 | 0 | 0 | 0 | 0 | 0 | 0 | 0 | 2372 | 19 | 3 | 2017-03-09 19:00 | WEEKDAY | 43.3168 | 19.93 | 0 | 0 | 0 | 0 | 2894.9728 | 0 | 0 | NA | 96.5%
| 20 | 4 | 2017-04-09 20:00 | 0 | 0 | 0 | 0 | 0 | 0 | 0 | 0 | 0 | 0 | 0 | 0 | 0 | 0 | 0 | 0 | 0 | 2373 | 20 | 3 | 2017-03-09 20:00 | WEEKDAY | 29.5441 | 12.08 | 0 | 0 | 0 | 0 | 2894.9728 | 0 | 0 | NA | 96.5%
| 21 | 4 | 2017-04-09 21:00 | 0 | 0 | 0 | 0 | 0 | 0 | 0 | 0 | 0 | 0 | 0 | 0 | 0 | 0 | 0 | 0 | 0 | 2374 | 21 | 3 | 2017-03-09 21:00 | WEEKDAY | 22.4823 | 12.08 | 0 | 0 | 0 | 0 | 2894.9728 | 0 | 0 | NA | 96.5%
| 22 | 4 | 2017-04-09 22:00 | 0 | 0 | 0 | 0 | 0 | 0 | 0 | 0 | 0 | 0 | 0 | 0 | 0 | 0 | 0 | 0 | 0 | 2375 | 22 | 3 | 2017-03-09 22:00 | WEEKDAY | 21.3606 | 12.08 | 0 | 0 | 0 | 0 | 2894.9728 | 0 | 0 | NA | 96.5%
| 23 | 4 | 2017-04-09 23:00 | 0 | 0 | 0 | 0 | 0 | 0 | 0 | 0 | 0 | 0 | 0 | 0 | 0 | 0 | 0 | 0 | 0 | 2376 | 23 | 3 | 2017-03-09 23:00 | WEEKDAY | 19.8491 | 2.27 | 0 | 0 | 0 | 0 | 2894.9728 | 0 | 0 | NA | 96.5%
| 0 | 4 | 2017-04-10 | 0 | 0 | 0 | 0 | 0 | 0 | 0 | 0 | 0 | 0 | 0 | 0 | 0 | 0 | 0 | 0 | 0 | 2377 | 0 | 3 | 2017-03-10 | WEEKDAY | 18.2013 | 2.27 | 0 | 0 | 0 | 0 | 2894.9728 | 0 | 0 | NA | 96.5%
| 1 | 4 | 2017-04-10 01:00 | 0 | 0 | 0 | 0 | 0 | 0 | 0 | 0 | 0 | 0 | 0 | 0 | 0 | 0 | 0 | 0 | 0 | 2378 | 1 | 3 | 2017-03-10 01:00 | WEEKDAY | 17.9146 | 2.27 | 0 | 0 | 0 | 0 | 2894.9728 | 0 | 0 | NA | 96.5%
| 2 | 4 | 2017-04-10 02:00 | 0 | 0 | 0 | 0 | 0 | 0 | 0 | 0 | 0 | 0 | 0 | 0 | 0 | 0 | 0 | 0 | 0 | 2379 | 2 | 3 | 2017-03-10 02:00 | WEEKDAY | 18.0426 | 2.27 | 0 | 0 | 0 | 0 | 2894.9728 | 0 | 0 | NA | 96.5%
| 3 | 4 | 2017-04-10 03:00 | 0 | 0 | 0 | 0 | 0 | 0 | 0 | 0 | 0 | 0 | 0 | 0 | 0 | 0 | 0 | 0 | 0 | 2380 | 3 | 3 | 2017-03-10 03:00 | WEEKDAY | 17.8005 | 2.27 | 0 | 0 | 0 | 0 | 2894.9728 | 0 | 0 | NA | 96.5%
| 4 | 4 | 2017-04-10 04:00 | 0 | 0 | 0 | 0 | 0 | 0 | 0 | 0 | 0 | 0 | 0 | 0 | 0 | 0 | 0 | 0 | 0 | 2381 | 4 | 3 | 2017-03-10 04:00 | WEEKDAY | 18.2792 | 2.27 | 0 | 0 | 0 | 0 | 2894.9728 | 0 | 0 | NA | 96.5%
| 5 | 4 | 2017-04-10 05:00 | 0.31441 | 0 | 0 | 0 | 0 | 0 | 0 | 0 | 0 | 0 | 0 | 0 | 0 | 0 | 0.31441 | 0 | 0.31441 | 2382 | 5 | 3 | 2017-03-10 05:00 | WEEKDAY | 19.7378 | 2.27 | 0 | 0 | 0 | 0 | 2894.9728 | 0 | 0 | NA | 96.5%
| 6 | 4 | 2017-04-10 06:00 | 442.1534 | 5.6848 | 10.6153 | 9.6457 | 36.6845 | 2.8711 | 0 | 154.6007 | 299.7843 | 1.4356 | 10.9055 | 7.0012 | 2.7539 | 44.2299 | 442.1534 | 36.6845 | 442.1534 | 2383 | 6 | 3 | 2017-03-10 06:00 | WEEKDAY | 20.9236 | 20.45 | 0 | 0 | 0 | 0 | 2894.9728 | 0 | 0 | NA | 96.5%
| 7 | 4 | 2017-04-10 07:00 | 882.8839 | 98.3403 | 86.0403 | 159.3349 | 418.7707 | 49.6668 | 591.015 | 1293.7805 | 795.4902 | 24.8334 | 390.8419 | 104.107 | 98.6975 | 361.2857 | 882.8839 | 418.7707 | 882.8839 | 2384 | 7 | 3 | 2017-03-10 07:00 | WEEKDAY | 21.1379 | 20.45 | 614.26 | 595.8322 | 0 | 595.8322 | 2894.9728 | 0 | 0 | NA | 96.5%
| 8 | 4 | 2017-04-10 08:00 | 990.0001 | 207.4652 | 114.2691 | 414.5179 | 290.2895 | 104.7804 | 866.562 | 1820.0039 | 977.2653 | 52.3902 | 740.0061 | 142.4311 | 186.8702 | 479.3386 | 990.0001 | 290.2895 | 990.0001 | 2385 | 8 | 3 | 2017-03-10 08:00 | WEEKDAY | 21.1936 | 20.45 | 903.8 | 876.686 | 0 | 876.686 | 2894.9728 | 0 | 0 | NA | 96.5%
| 9 | 4 | 2017-04-10 09:00 | 990.0001 | 303.8256 | 381.5714 | 801.985 | 789.7529 | 153.4473 | 926.263 | 1980.0001 | 990 | 76.7236 | 770.5772 | 125.1213 | 194.5902 | 722.9291 | 990.0001 | 789.7529 | 990.0001 | 2386 | 9 | 3 | 2017-03-10 09:00 | WEEKDAY | 21.7614 | 11.33 | 966.99 | 937.9803 | 0 | 937.9803 | 2894.9728 | 0 | 0 | NA | 96.5%
| 10 | 4 | 2017-04-10 10:00 | 990.0001 | 402.6147 | 990.0001 | 723.4439 | 1193.4568 | 203.3408 | 879.427 | 1738.609 | 990 | 101.6704 | 224.7065 | 59.9507 | 56.7441 | 629.9088 | 990.0001 | 1193.4568 | 990.0001 | 2387 | 10 | 3 | 2017-03-10 10:00 | WEEKDAY | 22.165 | 11.33 | 917.319 | 889.7994 | 0 | 889.7994 | 2894.9728 | 0 | 0 | NA | 96.5%
| 11 | 4 | 2017-04-10 11:00 | 990.0001 | 479.8185 | 975.3544 | 735.2429 | 1458.3087 | 242.3326 | 810.768 | 1815.7453 | 990 | 121.1663 | 699.1929 | 194.2147 | 176.5639 | 404.5559 | 990.0001 | 1458.3087 | 990.0001 | 2388 | 11 | 3 | 2017-03-10 11:00 | WEEKDAY | 22.7996 | 11.33 | 844.74 | 819.3978 | 0 | 819.3978 | 2894.9728 | 0 | 0 | NA | 96.5%
| 12 | 4 | 2017-04-10 12:00 | 990.0001 | 612.5494 | 942.8667 | 307.4039 | 1150.9146 | 309.3684 | 872.798 | 1913.3156 | 990 | 154.6842 | 868.6595 | 122.3341 | 219.3585 | 622.3995 | 990.0001 | 1150.9146 | 990.0001 | 2389 | 12 | 3 | 2017-03-10 12:00 | WEEKDAY | 23.9687 | 11.33 | 910.254 | 882.9464 | 0 | 882.9464 | 2894.9728 | 0 | 0 | NA | 96.5%
| 13 | 4 | 2017-04-10 13:00 | 836.6231 | 586.2903 | 946.3343 | 808.3685 | 866.9145 | 296.1062 | 817.597 | 1713.9943 | 990 | 148.0531 | 898.4257 | 208.5207 | 226.8752 | 283.4698 | 836.6231 | 866.9145 | 836.6231 | 2390 | 13 | 3 | 2017-03-10 13:00 | WEEKDAY | 27.0835 | 11.33 | 851.916 | 826.3585 | 0 | 826.3585 | 2894.9728 | 0 | 0 | NA | 96.5%
| 14 | 4 | 2017-04-10 14:00 | 708.6945 | 689.6245 | 990.0001 | 959.5071 | 781.5914 | 348.2952 | 853.57 | 1890.5312 | 990 | 174.1476 | 661.5465 | 248.0588 | 167.0572 | 243.3196 | 708.6945 | 781.5914 | 708.6945 | 2391 | 14 | 3 | 2017-03-10 14:00 | WEEKDAY | 26.7467 | 1.96 | 889.908 | 863.2108 | 0 | 863.2108 | 2894.9728 | 0 | 0 | NA | 96.5%
| 15 | 4 | 2017-04-10 15:00 | 673.9087 | 1387.6804 | 990.0001 | 192.1068 | 625.9271 | 700.8487 | 796.521 | 1887.1824 | 990 | 350.4243 | 543.3402 | 247.2994 | 137.2071 | 186.3324 | 673.9087 | 625.9271 | 673.9087 | 2392 | 15 | 3 | 2017-03-10 15:00 | WEEKDAY | 24.4892 | 1.96 | 829.697 | 804.8061 | 0 | 804.8061 | 2894.9728 | 0 | 0 | NA | 96.5%
| 16 | 4 | 2017-04-10 16:00 | 527.5547 | 1385.298 | 956.6557 | 140.4667 | 594.9221 | 699.6454 | 835.127 | 426.9761 | 990 | 349.8227 | 813.5151 | 209.491 | 205.4331 | 131.3418 | 527.5547 | 594.9221 | 527.5547 | 2393 | 16 | 3 | 2017-03-10 16:00 | WEEKDAY | 23.6208 | 1.96 | 870.456 | 844.3423 | 0 | 844.3423 | 2894.9728 | 0 | 0 | NA | 96.5%
| 17 | 4 | 2017-04-10 17:00 | 40.8502 | 1026.5875 | 815.074 | 207.502 | 257.4973 | 518.4785 | 670.278 | 360.8332 | 956.9031 | 259.2393 | 564.259 | 192.2543 | 142.4896 | 66.6605 | 40.8502 | 257.4973 | 40.8502 | 2394 | 17 | 3 | 2017-03-10 17:00 | WEEKDAY | 23.2868 | 19.93 | 697.008 | 676.0978 | 0 | 676.0978 | 2894.9728 | 0 | 0 | NA | 96.5%
| 18 | 4 | 2017-04-10 18:00 | 0 | 266.9609 | 240.9045 | 105.5239 | 54.8672 | 134.8287 | 193.97 | 91.7603 | 741.047 | 67.4144 | 103.6671 | 37.0861 | 26.1786 | 11.574 | 0 | 54.8672 | 0 | 2395 | 18 | 3 | 2017-03-10 18:00 | WEEKDAY | 23.7627 | 19.93 | 203.334 | 197.234 | 0 | 197.234 | 2894.9728 | 0 | 0 | NA | 96.5%
| 19 | 4 | 2017-04-10 19:00 | 0 | 0 | 0 | 0 | 0 | 0 | 0 | 0 | 0 | 0 | 0 | 0 | 0 | 0 | 0 | 0 | 0 | 2396 | 19 | 3 | 2017-03-10 19:00 | WEEKDAY | 25.0459 | 19.93 | 0 | 0 | 0 | 0 | 2894.9728 | 0 | 0 | NA | 96.5%
| 20 | 4 | 2017-04-10 20:00 | 0 | 0 | 0 | 0 | 0 | 0 | 0 | 0 | 0 | 0 | 0 | 0 | 0 | 0 | 0 | 0 | 0 | 2397 | 20 | 3 | 2017-03-10 20:00 | WEEKDAY | 23.6542 | 12.08 | 0 | 0 | 0 | 0 | 2894.9728 | 0 | 0 | NA | 96.5%
| 21 | 4 | 2017-04-10 21:00 | 0 | 0 | 0 | 0 | 0 | 0 | 0 | 0 | 0 | 0 | 0 | 0 | 0 | 0 | 0 | 0 | 0 | 2398 | 21 | 3 | 2017-03-10 21:00 | WEEKDAY | 22.8581 | 12.08 | 0 | 0 | 0 | 0 | 2894.9728 | 0 | 0 | NA | 96.5%
| 22 | 4 | 2017-04-10 22:00 | 0 | 0 | 0 | 0 | 0 | 0 | 0 | 0 | 0 | 0 | 0 | 0 | 0 | 0 | 0 | 0 | 0 | 2399 | 22 | 3 | 2017-03-10 22:00 | WEEKDAY | 23.5345 | 12.08 | 0 | 0 | 0 | 0 | 2894.9728 | 0 | 0 | NA | 96.5%
| 23 | 4 | 2017-04-10 23:00 | 0 | 0 | 0 | 0 | 0 | 0 | 0 | 0 | 0 | 0 | 0 | 0 | 0 | 0 | 0 | 0 | 0 | 2400 | 23 | 3 | 2017-03-10 23:00 | WEEKDAY | 22.4155 | 2.27 | 0 | 0 | 0 | 0 | 2894.9728 | 0 | 0 | NA | 96.5%
| 0 | 4 | 2017-04-11 | 0 | 0 | 0 | 0 | 0 | 0 | 0 | 0 | 0 | 0 | 0 | 0 | 0 | 0 | 0 | 0 | 0 | 2401 | 0 | 3 | 2017-03-11 | WEEKEND | 25.199 | 2.27 | 0 | 0 | 0 | 0 | 2894.9728 | 0 | 0 | NA | 96.5%
| 1 | 4 | 2017-04-11 01:00 | 0 | 0 | 0 | 0 | 0 | 0 | 0 | 0 | 0 | 0 | 0 | 0 | 0 | 0 | 0 | 0 | 0 | 2402 | 1 | 3 | 2017-03-11 01:00 | WEEKEND | 23.7711 | 2.27 | 0 | 0 | 0 | 0 | 2894.9728 | 0 | 0 | NA | 96.5%
| 2 | 4 | 2017-04-11 02:00 | 0 | 0 | 0 | 0 | 0 | 0 | 0 | 0 | 0 | 0 | 0 | 0 | 0 | 0 | 0 | 0 | 0 | 2403 | 2 | 3 | 2017-03-11 02:00 | WEEKEND | 22.0843 | 2.27 | 0 | 0 | 0 | 0 | 2894.9728 | 0 | 0 | NA | 96.5%
| 3 | 4 | 2017-04-11 03:00 | 0 | 0 | 0 | 0 | 0 | 0 | 0 | 0 | 0 | 0 | 0 | 0 | 0 | 0 | 0 | 0 | 0 | 2404 | 3 | 3 | 2017-03-11 03:00 | WEEKEND | 21.9034 | 2.27 | 0 | 0 | 0 | 0 | 2894.9728 | 0 | 0 | NA | 96.5%
| 4 | 4 | 2017-04-11 04:00 | 0 | 0 | 0 | 0 | 0 | 0 | 0 | 0 | 0 | 0 | 0 | 0 | 0 | 0 | 0 | 0 | 0 | 2405 | 4 | 3 | 2017-03-11 04:00 | WEEKEND | 22.7885 | 2.27 | 0 | 0 | 0 | 0 | 2894.9728 | 0 | 0 | NA | 96.5%
| 5 | 4 | 2017-04-11 05:00 | 6.0511 | 0 | 0 | 0 | 0 | 0 | 0 | 0 | 0 | 0 | 0 | 0 | 0 | 0 | 6.0511 | 0 | 6.0511 | 2406 | 5 | 3 | 2017-03-11 05:00 | WEEKEND | 23.9381 | 2.27 | 0 | 0 | 0 | 0 | 2894.9728 | 0 | 0 | NA | 96.5%
| 6 | 4 | 2017-04-11 06:00 | 478.1418 | 16.7455 | 2.122 | 72.5681 | 44.3537 | 8.4573 | 0 | 69.5341 | 328.2645 | 4.2287 | 9.2509 | 0.80074 | 2.3361 | 12.088 | 478.1418 | 44.3537 | 478.1418 | 2407 | 6 | 3 | 2017-03-11 06:00 | WEEKEND | 24.4029 | 2.27 | 0 | 0 | 0 | 0 | 2894.9728 | 0 | 0 | NA | 96.5%
| 7 | 4 | 2017-04-11 07:00 | 898.1229 | 99.2207 | 76.3111 | 68.4599 | 825.4795 | 50.1115 | 628.042 | 572.2625 | 825.3284 | 25.0557 | 276.1393 | 12.8049 | 69.7321 | 72.8606 | 898.1229 | 825.4795 | 898.1229 | 2408 | 7 | 3 | 2017-03-11 07:00 | WEEKEND | 24.1858 | 2.27 | 653.023 | 633.4323 | 0 | 633.4323 | 2894.9728 | 0 | 0 | NA | 96.5%
| 8 | 4 | 2017-04-11 08:00 | 990.0001 | 228.805 | 84.2269 | 108.5708 | 1499.6482 | 115.5581 | 954.259 | 987.8937 | 990 | 57.7791 | 119.8789 | 25.6489 | 30.2725 | 139.1965 | 990.0001 | 1499.6482 | 990.0001 | 2409 | 8 | 3 | 2017-03-11 08:00 | WEEKEND | 35.6399 | 2.27 | 996.857 | 966.9513 | 0 | 966.9513 | 2894.9728 | 0 | 0 | NA | 96.5%
| 9 | 4 | 2017-04-11 09:00 | 990.0001 | 287.473 | 137.765 | 156.1616 | 1907.7031 | 145.1884 | 990 | 1551.7321 | 990 | 72.5942 | 179.6207 | 37.7051 | 45.3588 | 162.9825 | 990.0001 | 1907.7031 | 990.0001 | 2410 | 9 | 3 | 2017-03-11 09:00 | WEEKEND | 40.3747 | 2.27 | 1087.33 | 990 | 0 | 990 | 2894.9728 | 0 | 0 | NA | 96.5%
| 10 | 4 | 2017-04-11 10:00 | 990.0001 | 389.6199 | 535.3294 | 170.0675 | 1869.0497 | 196.7777 | 990 | 1592.054 | 990 | 98.3889 | 236.419 | 61.1746 | 59.7018 | 176.7597 | 990.0001 | 1869.0497 | 990.0001 | 2411 | 10 | 3 | 2017-03-11 10:00 | WEEKEND | 113.2161 | 2.27 | 1096.74 | 990 | 0 | 990 | 2894.9728 | 0 | 0 | NA | 96.5%
| 11 | 4 | 2017-04-11 11:00 | 990.0001 | 1185.4014 | 990.0001 | 200.9488 | 1980.0001 | 598.6876 | 874.948 | 1783.6448 | 990 | 299.3438 | 281.6052 | 73.0102 | 71.1124 | 252.5231 | 990.0001 | 1980.0001 | 990.0001 | 2412 | 11 | 3 | 2017-03-11 11:00 | WEEKEND | 74.2833 | 2.27 | 912.513 | 885.1376 | 0 | 885.1376 | 2894.9728 | 0 | 0 | NA | 96.5%
| 12 | 4 | 2017-04-11 12:00 | 990.0001 | 646.8387 | 916.3871 | 305.3472 | 1869.5367 | 326.6862 | 982.477 | 1871.9702 | 857.1667 | 163.3431 | 688.1707 | 136.9329 | 173.7805 | 269.0101 | 990.0001 | 1869.5367 | 990.0001 | 2413 | 12 | 3 | 2017-03-11 12:00 | WEEKEND | 41.9529 | 2.27 | 1026.54 | 990 | 0 | 990 | 2894.9728 | 0 | 0 | NA | 96.5%
| 13 | 4 | 2017-04-11 13:00 | 990.0001 | 1167.0079 | 990.0001 | 287.8949 | 1980.0001 | 589.3979 | 977.574 | 1849.6826 | 933.9975 | 294.699 | 960.1731 | 247.0993 | 242.468 | 251.9835 | 990.0001 | 1980.0001 | 990.0001 | 2414 | 13 | 3 | 2017-03-11 13:00 | WEEKEND | 30.947 | 2.27 | 1021.32 | 990 | 0 | 990 | 2894.9728 | 0 | 0 | NA | 96.5%
| 14 | 4 | 2017-04-11 14:00 | 990.0001 | 1283.3312 | 862.1349 | 247.9002 | 1980.0001 | 648.1471 | 591.982 | 603.989 | 937.5205 | 324.0735 | 954.9108 | 237.3369 | 241.1391 | 214.0532 | 990.0001 | 1980.0001 | 990.0001 | 2415 | 14 | 3 | 2017-03-11 14:00 | WEEKEND | 24.8455 | 2.27 | 615.077 | 596.6247 | 0 | 596.6247 | 2894.9728 | 0 | 0 | NA | 96.5%
| 15 | 4 | 2017-04-11 15:00 | 975.8667 | 1071.1102 | 798.3995 | 191.2665 | 1834.1291 | 540.9647 | 630.699 | 463.9038 | 938.4886 | 270.4824 | 961.7431 | 244.5895 | 242.8644 | 199.7319 | 975.8667 | 1834.1291 | 975.8667 | 2416 | 15 | 3 | 2017-03-11 15:00 | WEEKEND | 22.3348 | 2.27 | 655.545 | 635.8786 | 0 | 635.8786 | 2894.9728 | 0 | 0 | NA | 96.5%
| 16 | 4 | 2017-04-11 16:00 | 853.0346 | 872.0835 | 790.5978 | 136.8427 | 1428.1684 | 440.4462 | 145.982 | 327.1571 | 933.5008 | 220.2231 | 885.0817 | 230.1443 | 223.5055 | 143.4833 | 853.0346 | 1428.1684 | 853.0346 | 2417 | 16 | 3 | 2017-03-11 16:00 | WEEKEND | 19.7656 | 2.27 | 154.154 | 149.5294 | 0 | 149.5294 | 2894.9728 | 0 | 0 | NA | 96.5%
| 17 | 4 | 2017-04-11 17:00 | 308.9228 | 263.3229 | 673.5279 | 72.0715 | 863.3706 | 132.9913 | 520.233 | 159.4707 | 674.1733 | 66.4957 | 709.2004 | 184.7037 | 179.091 | 75.8201 | 308.9228 | 863.3706 | 308.9228 | 2418 | 17 | 3 | 2017-03-11 17:00 | WEEKEND | 8.562 | 2.27 | 540.338 | 524.1279 | 0 | 524.1279 | 2894.9728 | 0 | 0 | NA | 96.5%
| 18 | 4 | 2017-04-11 18:00 | 0 | 117.3458 | 196.7309 | 11.4031 | 99.3056 | 59.2656 | 207.968 | 79.8394 | 548.9181 | 29.6328 | 170.7851 | 38.6788 | 43.1275 | 12.5135 | 0 | 99.3056 | 0 | 2419 | 18 | 3 | 2017-03-11 18:00 | WEEKEND | 17.0656 | 2.27 | 217.7 | 211.169 | 0 | 211.169 | 2894.9728 | 0 | 0 | NA | 96.5%
| 19 | 4 | 2017-04-11 19:00 | 0 | 0 | 0 | 0 | 0 | 0 | 0 | 0 | 0 | 0 | 0 | 0 | 0 | 0 | 0 | 0 | 0 | 2420 | 19 | 3 | 2017-03-11 19:00 | WEEKEND | 20.7454 | 2.27 | 0 | 0 | 0 | 0 | 2894.9728 | 0 | 0 | NA | 96.5%
| 20 | 4 | 2017-04-11 20:00 | 0 | 0 | 0 | 0 | 0 | 0 | 0 | 0 | 0 | 0 | 0 | 0 | 0 | 0 | 0 | 0 | 0 | 2421 | 20 | 3 | 2017-03-11 20:00 | WEEKEND | 19.4511 | 2.27 | 0 | 0 | 0 | 0 | 2894.9728 | 0 | 0 | NA | 96.5%
| 21 | 4 | 2017-04-11 21:00 | 0 | 0 | 0 | 0 | 0 | 0 | 0 | 0 | 0 | 0 | 0 | 0 | 0 | 0 | 0 | 0 | 0 | 2422 | 21 | 3 | 2017-03-11 21:00 | WEEKEND | 19.4205 | 2.27 | 0 | 0 | 0 | 0 | 2894.9728 | 0 | 0 | NA | 96.5%
| 22 | 4 | 2017-04-11 22:00 | 0 | 0 | 0 | 0 | 0 | 0 | 0 | 0 | 0 | 0 | 0 | 0 | 0 | 0 | 0 | 0 | 0 | 2423 | 22 | 3 | 2017-03-11 22:00 | WEEKEND | 19.6459 | 2.27 | 0 | 0 | 0 | 0 | 2894.9728 | 0 | 0 | NA | 96.5%
| 23 | 4 | 2017-04-11 23:00 | 0 | 0 | 0 | 0 | 0 | 0 | 0 | 0 | 0 | 0 | 0 | 0 | 0 | 0 | 0 | 0 | 0 | 2424 | 23 | 3 | 2017-03-11 23:00 | WEEKEND | 20.2861 | 2.27 | 0 | 0 | 0 | 0 | 2894.9728 | 0 | 0 | NA | 96.5%
| 0 | 4 | 2017-04-12 | 0 | 0 | 0 | 0 | 0 | 0 | 0 | 0 | 0 | 0 | 0 | 0 | 0 | 0 | 0 | 0 | 0 | 2425 | 0 | 3 | 2017-03-12 | WEEKEND | 19.9159 | 2.27 | 0 | 0 | 0 | 0 | 2894.9728 | 0 | 0 | NA | 96.5%
| 1 | 4 | 2017-04-12 01:00 | 0 | 0 | 0 | 0 | 0 | 0 | 0 | 0 | 0 | 0 | 0 | 0 | 0 | 0 | 0 | 0 | 0 | 2426 | 1 | 3 | 2017-03-12 01:00 | WEEKEND | 19.1171 | 2.27 | 0 | 0 | 0 | 0 | 2894.9728 | 0 | 0 | NA | 96.5%
| 2 | 4 | 2017-04-12 02:00 | 0 | 0 | 0 | 0 | 0 | 0 | 0 | 0 | 0 | 0 | 0 | 0 | 0 | 0 | 0 | 0 | 0 | 2427 | 3 | 3 | 2017-03-12 03:00 | WEEKEND | 19.1588 | 2.27 | 0 | 0 | 0 | 0 | 2894.9728 | 0 | 0 | NA | 96.5%
| 3 | 4 | 2017-04-12 03:00 | 0 | 0 | 0 | 0 | 0 | 0 | 0 | 0 | 0 | 0 | 0 | 0 | 0 | 0 | 0 | 0 | 0 | 2428 | 4 | 3 | 2017-03-12 04:00 | WEEKEND | 19.2006 | 2.27 | 0 | 0 | 0 | 0 | 2894.9728 | 0 | 0 | NA | 96.5%
| 4 | 4 | 2017-04-12 04:00 | 0 | 0 | 0 | 0 | 0 | 0 | 0 | 0 | 0 | 0 | 0 | 0 | 0 | 0 | 0 | 0 | 0 | 2429 | 5 | 3 | 2017-03-12 05:00 | WEEKEND | 19.4177 | 2.27 | 0 | 0 | 0 | 0 | 2894.9728 | 0 | 0 | NA | 96.5%
| 5 | 4 | 2017-04-12 05:00 | 3.5848 | 0 | 0 | 0 | 0 | 0 | 0 | 0 | 0 | 0 | 0 | 0 | 0 | 0 | 3.5848 | 0 | 3.5848 | 2430 | 6 | 3 | 2017-03-12 06:00 | WEEKEND | 19.4483 | 2.27 | 0 | 0 | 0 | 0 | 2894.9728 | 0 | 0 | NA | 96.5%
| 6 | 4 | 2017-04-12 06:00 | 427.9099 | 22.0052 | 36.8315 | 5.9923 | 21.1318 | 11.1137 | 0 | 32.1995 | 0 | 5.5569 | 38.1645 | 14.6569 | 9.6375 | 40.6431 | 427.9099 | 21.1318 | 427.9099 | 2431 | 7 | 3 | 2017-03-12 07:00 | WEEKEND | 20.4921 | 2.27 | 0 | 0 | 0 | 0 | 2894.9728 | 0 | 0 | NA | 96.5%
| 7 | 4 | 2017-04-12 07:00 | 489.7744 | 131.1608 | 558.1759 | 131.7286 | 344.3244 | 66.2428 | 605.951 | 125.6588 | 812.5758 | 33.1214 | 544.8303 | 151.195 | 137.5834 | 377.5284 | 489.7744 | 344.3244 | 489.7744 | 2432 | 8 | 3 | 2017-03-12 08:00 | WEEKEND | 20.8818 | 2.27 | 629.832 | 610.937 | 0 | 610.937 | 2894.9728 | 0 | 0 | NA | 96.5%
| 8 | 4 | 2017-04-12 08:00 | 990.0001 | 223.6035 | 963.9137 | 420.9895 | 1326.2003 | 112.9311 | 273.058 | 226.5529 | 990 | 56.4655 | 907.1278 | 233.3447 | 229.0727 | 859.0427 | 990.0001 | 1326.2003 | 990.0001 | 2433 | 9 | 3 | 2017-03-12 09:00 | WEEKEND | 21.5109 | 2.27 | 284.611 | 276.0727 | 0 | 276.0727 | 2894.9728 | 0 | 0 | NA | 96.5%
| 9 | 4 | 2017-04-12 09:00 | 978.0956 | 679.9681 | 990.0001 | 187.3374 | 756.9518 | 343.4183 | 990 | 286.266 | 990 | 171.7091 | 990.0001 | 250 | 250 | 990.0001 | 978.0956 | 756.9518 | 978.0956 | 2434 | 10 | 3 | 2017-03-12 10:00 | WEEKEND | 22.3626 | 2.27 | 1042.65 | 990 | 0 | 990 | 2894.9728 | 0 | 0 | NA | 96.5%
| 10 | 4 | 2017-04-12 10:00 | 985.9656 | 885.4127 | 990.0001 | 244.5848 | 945.9327 | 447.1782 | 990 | 470.4272 | 990 | 223.5891 | 990.0001 | 250 | 250 | 936.6193 | 985.9656 | 945.9327 | 985.9656 | 2435 | 11 | 3 | 2017-03-12 11:00 | WEEKEND | 22.808 | 2.27 | 1073.31 | 990 | 0 | 990 | 2894.9728 | 0 | 0 | NA | 96.5%
| 11 | 4 | 2017-04-12 11:00 | 980.2641 | 1808.0442 | 990.0001 | 285.1655 | 486.2607 | 913.1536 | 990 | 802.6367 | 990 | 456.5768 | 990.0001 | 250 | 250 | 912.1017 | 980.2641 | 486.2607 | 980.2641 | 2436 | 12 | 3 | 2017-03-12 12:00 | WEEKEND | 23.2367 | 2.27 | 1046.64 | 990 | 0 | 990 | 2894.9728 | 0 | 0 | NA | 96.5%
| 12 | 4 | 2017-04-12 12:00 | 979.5827 | 958.3939 | 990.0001 | 906.6258 | 700.3757 | 484.0373 | 983.666 | 938.435 | 990 | 242.0187 | 986.5554 | 250 | 249.1302 | 936.9885 | 979.5827 | 700.3757 | 979.5827 | 2437 | 13 | 3 | 2017-03-12 13:00 | WEEKEND | 22.1066 | 2.27 | 1027.85 | 990 | 0 | 990 | 2894.9728 | 0 | 0 | NA | 96.5%
| 13 | 4 | 2017-04-12 13:00 | 941.8103 | 1907.5419 | 990.0001 | 748.47 | 763.2992 | 963.405 | 979.028 | 983.8348 | 990 | 481.7025 | 990.0001 | 250 | 250 | 807.7164 | 941.8103 | 763.2992 | 941.8103 | 2438 | 14 | 3 | 2017-03-12 14:00 | WEEKEND | 21.9312 | 2.27 | 1022.91 | 990 | 0 | 990 | 2894.9728 | 0 | 0 | NA | 96.5%
| 14 | 4 | 2017-04-12 14:00 | 944.6596 | 1407.6652 | 990.0001 | 832.4677 | 458.5811 | 710.942 | 987.346 | 1829.1146 | 990 | 355.471 | 989.075 | 250 | 249.7664 | 990.0001 | 944.6596 | 458.5811 | 944.6596 | 2439 | 15 | 3 | 2017-03-12 15:00 | WEEKEND | 21.2826 | 2.27 | 1031.76 | 990 | 0 | 990 | 2894.9728 | 0 | 0 | NA | 96.5%
| 15 | 4 | 2017-04-12 15:00 | 626.7636 | 370.6987 | 990.0001 | 743.8534 | 528.4261 | 187.2215 | 934.632 | 1792.7858 | 990 | 93.6108 | 990.0001 | 250 | 250 | 990.0001 | 626.7636 | 528.4261 | 626.7636 | 2440 | 16 | 3 | 2017-03-12 16:00 | WEEKEND | 20.3724 | 2.27 | 975.763 | 946.4901 | 0 | 946.4901 | 2894.9728 | 0 | 0 | NA | 96.5%
| 16 | 4 | 2017-04-12 16:00 | 174.4239 | 1310.0848 | 990.0001 | 871.0848 | 425.5284 | 661.659 | 796.409 | 1535.368 | 990 | 330.8295 | 920.102 | 237.362 | 232.349 | 829.2515 | 174.4239 | 425.5284 | 174.4239 | 2441 | 17 | 3 | 2017-03-12 17:00 | WEEKEND | 19.7628 | 2.27 | 829.588 | 804.7004 | 0 | 804.7004 | 2894.9728 | 0 | 0 | NA | 96.5%
| 17 | 4 | 2017-04-12 17:00 | 165.2802 | 322.5007 | 828.1085 | 459.8818 | 200.7737 | 162.8791 | 656.757 | 735.3741 | 934.0945 | 81.4396 | 751.896 | 187.394 | 189.8727 | 517.5957 | 165.2802 | 200.7737 | 165.2802 | 2442 | 18 | 3 | 2017-03-12 18:00 | WEEKEND | 19.3815 | 2.27 | 682.835 | 662.35 | 0 | 662.35 | 2894.9728 | 0 | 0 | NA | 96.5%
| 18 | 4 | 2017-04-12 18:00 | 0 | 52.5181 | 271.281 | 93.0213 | 78.6812 | 26.5243 | 367.756 | 92.9992 | 730.7873 | 13.2621 | 185.4029 | 32.5927 | 46.8189 | 48.8215 | 0 | 78.6812 | 0 | 2443 | 19 | 3 | 2017-03-12 19:00 | WEEKEND | 19.3453 | 2.27 | 382.244 | 370.7767 | 0 | 370.7767 | 2894.9728 | 0 | 0 | NA | 96.5%
| 19 | 4 | 2017-04-12 19:00 | 0 | 0 | 0 | 0 | 0 | 0 | 0 | 0 | 970 | 0 | 0 | 0 | 0 | 0 | 0 | 0 | 0 | 2444 | 20 | 3 | 2017-03-12 20:00 | WEEKEND | 20.3168 | 2.27 | 0 | 0 | 970 | 970 | 2894.9728 | 0 | 0 | NA | 96.5%
| 20 | 4 | 2017-04-12 20:00 | 0 | 0 | 0 | 0 | 0 | 0 | 0 | 0 | 0 | 0 | 0 | 0 | 0 | 0 | 0 | 0 | 0 | 2445 | 21 | 3 | 2017-03-12 21:00 | WEEKEND | 21.419 | 2.27 | 0 | 0 | 0 | 0 | 1894.9728 | 0 | 0 | NA | 63.17%
| 21 | 4 | 2017-04-12 21:00 | 0 | 0 | 0 | 0 | 0 | 0 | 0 | 0 | 0 | 0 | 0 | 0 | 0 | 0 | 0 | 0 | 0 | 2446 | 22 | 3 | 2017-03-12 22:00 | WEEKEND | 21.1295 | 2.27 | 0 | 0 | 0 | 0 | 1894.9728 | 0 | 0 | NA | 63.17%
| 22 | 4 | 2017-04-12 22:00 | 0 | 0 | 0 | 0 | 0 | 0 | 0 | 0 | 0 | 0 | 0 | 0 | 0 | 0 | 0 | 0 | 0 | 2447 | 23 | 3 | 2017-03-12 23:00 | WEEKEND | 21.1156 | 2.27 | 0 | 0 | 0 | 0 | 1894.9728 | 0 | 0 | NA | 63.17%
| 23 | 4 | 2017-04-12 23:00 | 0 | 0 | 0 | 0 | 0 | 0 | 0 | 0 | 0 | 0 | 0 | 0 | 0 | 0 | 0 | 0 | 0 | 2448 | 0 | 3 | 2017-03-13 | WEEKDAY | 20.7844 | 2.27 | 0 | 0 | 0 | 0 | 1894.9728 | 0 | 0 | NA | 63.17%
| 0 | 4 | 2017-04-13 | 0 | 0 | 0 | 0 | 0 | 0 | 0 | 0 | 0 | 0 | 0 | 0 | 0 | 0 | 0 | 0 | 0 | 2449 | 1 | 3 | 2017-03-13 01:00 | WEEKDAY | 21.6528 | 2.27 | 0 | 0 | 0 | 0 | 1894.9728 | 0 | 0 | NA | 63.17%
| 1 | 4 | 2017-04-13 01:00 | 0 | 0 | 0 | 0 | 0 | 0 | 0 | 0 | 0 | 0 | 0 | 0 | 0 | 0 | 0 | 0 | 0 | 2450 | 2 | 3 | 2017-03-13 02:00 | WEEKDAY | 22.6883 | 2.27 | 0 | 0 | 0 | 0 | 1894.9728 | 0 | 0 | NA | 63.17%
| 2 | 4 | 2017-04-13 02:00 | 0 | 0 | 0 | 0 | 0 | 0 | 0 | 0 | 0 | 0 | 0 | 0 | 0 | 0 | 0 | 0 | 0 | 2451 | 3 | 3 | 2017-03-13 03:00 | WEEKDAY | 22.0787 | 2.27 | 0 | 0 | 0 | 0 | 1894.9728 | 0 | 0 | NA | 63.17%
| 3 | 4 | 2017-04-13 03:00 | 0 | 0 | 0 | 0 | 0 | 0 | 0 | 0 | 0 | 0 | 0 | 0 | 0 | 0 | 0 | 0 | 0 | 2452 | 4 | 3 | 2017-03-13 04:00 | WEEKDAY | 22.2736 | 2.27 | 0 | 0 | 0 | 0 | 1894.9728 | 0 | 0 | NA | 63.17%
| 4 | 4 | 2017-04-13 04:00 | 0 | 0 | 0 | 0 | 0 | 0 | 0 | 0 | 0 | 0 | 0 | 0 | 0 | 0 | 0 | 0 | 0 | 2453 | 5 | 3 | 2017-03-13 05:00 | WEEKDAY | 22.2513 | 2.27 | 0 | 0 | 0 | 0 | 1894.9728 | 0 | 0 | NA | 63.17%
| 5 | 4 | 2017-04-13 05:00 | 0.17035 | 0 | 0 | 0 | 0 | 0 | 0 | 0 | 0 | 0 | 0 | 0 | 0 | 0 | 0.17035 | 0 | 0.17035 | 2454 | 6 | 3 | 2017-03-13 06:00 | WEEKDAY | 21.9228 | 20.45 | 0 | 0 | 0 | 0 | 1894.9728 | 0 | 0 | NA | 63.17%
| 6 | 4 | 2017-04-13 06:00 | 275.4253 | 81.5616 | 18.1452 | 10.4347 | 53.0052 | 41.1927 | 0 | 205.1047 | 0 | 20.5964 | 24.0261 | 10.3707 | 6.0672 | 125.0667 | 275.4253 | 53.0052 | 275.4253 | 2455 | 7 | 3 | 2017-03-13 07:00 | WEEKDAY | 21.5304 | 20.45 | 0 | 0 | 0 | 0 | 1894.9728 | 0 | 0 | NA | 63.17%
| 7 | 4 | 2017-04-13 07:00 | 196.5653 | 1060.3989 | 289.428 | 44.481 | 267.0072 | 535.555 | 14.4022 | 1409.1076 | 815.448 | 267.7775 | 536.8382 | 117.0929 | 135.5652 | 786.2948 | 196.5653 | 267.0072 | 196.5653 | 2456 | 8 | 3 | 2017-03-13 08:00 | WEEKDAY | 21.355 | 20.45 | 19.8758 | 0 | 0 | 0 | 1894.9728 | 0 | 0 | NA | 63.17%
| 8 | 4 | 2017-04-13 08:00 | 266.0692 | 1714.0648 | 783.1494 | 121.8133 | 516.092 | 865.6893 | 448.067 | 1815.9653 | 990.0359 | 432.8447 | 808.6743 | 179.4267 | 204.2107 | 990.0001 | 266.0692 | 516.092 | 266.0692 | 2457 | 9 | 3 | 2017-03-13 09:00 | WEEKDAY | 21.2743 | 11.33 | 465.406 | 451.4438 | 539 | 990.4438 | 1914.8486 | 0 | 0 | NA | 63.83%
| 9 | 4 | 2017-04-13 09:00 | 585.0583 | 1942.6535 | 990.0001 | 148.2498 | 1980.0001 | 981.1381 | 973.746 | 1929.4406 | 990 | 490.5691 | 990.0001 | 222.0335 | 250 | 990.0001 | 585.0583 | 1980.0001 | 585.0583 | 2458 | 10 | 3 | 2017-03-13 10:00 | WEEKDAY | 22.2958 | 11.33 | 1017.44 | 0 | 0 | 0 | 1359.1785 | 0 | 0 | NA | 45.31%
| 10 | 4 | 2017-04-13 10:00 | 528.2751 | 1980.0001 | 990.0001 | 199.6412 | 1977.5622 | 1000.0001 | 457.125 | 1980.0001 | 990 | 500 | 990.0001 | 216.8991 | 250 | 990.0001 | 528.2751 | 1977.5622 | 528.2751 | 2459 | 11 | 3 | 2017-03-13 11:00 | WEEKDAY | 22.0676 | 11.33 | 474.749 | 0 | 0 | 0 | 2376.6185 | 0 | 0 | NA | 79.22%
| 11 | 4 | 2017-04-13 11:00 | 547.6088 | 1980.0001 | 976.5416 | 236.4553 | 1980.0001 | 1000.0001 | 760.141 | 1980.0001 | 990 | 500 | 990.0001 | 225.94 | 250 | 990.0001 | 547.6088 | 1980.0001 | 547.6088 | 2460 | 12 | 3 | 2017-03-13 12:00 | WEEKDAY | 22.4573 | 11.33 | 791.419 | 767.6764 | 0 | 767.6764 | 2851.3675 | 0 | 0 | NA | 95.05%
| 12 | 4 | 2017-04-13 12:00 | 736.0386 | 1949.1297 | 977.2732 | 624.2269 | 1980.0001 | 984.4089 | 742.912 | 1980.0001 | 990 | 492.2045 | 990.0001 | 239.4413 | 250 | 990.0001 | 736.0386 | 1980.0001 | 736.0386 | 2461 | 13 | 3 | 2017-03-13 13:00 | WEEKDAY | 22.1483 | 11.33 | 773.276 | 750.0777 | 0 | 750.0777 | 2851.3675 | 0 | 0 | NA | 95.05%
| 13 | 4 | 2017-04-13 13:00 | 631.9919 | 1980.0001 | 939.2306 | 849.4743 | 1980.0001 | 1000.0001 | 646.521 | 1980.0001 | 990 | 500 | 990.0001 | 229.9642 | 250 | 990.0001 | 631.9919 | 1980.0001 | 631.9919 | 2462 | 14 | 3 | 2017-03-13 14:00 | WEEKDAY | 22.1511 | 1.96 | 672.134 | 651.97 | 0 | 651.97 | 2851.3675 | 0 | 0 | NA | 95.05%
| 14 | 4 | 2017-04-13 14:00 | 931.5281 | 1835.3143 | 965.1798 | 661.7025 | 1980.0001 | 926.9264 | 550.426 | 1980.0001 | 990 | 463.4632 | 990.0001 | 234.9714 | 250 | 990.0001 | 931.5281 | 1980.0001 | 931.5281 | 2463 | 15 | 3 | 2017-03-13 15:00 | WEEKDAY | 22.0008 | 1.96 | 571.769 | 554.6159 | 0 | 554.6159 | 2851.3675 | 0 | 0 | NA | 95.05%
| 15 | 4 | 2017-04-13 15:00 | 546.7791 | 1625.2705 | 985.1619 | 688.6609 | 1963.5875 | 820.8437 | 249.711 | 1926.1784 | 990 | 410.4218 | 941.0868 | 232.2253 | 237.6482 | 990.0001 | 546.7791 | 1963.5875 | 546.7791 | 2464 | 16 | 3 | 2017-03-13 16:00 | WEEKDAY | 21.8867 | 1.96 | 260.527 | 252.7112 | 0 | 252.7112 | 2851.3675 | 0 | 0 | NA | 95.05%
| 16 | 4 | 2017-04-13 16:00 | 790.6892 | 1028.4697 | 761.6641 | 496.2823 | 1727.2011 | 519.4291 | 654.86 | 1688.6998 | 990 | 259.7146 | 931.5989 | 214.7993 | 235.2523 | 976.76 | 790.6892 | 1727.2011 | 790.6892 | 2465 | 17 | 3 | 2017-03-13 17:00 | WEEKDAY | 21.9117 | 19.93 | 680.915 | 660.4875 | 330 | 990.4875 | 2851.3675 | 0 | 0 | NA | 95.05%
| 17 | 4 | 2017-04-13 17:00 | 282.119 | 519.0043 | 733.8032 | 573.0224 | 1049.841 | 262.1234 | 60.0383 | 1101.9853 | 0 | 131.0617 | 734.4263 | 164.5397 | 185.4612 | 757.7789 | 282.119 | 1049.841 | 282.119 | 2466 | 18 | 3 | 2017-03-13 18:00 | WEEKDAY | 21.9451 | 19.93 | 66.3609 | 0 | 0 | 0 | 2511.1613 | 0 | 0 | NA | 83.71%
| 18 | 4 | 2017-04-13 18:00 | 0 | 117.96 | 164.2796 | 76.7634 | 174.4443 | 59.5758 | 550.089 | 177.5193 | 715.0743 | 29.7879 | 169.561 | 23.3679 | 42.8184 | 129.4122 | 0 | 174.4443 | 0 | 2467 | 19 | 3 | 2017-03-13 19:00 | WEEKDAY | 22.1455 | 19.93 | 571.469 | 554.3249 | 0 | 554.3249 | 2577.5222 | 0 | 0 | NA | 85.92%
| 19 | 4 | 2017-04-13 19:00 | 0 | 0 | 0 | 0 | 0 | 0 | 0 | 0 | 0 | 0 | 0 | 0 | 0 | 0 | 0 | 0 | 0 | 2468 | 20 | 3 | 2017-03-13 20:00 | WEEKDAY | 23.8101 | 12.08 | 0 | 0 | 0 | 0 | 2577.5222 | 0 | 0 | NA | 85.92%
| 20 | 4 | 2017-04-13 20:00 | 0 | 0 | 0 | 0 | 0 | 0 | 0 | 0 | 0 | 0 | 0 | 0 | 0 | 0 | 0 | 0 | 0 | 2469 | 21 | 3 | 2017-03-13 21:00 | WEEKDAY | 24.737 | 12.08 | 0 | 0 | 0 | 0 | 2577.5222 | 0 | 0 | NA | 85.92%
| 21 | 4 | 2017-04-13 21:00 | 0 | 0 | 0 | 0 | 0 | 0 | 0 | 0 | 0 | 0 | 0 | 0 | 0 | 0 | 0 | 0 | 0 | 2470 | 22 | 3 | 2017-03-13 22:00 | WEEKDAY | 23.0307 | 12.08 | 0 | 0 | 0 | 0 | 2577.5222 | 0 | 0 | NA | 85.92%
| 22 | 4 | 2017-04-13 22:00 | 0 | 0 | 0 | 0 | 0 | 0 | 0 | 0 | 0 | 0 | 0 | 0 | 0 | 0 | 0 | 0 | 0 | 2471 | 23 | 3 | 2017-03-13 23:00 | WEEKDAY | 22.7579 | 2.27 | 0 | 0 | 0 | 0 | 2577.5222 | 0 | 0 | NA | 85.92%
| 23 | 4 | 2017-04-13 23:00 | 0 | 0 | 0 | 0 | 0 | 0 | 0 | 0 | 970 | 0 | 0 | 0 | 0 | 0 | 0 | 0 | 0 | 2472 | 0 | 3 | 2017-03-14 | WEEKDAY | 21.8449 | 2.27 | 0 | 0 | 970 | 970 | 2577.5222 | 0 | 0 | NA | 85.92%
| 0 | 4 | 2017-04-14 | 0 | 0 | 0 | 0 | 0 | 0 | 0 | 0 | 0 | 0 | 0 | 0 | 0 | 0 | 0 | 0 | 0 | 2473 | 1 | 3 | 2017-03-14 01:00 | WEEKDAY | 22.2318 | 2.27 | 0 | 0 | 0 | 0 | 1577.5222 | 0 | 0 | NA | 52.58%
| 1 | 4 | 2017-04-14 01:00 | 0 | 0 | 0 | 0 | 0 | 0 | 0 | 0 | 0 | 0 | 0 | 0 | 0 | 0 | 0 | 0 | 0 | 2474 | 2 | 3 | 2017-03-14 02:00 | WEEKDAY | 22.0203 | 2.27 | 0 | 0 | 0 | 0 | 1577.5222 | 0 | 0 | NA | 52.58%
| 2 | 4 | 2017-04-14 02:00 | 0 | 0 | 0 | 0 | 0 | 0 | 0 | 0 | 0 | 0 | 0 | 0 | 0 | 0 | 0 | 0 | 0 | 2475 | 3 | 3 | 2017-03-14 03:00 | WEEKDAY | 21.9312 | 2.27 | 0 | 0 | 0 | 0 | 1577.5222 | 0 | 0 | NA | 52.58%
| 3 | 4 | 2017-04-14 03:00 | 0 | 0 | 0 | 0 | 0 | 0 | 0 | 0 | 0 | 0 | 0 | 0 | 0 | 0 | 0 | 0 | 0 | 2476 | 4 | 3 | 2017-03-14 04:00 | WEEKDAY | 22.2179 | 2.27 | 0 | 0 | 0 | 0 | 1577.5222 | 0 | 0 | NA | 52.58%
| 4 | 4 | 2017-04-14 04:00 | 0 | 0 | 0 | 0 | 0 | 0 | 0 | 0 | 0 | 0 | 0 | 0 | 0 | 0 | 0 | 0 | 0 | 2477 | 5 | 3 | 2017-03-14 05:00 | WEEKDAY | 21.8338 | 2.27 | 0 | 0 | 0 | 0 | 1577.5222 | 0 | 0 | NA | 52.58%
| 5 | 4 | 2017-04-14 05:00 | 13.5381 | 0 | 0 | 0 | 0 | 0 | 0 | 0 | 0 | 0 | 0 | 0 | 0 | 0 | 13.5381 | 0 | 13.5381 | 2478 | 6 | 3 | 2017-03-14 06:00 | WEEKDAY | 20.9932 | 20.45 | 0 | 0 | 0 | 0 | 1577.5222 | 0 | 0 | NA | 52.58%
| 6 | 4 | 2017-04-14 06:00 | 538.8322 | 12.4994 | 22.2095 | 41.9599 | 171.2517 | 6.3128 | 0 | 154.2335 | 0 | 3.1564 | 44.6409 | 4.5889 | 11.273 | 123.9729 | 538.8322 | 171.2517 | 538.8322 | 2479 | 7 | 3 | 2017-03-14 07:00 | WEEKDAY | 22.0509 | 20.45 | 0 | 0 | 0 | 0 | 1577.5222 | 0 | 0 | NA | 52.58%
| 7 | 4 | 2017-04-14 07:00 | 950.3821 | 70.8566 | 349.9981 | 507.0799 | 1147.5678 | 35.7862 | 433.609 | 1258.4823 | 0 | 17.8931 | 599.9776 | 21.8613 | 151.5095 | 712.6574 | 950.3821 | 1147.5678 | 950.3821 | 2480 | 8 | 3 | 2017-03-14 08:00 | WEEKDAY | 22.8498 | 20.45 | 450.421 | 0 | 0 | 0 | 1577.5222 | 0 | 0 | NA | 52.58%
| 8 | 4 | 2017-04-14 08:00 | 990.0001 | 180.5563 | 837.6095 | 406.8127 | 1503.2609 | 91.1901 | 726.391 | 1810.1481 | 0 | 45.595 | 943.4201 | 135.2497 | 238.2374 | 902.7572 | 990.0001 | 1503.2609 | 990.0001 | 2481 | 9 | 3 | 2017-03-14 09:00 | WEEKDAY | 22.1121 | 11.33 | 755.975 | 0 | 0 | 0 | 2027.9432 | 0 | 0 | NA | 67.6%
| 9 | 4 | 2017-04-14 09:00 | 990.0001 | 284.6177 | 990.0001 | 677.9884 | 1513.6893 | 143.7463 | 990 | 1980.0001 | 0 | 71.8732 | 990.0001 | 164.8865 | 250 | 976.958 | 990.0001 | 1513.6893 | 990.0001 | 2482 | 10 | 3 | 2017-03-14 10:00 | WEEKDAY | 24.6562 | 11.33 | 1044.31 | 990 | 0 | 990 | 2783.9182 | 0 | 0 | NA | 92.8%
| 10 | 4 | 2017-04-14 10:00 | 990.0001 | 468.7782 | 990.0001 | 916.6024 | 1932.045 | 236.7567 | 990 | 1980.0001 | 292.7169 | 118.3783 | 990.0001 | 75.3979 | 250 | 990.0001 | 990.0001 | 1932.045 | 990.0001 | 2483 | 11 | 3 | 2017-03-14 11:00 | WEEKDAY | 22.5658 | 11.33 | 1087.59 | 990 | 0 | 990 | 2783.9182 | 0 | 0 | NA | 92.8%
| 11 | 4 | 2017-04-14 11:00 | 990.0001 | 560.5602 | 982.4696 | 846.5055 | 1974.6884 | 283.1112 | 990 | 1980.0001 | 693.3114 | 141.5556 | 990.0001 | 222.2879 | 250 | 990.0001 | 990.0001 | 1974.6884 | 990.0001 | 2484 | 12 | 3 | 2017-03-14 12:00 | WEEKDAY | 21.1991 | 11.33 | 1069.72 | 990 | 0 | 990 | 2783.9182 | 0 | 0 | NA | 92.8%
| 12 | 4 | 2017-04-14 12:00 | 990.0001 | 601.687 | 954.1804 | 990.0001 | 1897.1032 | 303.8823 | 990 | 1980.0001 | 694.1262 | 151.9412 | 990.0001 | 224.5821 | 250 | 966.8244 | 990.0001 | 1897.1032 | 990.0001 | 2485 | 13 | 3 | 2017-03-14 13:00 | WEEKDAY | 19.1366 | 11.33 | 1053.05 | 990 | 0 | 990 | 2783.9182 | 0 | 0 | NA | 92.8%
| 13 | 4 | 2017-04-14 13:00 | 990.0001 | 1805.764 | 945.149 | 990.0001 | 1930.1432 | 912.002 | 561.858 | 1980.0001 | 699.1537 | 456.001 | 990.0001 | 248.8224 | 250 | 990.0001 | 990.0001 | 1930.1432 | 990.0001 | 2486 | 14 | 3 | 2017-03-14 14:00 | WEEKDAY | 20.9598 | 1.96 | 583.696 | 566.1851 | 0 | 566.1851 | 2783.9182 | 0 | 0 | NA | 92.8%
| 14 | 4 | 2017-04-14 14:00 | 990.0001 | 1325.9518 | 848.8462 | 990.0001 | 1956.2708 | 669.6726 | 292.403 | 1980.0001 | 568.1018 | 334.8363 | 990.0001 | 238.6667 | 250 | 990.0001 | 990.0001 | 1956.2708 | 990.0001 | 2487 | 15 | 3 | 2017-03-14 15:00 | WEEKDAY | 21.8449 | 1.96 | 304.458 | 295.3243 | 0 | 295.3243 | 2783.9182 | 0 | 0 | NA | 92.8%
| 15 | 4 | 2017-04-14 15:00 | 990.0001 | 368.3507 | 981.1041 | 990.0001 | 1922.0353 | 186.0357 | 548.214 | 1980.0001 | 162.2645 | 93.0178 | 990.0001 | 186.8814 | 250 | 990.0001 | 990.0001 | 1922.0353 | 990.0001 | 2488 | 16 | 3 | 2017-03-14 16:00 | WEEKDAY | 22.037 | 1.96 | 569.476 | 552.3917 | 0 | 552.3917 | 2783.9182 | 0 | 0 | NA | 92.8%
| 16 | 4 | 2017-04-14 16:00 | 882.6615 | 251.8169 | 836.7572 | 938.3787 | 1743.0576 | 127.1803 | 990 | 1818.2365 | 341.0258 | 63.5901 | 968.6434 | 206.9613 | 244.6069 | 936.4301 | 882.6615 | 1743.0576 | 882.6615 | 2489 | 17 | 3 | 2017-03-14 17:00 | WEEKDAY | 22.8442 | 19.93 | 1061.37 | 990 | 0 | 990 | 2783.9182 | 0 | 0 | NA | 92.8%
| 17 | 4 | 2017-04-14 17:00 | 353.1569 | 285.9451 | 625.2418 | 730.2324 | 1503.9274 | 144.4167 | 913.649 | 1334.7935 | 942.515 | 72.2084 | 804.8896 | 150.0058 | 203.255 | 608.5945 | 353.1569 | 1503.9274 | 353.1569 | 2490 | 18 | 3 | 2017-03-14 18:00 | WEEKDAY | 22.3459 | 19.93 | 953.648 | 925.0386 | 0 | 925.0386 | 2783.9182 | 0 | 0 | NA | 92.8%
| 18 | 4 | 2017-04-14 18:00 | 0 | 83.7599 | 197.264 | 127.7936 | 268.6336 | 42.303 | 616.399 | 186.7175 | 178.06 | 21.1515 | 202.5561 | 39.9322 | 51.1505 | 115.442 | 0 | 268.6336 | 0 | 2491 | 19 | 3 | 2017-03-14 19:00 | WEEKDAY | 21.9618 | 19.93 | 640.754 | 621.5314 | 0 | 621.5314 | 2783.9182 | 0 | 0 | NA | 92.8%
| 19 | 4 | 2017-04-14 19:00 | 0 | 0 | 0 | 0 | 0 | 0 | 0 | 0 | 0 | 0 | 0 | 0 | 0 | 0 | 0 | 0 | 0 | 2492 | 20 | 3 | 2017-03-14 20:00 | WEEKDAY | 21.8393 | 12.08 | 0 | 0 | 0 | 0 | 2783.9182 | 0 | 0 | NA | 92.8%
| 20 | 4 | 2017-04-14 20:00 | 0 | 0 | 0 | 0 | 0 | 0 | 0 | 0 | 0 | 0 | 0 | 0 | 0 | 0 | 0 | 0 | 0 | 2493 | 21 | 3 | 2017-03-14 21:00 | WEEKDAY | 20.79 | 12.08 | 0 | 0 | 0 | 0 | 2783.9182 | 0 | 0 | NA | 92.8%
| 21 | 4 | 2017-04-14 21:00 | 0 | 0 | 0 | 0 | 0 | 0 | 0 | 0 | 0 | 0 | 0 | 0 | 0 | 0 | 0 | 0 | 0 | 2494 | 22 | 3 | 2017-03-14 22:00 | WEEKDAY | 19.7016 | 12.08 | 0 | 0 | 0 | 0 | 2783.9182 | 0 | 0 | NA | 92.8%
| 22 | 4 | 2017-04-14 22:00 | 0 | 0 | 0 | 0 | 0 | 0 | 0 | 0 | 0 | 0 | 0 | 0 | 0 | 0 | 0 | 0 | 0 | 2495 | 23 | 3 | 2017-03-14 23:00 | WEEKDAY | 19.7183 | 2.27 | 0 | 0 | 0 | 0 | 2783.9182 | 0 | 0 | NA | 92.8%
| 23 | 4 | 2017-04-14 23:00 | 0 | 0 | 0 | 0 | 0 | 0 | 0 | 0 | 0 | 0 | 0 | 0 | 0 | 0 | 0 | 0 | 0 | 2496 | 0 | 3 | 2017-03-15 | WEEKDAY | 19.1672 | 2.27 | 0 | 0 | 0 | 0 | 2783.9182 | 0 | 0 | NA | 92.8%
| 0 | 4 | 2017-04-15 | 0 | 0 | 0 | 0 | 0 | 0 | 0 | 0 | 0 | 0 | 0 | 0 | 0 | 0 | 0 | 0 | 0 | 2497 | 1 | 3 | 2017-03-15 01:00 | WEEKDAY | 19.529 | 2.27 | 0 | 0 | 0 | 0 | 2783.9182 | 0 | 0 | NA | 92.8%
| 1 | 4 | 2017-04-15 01:00 | 0 | 0 | 0 | 0 | 0 | 0 | 0 | 0 | 0 | 0 | 0 | 0 | 0 | 0 | 0 | 0 | 0 | 2498 | 2 | 3 | 2017-03-15 02:00 | WEEKDAY | 19.9326 | 2.27 | 0 | 0 | 0 | 0 | 2783.9182 | 0 | 0 | NA | 92.8%
| 2 | 4 | 2017-04-15 02:00 | 0 | 0 | 0 | 0 | 0 | 0 | 0 | 0 | 0 | 0 | 0 | 0 | 0 | 0 | 0 | 0 | 0 | 2499 | 3 | 3 | 2017-03-15 03:00 | WEEKDAY | 21.3661 | 2.27 | 0 | 0 | 0 | 0 | 2783.9182 | 0 | 0 | NA | 92.8%
| 3 | 4 | 2017-04-15 03:00 | 0 | 0 | 0 | 0 | 0 | 0 | 0 | 0 | 0 | 0 | 0 | 0 | 0 | 0 | 0 | 0 | 0 | 2500 | 4 | 3 | 2017-03-15 04:00 | WEEKDAY | 21.9423 | 2.27 | 0 | 0 | 0 | 0 | 2783.9182 | 0 | 0 | NA | 92.8%
| 4 | 4 | 2017-04-15 04:00 | 0 | 0 | 0 | 0 | 0 | 0 | 0 | 0 | 0 | 0 | 0 | 0 | 0 | 0 | 0 | 0 | 0 | 2501 | 5 | 3 | 2017-03-15 05:00 | WEEKDAY | 22.2123 | 2.27 | 0 | 0 | 0 | 0 | 2783.9182 | 0 | 0 | NA | 92.8%
| 5 | 4 | 2017-04-15 05:00 | 15.1694 | 0 | 0 | 0 | 0 | 0 | 0 | 0 | 0 | 0 | 0 | 0 | 0 | 0 | 15.1694 | 0 | 15.1694 | 2502 | 6 | 3 | 2017-03-15 06:00 | WEEKDAY | 23.4538 | 20.45 | 0 | 0 | 0 | 0 | 2783.9182 | 0 | 0 | NA | 92.8%
| 6 | 4 | 2017-04-15 06:00 | 478.7431 | 7.8355 | 18.8278 | 116.65 | 92.1145 | 3.9573 | 0 | 195.7864 | 281.7869 | 1.9787 | 60.9879 | 8.7619 | 15.401 | 143.9593 | 478.7431 | 92.1145 | 478.7431 | 2503 | 7 | 3 | 2017-03-15 07:00 | WEEKDAY | 38.0838 | 20.45 | 0 | 0 | 0 | 0 | 2783.9182 | 0 | 0 | NA | 92.8%
| 7 | 4 | 2017-04-15 07:00 | 780.2854 | 79.6394 | 378.6273 | 720.3593 | 669.1059 | 40.2219 | 143.428 | 1431.972 | 766.9101 | 20.111 | 606.5687 | 120.9354 | 153.1739 | 707.3017 | 780.2854 | 669.1059 | 780.2854 | 2504 | 8 | 3 | 2017-03-15 08:00 | WEEKDAY | 36.1048 | 20.45 | 151.69 | 0 | 0 | 0 | 2783.9182 | 0 | 0 | NA | 92.8%
| 8 | 4 | 2017-04-15 08:00 | 990.0001 | 167.1626 | 833.9602 | 926.3831 | 1505.4569 | 84.4256 | 773.479 | 1940.2123 | 132.6378 | 42.2128 | 859.2157 | 203.9456 | 216.9737 | 595.092 | 990.0001 | 1505.4569 | 990.0001 | 2505 | 9 | 3 | 2017-03-15 09:00 | WEEKDAY | 33.9225 | 11.33 | 805.807 | 781.6328 | 0 | 781.6328 | 2935.6082 | 0 | 0 | NA | 97.85%
| 9 | 4 | 2017-04-15 09:00 | 990.0001 | 372.3629 | 990.0001 | 990.0001 | 1430.3784 | 188.0621 | 714.387 | 1980.0001 | 234.449 | 94.031 | 961.3768 | 245.5342 | 242.7719 | 467.6016 | 990.0001 | 1430.3784 | 990.0001 | 2506 | 10 | 3 | 2017-03-15 10:00 | WEEKDAY | 42.9104 | 11.33 | 743.599 | 721.291 | 0 | 721.291 | 2935.6082 | 0 | 0 | NA | 97.85%
| 10 | 4 | 2017-04-15 10:00 | 987.1803 | 487.0173 | 990.0001 | 990.0001 | 1980.0001 | 245.9683 | 598.276 | 1980.0001 | 262.2657 | 122.9842 | 940.557 | 250 | 237.5144 | 926.8374 | 987.1803 | 1980.0001 | 987.1803 | 2507 | 11 | 3 | 2017-03-15 11:00 | WEEKDAY | 32.9149 | 11.33 | 621.918 | 603.2605 | 0 | 603.2605 | 2935.6082 | 0 | 0 | NA | 97.85%
| 11 | 4 | 2017-04-15 11:00 | 976.2106 | 716.6737 | 990.0001 | 941.3286 | 1980.0001 | 361.9564 | 903.79 | 1980.0001 | 177.64 | 180.9782 | 978.3746 | 250 | 247.0643 | 756.4365 | 976.2106 | 1980.0001 | 976.2106 | 2508 | 12 | 3 | 2017-03-15 12:00 | WEEKDAY | 28.709 | 11.33 | 943.387 | 915.0854 | 0 | 915.0854 | 2935.6082 | 0 | 0 | NA | 97.85%
| 12 | 4 | 2017-04-15 12:00 | 969.7487 | 1621.3251 | 990.0001 | 990.0001 | 1980.0001 | 818.8511 | 990 | 1861.7253 | 402.7421 | 409.4255 | 790.2778 | 250 | 199.5651 | 878.5037 | 969.7487 | 1980.0001 | 969.7487 | 2509 | 13 | 3 | 2017-03-15 13:00 | WEEKDAY | 27.4175 | 11.33 | 1129.78 | 990 | 0 | 990 | 2935.6082 | 0 | 0 | NA | 97.85%
| 13 | 4 | 2017-04-15 13:00 | 598.8504 | 1723.3215 | 990.0001 | 990.0001 | 1980.0001 | 870.3644 | 990 | 1965.3945 | 751.5725 | 435.1822 | 896.0009 | 250 | 226.2628 | 843.5931 | 598.8504 | 1980.0001 | 598.8504 | 2510 | 14 | 3 | 2017-03-15 14:00 | WEEKDAY | 27.9686 | 1.96 | 1133.87 | 990 | 0 | 990 | 2935.6082 | 0 | 0 | NA | 97.85%
| 14 | 4 | 2017-04-15 14:00 | 931.7801 | 754.9921 | 990.0001 | 751.436 | 1980.0001 | 381.3092 | 990 | 1980.0001 | 306.779 | 190.6546 | 850.2163 | 241.7217 | 214.7011 | 990.0001 | 931.7801 | 1980.0001 | 931.7801 | 2511 | 15 | 3 | 2017-03-15 15:00 | WEEKDAY | 24.7008 | 1.96 | 1148.24 | 990 | 0 | 990 | 2935.6082 | 0 | 0 | NA | 97.85%
| 15 | 4 | 2017-04-15 15:00 | 465.2976 | 398.6527 | 990.0001 | 856.9639 | 1980.0001 | 201.3398 | 990 | 1856.9252 | 197.9663 | 100.6699 | 534.9631 | 245.6481 | 135.0917 | 694.9892 | 465.2976 | 1980.0001 | 465.2976 | 2512 | 16 | 3 | 2017-03-15 16:00 | WEEKDAY | 23.4399 | 1.96 | 1169.16 | 990 | 0 | 990 | 2935.6082 | 0 | 0 | NA | 97.85%
| 16 | 4 | 2017-04-15 16:00 | 281.9938 | 289.8771 | 908.9593 | 731.2207 | 1854.6591 | 146.4026 | 990 | 1713.3242 | 230.4594 | 73.2013 | 557.1722 | 203.5952 | 140.7001 | 539.2036 | 281.9938 | 1854.6591 | 281.9938 | 2513 | 17 | 3 | 2017-03-15 17:00 | WEEKDAY | 21.9869 | 19.93 | 1137.22 | 990 | 0 | 990 | 2935.6082 | 0 | 0 | NA | 97.85%
| 17 | 4 | 2017-04-15 17:00 | 104.5845 | 153.4549 | 683.1683 | 446.673 | 1476.2374 | 77.5025 | 985.982 | 1161.2908 | 883.4595 | 38.7512 | 431.7995 | 136.1451 | 109.0403 | 647.7034 | 104.5845 | 1476.2374 | 104.5845 | 2514 | 18 | 3 | 2017-03-15 18:00 | WEEKDAY | 20.4114 | 19.93 | 1030.68 | 990 | 0 | 990 | 2935.6082 | 0 | 0 | NA | 97.85%
| 18 | 4 | 2017-04-15 18:00 | 0 | 34.236 | 177.9646 | 60.287 | 254.6925 | 17.2909 | 669.311 | 206.2336 | 99.2688 | 8.6455 | 140.187 | 15.3422 | 35.4007 | 133.6642 | 0 | 254.6925 | 0 | 2515 | 19 | 3 | 2017-03-15 19:00 | WEEKDAY | 19.9744 | 19.93 | 696.239 | 675.3518 | 0 | 675.3518 | 2935.6082 | 0 | 0 | NA | 97.85%
| 19 | 4 | 2017-04-15 19:00 | 0 | 0 | 0 | 0 | 0 | 0 | 0 | 0 | 0 | 0 | 0 | 0 | 0 | 0 | 0 | 0 | 0 | 2516 | 20 | 3 | 2017-03-15 20:00 | WEEKDAY | 21.252 | 12.08 | 0 | 0 | 0 | 0 | 2935.6082 | 0 | 0 | NA | 97.85%
| 20 | 4 | 2017-04-15 20:00 | 0 | 0 | 0 | 0 | 0 | 0 | 0 | 0 | 0 | 0 | 0 | 0 | 0 | 0 | 0 | 0 | 0 | 2517 | 21 | 3 | 2017-03-15 21:00 | WEEKDAY | 22.0899 | 12.08 | 0 | 0 | 0 | 0 | 2935.6082 | 0 | 0 | NA | 97.85%
| 21 | 4 | 2017-04-15 21:00 | 0 | 0 | 0 | 0 | 0 | 0 | 0 | 0 | 0 | 0 | 0 | 0 | 0 | 0 | 0 | 0 | 0 | 2518 | 22 | 3 | 2017-03-15 22:00 | WEEKDAY | 21.4636 | 12.08 | 0 | 0 | 0 | 0 | 2935.6082 | 0 | 0 | NA | 97.85%
| 22 | 4 | 2017-04-15 22:00 | 0 | 0 | 0 | 0 | 0 | 0 | 0 | 0 | 0 | 0 | 0 | 0 | 0 | 0 | 0 | 0 | 0 | 2519 | 23 | 3 | 2017-03-15 23:00 | WEEKDAY | 20.8985 | 2.27 | 0 | 0 | 0 | 0 | 2935.6082 | 0 | 0 | NA | 97.85%
| 23 | 4 | 2017-04-15 23:00 | 0 | 0 | 0 | 0 | 0 | 0 | 0 | 0 | 0 | 0 | 0 | 0 | 0 | 0 | 0 | 0 | 0 | 2520 | 0 | 3 | 2017-03-16 | WEEKDAY | 18.0538 | 2.27 | 0 | 0 | 0 | 0 | 2935.6082 | 0 | 0 | NA | 97.85%
| 0 | 4 | 2017-04-16 | 0 | 0 | 0 | 0 | 0 | 0 | 0 | 0 | 0 | 0 | 0 | 0 | 0 | 0 | 0 | 0 | 0 | 2521 | 1 | 3 | 2017-03-16 01:00 | WEEKDAY | 16.74 | 2.27 | 0 | 0 | 0 | 0 | 2935.6082 | 0 | 0 | NA | 97.85%
| 1 | 4 | 2017-04-16 01:00 | 0 | 0 | 0 | 0 | 0 | 0 | 0 | 0 | 0 | 0 | 0 | 0 | 0 | 0 | 0 | 0 | 0 | 2522 | 2 | 3 | 2017-03-16 02:00 | WEEKDAY | 15.8047 | 2.27 | 0 | 0 | 0 | 0 | 2935.6082 | 0 | 0 | NA | 97.85%
| 2 | 4 | 2017-04-16 02:00 | 0 | 0 | 0 | 0 | 0 | 0 | 0 | 0 | 0 | 0 | 0 | 0 | 0 | 0 | 0 | 0 | 0 | 2523 | 3 | 3 | 2017-03-16 03:00 | WEEKDAY | 16.1638 | 2.27 | 0 | 0 | 0 | 0 | 2935.6082 | 0 | 0 | NA | 97.85%
| 3 | 4 | 2017-04-16 03:00 | 0 | 0 | 0 | 0 | 0 | 0 | 0 | 0 | 0 | 0 | 0 | 0 | 0 | 0 | 0 | 0 | 0 | 2524 | 4 | 3 | 2017-03-16 04:00 | WEEKDAY | 16.1582 | 2.27 | 0 | 0 | 0 | 0 | 2935.6082 | 0 | 0 | NA | 97.85%
| 4 | 4 | 2017-04-16 04:00 | 0 | 0 | 0 | 0 | 0 | 0 | 0 | 0 | 0 | 0 | 0 | 0 | 0 | 0 | 0 | 0 | 0 | 2525 | 5 | 3 | 2017-03-16 05:00 | WEEKDAY | 12.3587 | 2.27 | 0 | 0 | 0 | 0 | 2935.6082 | 0 | 0 | NA | 97.85%
| 5 | 4 | 2017-04-16 05:00 | 19.8337 | 0 | 0 | 0 | 0 | 0 | 0 | 0 | 0 | 0 | 0 | 0 | 0 | 0 | 19.8337 | 0 | 19.8337 | 2526 | 6 | 3 | 2017-03-16 06:00 | WEEKDAY | 15.4679 | 20.45 | 0 | 0 | 0 | 0 | 2935.6082 | 0 | 0 | NA | 97.85%
| 6 | 4 | 2017-04-16 06:00 | 549.8193 | 133.4058 | 58.3851 | 8.4462 | 49.5214 | 67.3767 | 0 | 198.9018 | 284.307 | 33.6883 | 45.7503 | 17.0364 | 11.5531 | 111.2185 | 549.8193 | 49.5214 | 549.8193 | 2527 | 7 | 3 | 2017-03-16 07:00 | WEEKDAY | 17.6585 | 20.45 | 0 | 0 | 0 | 0 | 2935.6082 | 0 | 0 | NA | 97.85%
| 7 | 4 | 2017-04-16 07:00 | 920.5303 | 1254.6848 | 602.1397 | 49.0274 | 289.1778 | 633.6792 | 136.202 | 1303.2463 | 102.1468 | 316.8396 | 551.3568 | 126.4466 | 139.2315 | 776.7237 | 920.5303 | 289.1778 | 920.5303 | 2528 | 8 | 3 | 2017-03-16 08:00 | WEEKDAY | 18.8554 | 20.45 | 144.301 | 139.972 | 0 | 139.972 | 2935.6082 | 0 | 0 | NA | 97.85%
| 8 | 4 | 2017-04-16 08:00 | 990.0001 | 1849.8509 | 953.5079 | 93.7717 | 926.8751 | 934.2681 | 990 | 1790.6928 | 224.9964 | 467.1341 | 888.7666 | 215.8208 | 224.436 | 854.0551 | 990.0001 | 926.8751 | 990.0001 | 2529 | 9 | 3 | 2017-03-16 09:00 | WEEKDAY | 18.9389 | 11.33 | 1056.57 | 990 | 0 | 990 | 2935.6082 | 0 | 0 | NA | 97.85%
| 9 | 4 | 2017-04-16 09:00 | 990.0001 | 1980.0001 | 990.0001 | 132.5674 | 1607.4806 | 1000.0001 | 990 | 1965.4455 | 333.0573 | 500 | 929.8583 | 250 | 234.8127 | 990.0001 | 990.0001 | 1607.4806 | 990.0001 | 2530 | 10 | 3 | 2017-03-16 10:00 | WEEKDAY | 19.7628 | 11.33 | 1161.68 | 990 | 0 | 990 | 2935.6082 | 0 | 0 | NA | 97.85%
| 10 | 4 | 2017-04-16 10:00 | 990.0001 | 1980.0001 | 990.0001 | 174.1807 | 1504.7297 | 1000.0001 | 990 | 1886.7779 | 438.8193 | 500 | 953.8728 | 246.6878 | 240.877 | 990.0001 | 990.0001 | 1504.7297 | 990.0001 | 2531 | 11 | 3 | 2017-03-16 11:00 | WEEKDAY | 19.7851 | 11.33 | 1167.14 | 990 | 0 | 990 | 2935.6082 | 0 | 0 | NA | 97.85%
| 11 | 4 | 2017-04-16 11:00 | 990.0001 | 1980.0001 | 990.0001 | 244.2335 | 1926.3753 | 1000.0001 | 990 | 1914.1874 | 641.1341 | 500 | 935.8744 | 238.5288 | 236.3319 | 990.0001 | 990.0001 | 1926.3753 | 990.0001 | 2532 | 12 | 3 | 2017-03-16 12:00 | WEEKDAY | 21.0544 | 11.33 | 1140.07 | 990 | 0 | 990 | 2935.6082 | 0 | 0 | NA | 97.85%
| 12 | 4 | 2017-04-16 12:00 | 990.0001 | 1980.0001 | 990.0001 | 873.5611 | 1686.1494 | 1000.0001 | 990 | 1964.3954 | 710.9819 | 500 | 966.3322 | 242.2254 | 244.0233 | 981.2829 | 990.0001 | 1686.1494 | 990.0001 | 2533 | 13 | 3 | 2017-03-16 13:00 | WEEKDAY | 21.0878 | 11.33 | 1124.4 | 990 | 0 | 990 | 2935.6082 | 0 | 0 | NA | 97.85%
| 13 | 4 | 2017-04-16 13:00 | 990.0001 | 1980.0001 | 990.0001 | 861.0125 | 1848.9858 | 1000.0001 | 990 | 1904.5796 | 515.8974 | 500 | 948.6899 | 225.1983 | 239.5682 | 990.0001 | 990.0001 | 1848.9858 | 990.0001 | 2534 | 14 | 3 | 2017-03-16 14:00 | WEEKDAY | 21.5415 | 1.96 | 1121.64 | 990 | 0 | 990 | 2935.6082 | 0 | 0 | NA | 97.85%
| 14 | 4 | 2017-04-16 14:00 | 990.0001 | 1980.0001 | 990.0001 | 852.3291 | 1969.2594 | 1000.0001 | 990 | 1956.0598 | 989.8188 | 500 | 962.457 | 235.0305 | 243.0447 | 990.0001 | 990.0001 | 1969.2594 | 990.0001 | 2535 | 15 | 3 | 2017-03-16 15:00 | WEEKDAY | 21.8421 | 1.96 | 1133.93 | 990 | 0 | 990 | 2935.6082 | 0 | 0 | NA | 97.85%
| 15 | 4 | 2017-04-16 15:00 | 976.6975 | 1980.0001 | 990.0001 | 761.7319 | 1876.8564 | 1000.0001 | 990 | 991.9294 | 990 | 500 | 964.7953 | 243.2655 | 243.6352 | 461.6509 | 976.6975 | 1876.8564 | 976.6975 | 2536 | 16 | 3 | 2017-03-16 16:00 | WEEKDAY | 21.6751 | 1.96 | 1154.83 | 990 | 0 | 990 | 2935.6082 | 0 | 0 | NA | 97.85%
| 16 | 4 | 2017-04-16 16:00 | 813.2271 | 1865.8317 | 959.5331 | 718.3551 | 1482.6099 | 942.3392 | 990 | 838.2805 | 984.3851 | 471.1696 | 670.9153 | 215.8637 | 169.423 | 400.9195 | 813.2271 | 1482.6099 | 813.2271 | 2537 | 17 | 3 | 2017-03-16 17:00 | WEEKDAY | 21.6083 | 19.93 | 1131.72 | 990 | 0 | 990 | 2935.6082 | 0 | 0 | NA | 97.85%
| 17 | 4 | 2017-04-16 17:00 | 345.2597 | 1435.9941 | 811.8053 | 481.701 | 661.4825 | 725.2496 | 986.395 | 898.2686 | 0 | 362.6248 | 482.3772 | 119.3856 | 121.8124 | 729.1625 | 345.2597 | 661.4825 | 345.2597 | 2538 | 18 | 3 | 2017-03-16 18:00 | WEEKDAY | 21.6111 | 19.93 | 1031.09 | 990 | 0 | 990 | 2935.6082 | 0 | 0 | NA | 97.85%
| 18 | 4 | 2017-04-16 18:00 | 0 | 264.1313 | 299.6508 | 23.5383 | 116.2623 | 133.3996 | 680.301 | 75.6248 | 0 | 66.6998 | 74.9957 | 30.5813 | 18.9383 | 127.9707 | 0 | 116.2623 | 0 | 2539 | 19 | 3 | 2017-03-16 19:00 | WEEKDAY | 21.4719 | 19.93 | 707.775 | 686.5417 | 0 | 686.5417 | 2935.6082 | 0 | 0 | NA | 97.85%
| 19 | 4 | 2017-04-16 19:00 | 0 | 0 | 0 | 0 | 0 | 0 | 0 | 0 | 0 | 0 | 0 | 0 | 0 | 0 | 0 | 0 | 0 | 2540 | 20 | 3 | 2017-03-16 20:00 | WEEKDAY | 21.8505 | 12.08 | 0 | 0 | 0 | 0 | 2935.6082 | 0 | 0 | NA | 97.85%
| 20 | 4 | 2017-04-16 20:00 | 0 | 0 | 0 | 0 | 0 | 0 | 0 | 0 | 0 | 0 | 0 | 0 | 0 | 0 | 0 | 0 | 0 | 2541 | 21 | 3 | 2017-03-16 21:00 | WEEKDAY | 21.8032 | 12.08 | 0 | 0 | 0 | 0 | 2935.6082 | 0 | 0 | NA | 97.85%
| 21 | 4 | 2017-04-16 21:00 | 0 | 0 | 0 | 0 | 0 | 0 | 0 | 0 | 0 | 0 | 0 | 0 | 0 | 0 | 0 | 0 | 0 | 2542 | 22 | 3 | 2017-03-16 22:00 | WEEKDAY | 21.0238 | 12.08 | 0 | 0 | 0 | 0 | 2935.6082 | 0 | 0 | NA | 97.85%
| 22 | 4 | 2017-04-16 22:00 | 0 | 0 | 0 | 0 | 0 | 0 | 0 | 0 | 0 | 0 | 0 | 0 | 0 | 0 | 0 | 0 | 0 | 2543 | 23 | 3 | 2017-03-16 23:00 | WEEKDAY | 16.7595 | 2.27 | 0 | 0 | 0 | 0 | 2935.6082 | 0 | 0 | NA | 97.85%
| 23 | 4 | 2017-04-16 23:00 | 0 | 0 | 0 | 0 | 0 | 0 | 0 | 0 | 0 | 0 | 0 | 0 | 0 | 0 | 0 | 0 | 0 | 2544 | 0 | 3 | 2017-03-17 | WEEKDAY | 11.3177 | 2.27 | 0 | 0 | 0 | 0 | 2935.6082 | 0 | 0 | NA | 97.85%
| 0 | 4 | 2017-04-17 | 0 | 0 | 0 | 0 | 0 | 0 | 0 | 0 | 0 | 0 | 0 | 0 | 0 | 0 | 0 | 0 | 0 | 2545 | 1 | 3 | 2017-03-17 01:00 | WEEKDAY | 5.3443 | 2.27 | 0 | 0 | 0 | 0 | 2935.6082 | 0 | 0 | NA | 97.85%
| 1 | 4 | 2017-04-17 01:00 | 0 | 0 | 0 | 0 | 0 | 0 | 0 | 0 | 0 | 0 | 0 | 0 | 0 | 0 | 0 | 0 | 0 | 2546 | 2 | 3 | 2017-03-17 02:00 | WEEKDAY | 0.24495 | 2.27 | 0 | 0 | 0 | 0 | 2935.6082 | 0 | 0 | NA | 97.85%
| 2 | 4 | 2017-04-17 02:00 | 0 | 0 | 0 | 0 | 0 | 0 | 0 | 0 | 0 | 0 | 0 | 0 | 0 | 0 | 0 | 0 | 0 | 2547 | 3 | 3 | 2017-03-17 03:00 | WEEKDAY | -0.15588 | 2.27 | 0 | 0 | 0 | 0 | 2935.6082 | 0 | 0 | NA | 97.85%
| 3 | 4 | 2017-04-17 03:00 | 0 | 0 | 0 | 0 | 0 | 0 | 0 | 0 | 0 | 0 | 0 | 0 | 0 | 0 | 0 | 0 | 0 | 2548 | 4 | 3 | 2017-03-17 04:00 | WEEKDAY | -0.23381 | 2.27 | 0 | 0 | 0 | 0 | 2935.6082 | 0 | 0 | NA | 97.85%
| 4 | 4 | 2017-04-17 04:00 | 0 | 0 | 0 | 0 | 0 | 0 | 0 | 0 | 0 | 0 | 0 | 0 | 0 | 0 | 0 | 0 | 0 | 2549 | 5 | 3 | 2017-03-17 05:00 | WEEKDAY | -0.17814 | 2.27 | 0 | 0 | 0 | 0 | 2935.6082 | 0 | 0 | NA | 97.85%
| 5 | 4 | 2017-04-17 05:00 | 24.143 | 0 | 0 | 0 | 0 | 0 | 0 | 0 | 0 | 0 | 0 | 0 | 0 | 0 | 24.143 | 0 | 24.143 | 2550 | 6 | 3 | 2017-03-17 06:00 | WEEKDAY | 5.2024 | 20.45 | 0 | 0 | 0 | 0 | 2935.6082 | 0 | 0 | NA | 97.85%
| 6 | 4 | 2017-04-17 06:00 | 567.7418 | 139.2121 | 27.9833 | 8.2592 | 33.1608 | 70.3091 | 0 | 91.251 | 256.92 | 35.1546 | 9.5899 | 9.756 | 2.4217 | 41.9266 | 567.7418 | 33.1608 | 567.7418 | 2551 | 7 | 3 | 2017-03-17 07:00 | WEEKDAY | 14.8834 | 20.45 | 0 | 0 | 0 | 0 | 2935.6082 | 0 | 0 | NA | 97.85%
| 7 | 4 | 2017-04-17 07:00 | 941.3195 | 1184.7728 | 462.9586 | 47.1489 | 277.8181 | 598.3701 | 658.971 | 505.1648 | 431.5714 | 299.1851 | 87.0242 | 122.1301 | 21.9758 | 121.0886 | 941.3195 | 277.8181 | 941.3195 | 2552 | 8 | 3 | 2017-03-17 08:00 | WEEKDAY | 17.0155 | 20.45 | 685.462 | 664.8981 | 0 | 664.8981 | 2935.6082 | 0 | 0 | NA | 97.85%
| 8 | 4 | 2017-04-17 08:00 | 963.1992 | 1557.4843 | 849.0339 | 115.0175 | 242.0201 | 786.6082 | 946.24 | 1305.7716 | 966.5623 | 393.3041 | 167.8972 | 202.0929 | 42.3983 | 419.7962 | 963.1992 | 242.0201 | 963.1992 | 2553 | 9 | 3 | 2017-03-17 09:00 | WEEKDAY | 16.3586 | 11.33 | 988.406 | 958.7538 | 0 | 958.7538 | 2935.6082 | 0 | 0 | NA | 97.85%
| 9 | 4 | 2017-04-17 09:00 | 990.0001 | 1980.0001 | 990.0001 | 160.4121 | 575.9425 | 1000.0001 | 990 | 1896.9734 | 990 | 500 | 154.7797 | 234.6992 | 39.0858 | 990.0001 | 990.0001 | 575.9425 | 990.0001 | 2554 | 10 | 3 | 2017-03-17 10:00 | WEEKDAY | 18.2403 | 11.33 | 1139.57 | 990 | 0 | 990 | 2935.6082 | 0 | 0 | NA | 97.85%
| 10 | 4 | 2017-04-17 10:00 | 987.7435 | 1897.8999 | 990.0001 | 208.4753 | 666.0943 | 958.5353 | 990 | 1971.5714 | 990 | 479.2677 | 304.8871 | 248.1861 | 76.9917 | 990.0001 | 987.7435 | 666.0943 | 987.7435 | 2555 | 11 | 3 | 2017-03-17 11:00 | WEEKDAY | 18.2236 | 11.33 | 1153.72 | 990 | 0 | 990 | 2935.6082 | 0 | 0 | NA | 97.85%
| 11 | 4 | 2017-04-17 11:00 | 775.3611 | 1824.9432 | 990.0001 | 290.5251 | 545.6298 | 921.6885 | 990 | 1962.5693 | 990 | 460.8442 | 355.185 | 249.33 | 89.6932 | 990.0001 | 775.3611 | 545.6298 | 775.3611 | 2556 | 12 | 3 | 2017-03-17 12:00 | WEEKDAY | 19.4344 | 11.33 | 1126.7 | 990 | 0 | 990 | 2935.6082 | 0 | 0 | NA | 97.85%
| 12 | 4 | 2017-04-17 12:00 | 881.2644 | 1611.7967 | 985.7761 | 307.2459 | 1186.0792 | 814.0388 | 990 | 1980.0001 | 990 | 407.0194 | 335.6593 | 247.0639 | 84.7625 | 990.0001 | 881.2644 | 1186.0792 | 881.2644 | 2557 | 13 | 3 | 2017-03-17 13:00 | WEEKDAY | 20.7705 | 11.33 | 1111.21 | 990 | 0 | 990 | 2935.6082 | 0 | 0 | NA | 97.85%
| 13 | 4 | 2017-04-17 13:00 | 800.4935 | 1858.0915 | 990.0001 | 449.0282 | 1731.0584 | 938.4301 | 990 | 1980.0001 | 990 | 469.215 | 940.3345 | 247.8111 | 237.4582 | 990.0001 | 800.4935 | 1731.0584 | 800.4935 | 2558 | 14 | 3 | 2017-03-17 14:00 | WEEKDAY | 21.3717 | 1.96 | 1109.55 | 990 | 0 | 990 | 2935.6082 | 0 | 0 | NA | 97.85%
| 14 | 4 | 2017-04-17 14:00 | 436.6714 | 1701.661 | 990.0001 | 510.5766 | 1048.6191 | 859.4248 | 990 | 1980.0001 | 990 | 429.7124 | 926.8478 | 247.0181 | 234.0525 | 987.8888 | 436.6714 | 1048.6191 | 436.6714 | 2559 | 15 | 3 | 2017-03-17 15:00 | WEEKDAY | 22.0704 | 1.96 | 1121.79 | 990 | 0 | 990 | 2935.6082 | 0 | 0 | NA | 97.85%
| 15 | 4 | 2017-04-17 15:00 | 244.1773 | 1955.0208 | 980.5918 | 248.8051 | 1459.3943 | 987.3842 | 990 | 1951.6297 | 990 | 493.6921 | 916.1101 | 238.7164 | 231.3409 | 959.6228 | 244.1773 | 1459.3943 | 244.1773 | 2560 | 16 | 3 | 2017-03-17 16:00 | WEEKDAY | 24.4781 | 1.96 | 1142.05 | 990 | 0 | 990 | 2935.6082 | 0 | 0 | NA | 97.85%
| 16 | 4 | 2017-04-17 16:00 | 98.128 | 712.885 | 869.8073 | 142.2015 | 1468.4242 | 360.0429 | 990 | 1575.2644 | 990 | 180.0215 | 847.5996 | 212.695 | 214.0403 | 750.5968 | 98.128 | 1468.4242 | 98.128 | 2561 | 17 | 3 | 2017-03-17 17:00 | WEEKDAY | 23.8796 | 19.93 | 1120.6 | 990 | 0 | 990 | 2935.6082 | 0 | 0 | NA | 97.85%
| 17 | 4 | 2017-04-17 17:00 | 42.1891 | 210.0566 | 577.0167 | 76.0217 | 1312.1104 | 106.0892 | 974.662 | 1086.2816 | 939.2578 | 53.0446 | 722.264 | 151.3599 | 182.3899 | 525.0357 | 42.1891 | 1312.1104 | 42.1891 | 2562 | 18 | 3 | 2017-03-17 18:00 | WEEKDAY | 24.2192 | 19.93 | 1018.58 | 988.0226 | 0 | 988.0226 | 2935.6082 | 0 | 0 | NA | 97.85%
| 18 | 4 | 2017-04-17 18:00 | 0 | 70.5593 | 185.9111 | 15.912 | 211.6142 | 35.636 | 669.193 | 132.1724 | 486.8731 | 17.818 | 215.6348 | 28.1172 | 54.4532 | 67.6147 | 0 | 211.6142 | 0 | 2563 | 19 | 3 | 2017-03-17 19:00 | WEEKDAY | 22.0899 | 19.93 | 696.082 | 675.1995 | 0 | 675.1995 | 2935.6082 | 0 | 0 | NA | 97.85%
| 19 | 4 | 2017-04-17 19:00 | 0 | 0 | 0 | 0 | 0 | 0 | 0 | 0 | 0 | 0 | 0 | 0 | 0 | 0 | 0 | 0 | 0 | 2564 | 20 | 3 | 2017-03-17 20:00 | WEEKDAY | 22.0286 | 12.08 | 0 | 0 | 0 | 0 | 2935.6082 | 0 | 0 | NA | 97.85%
| 20 | 4 | 2017-04-17 20:00 | 0 | 0 | 0 | 0 | 0 | 0 | 0 | 0 | 0 | 0 | 0 | 0 | 0 | 0 | 0 | 0 | 0 | 2565 | 21 | 3 | 2017-03-17 21:00 | WEEKDAY | 20.9681 | 12.08 | 0 | 0 | 0 | 0 | 2935.6082 | 0 | 0 | NA | 97.85%
| 21 | 4 | 2017-04-17 21:00 | 0 | 0 | 0 | 0 | 0 | 0 | 0 | 0 | 0 | 0 | 0 | 0 | 0 | 0 | 0 | 0 | 0 | 2566 | 22 | 3 | 2017-03-17 22:00 | WEEKDAY | 19.3676 | 12.08 | 0 | 0 | 0 | 0 | 2935.6082 | 0 | 0 | NA | 97.85%
| 22 | 4 | 2017-04-17 22:00 | 0 | 0 | 0 | 0 | 0 | 0 | 0 | 0 | 0 | 0 | 0 | 0 | 0 | 0 | 0 | 0 | 0 | 2567 | 23 | 3 | 2017-03-17 23:00 | WEEKDAY | 18.8053 | 2.27 | 0 | 0 | 0 | 0 | 2935.6082 | 0 | 0 | NA | 97.85%
| 23 | 4 | 2017-04-17 23:00 | 0 | 0 | 0 | 0 | 0 | 0 | 0 | 0 | 0 | 0 | 0 | 0 | 0 | 0 | 0 | 0 | 0 | 2568 | 0 | 3 | 2017-03-18 | WEEKEND | 17.7114 | 2.27 | 0 | 0 | 0 | 0 | 2935.6082 | 0 | 0 | NA | 97.85%
| 0 | 4 | 2017-04-18 | 0 | 0 | 0 | 0 | 0 | 0 | 0 | 0 | 0 | 0 | 0 | 0 | 0 | 0 | 0 | 0 | 0 | 2569 | 1 | 3 | 2017-03-18 01:00 | WEEKEND | 17.3607 | 2.27 | 0 | 0 | 0 | 0 | 2935.6082 | 0 | 0 | NA | 97.85%
| 1 | 4 | 2017-04-18 01:00 | 0 | 0 | 0 | 0 | 0 | 0 | 0 | 0 | 0 | 0 | 0 | 0 | 0 | 0 | 0 | 0 | 0 | 2570 | 2 | 3 | 2017-03-18 02:00 | WEEKEND | 17.2939 | 2.27 | 0 | 0 | 0 | 0 | 2935.6082 | 0 | 0 | NA | 97.85%
| 2 | 4 | 2017-04-18 02:00 | 0 | 0 | 0 | 0 | 0 | 0 | 0 | 0 | 0 | 0 | 0 | 0 | 0 | 0 | 0 | 0 | 0 | 2571 | 3 | 3 | 2017-03-18 03:00 | WEEKEND | 17.717 | 2.27 | 0 | 0 | 0 | 0 | 2935.6082 | 0 | 0 | NA | 97.85%
| 3 | 4 | 2017-04-18 03:00 | 0 | 0 | 0 | 0 | 0 | 0 | 0 | 0 | 0 | 0 | 0 | 0 | 0 | 0 | 0 | 0 | 0 | 2572 | 4 | 3 | 2017-03-18 04:00 | WEEKEND | 18.0343 | 2.27 | 0 | 0 | 0 | 0 | 2935.6082 | 0 | 0 | NA | 97.85%
| 4 | 4 | 2017-04-18 04:00 | 0 | 0 | 0 | 0 | 0 | 0 | 0 | 0 | 0 | 0 | 0 | 0 | 0 | 0 | 0 | 0 | 0 | 2573 | 5 | 3 | 2017-03-18 05:00 | WEEKEND | 18.4296 | 2.27 | 0 | 0 | 0 | 0 | 2935.6082 | 0 | 0 | NA | 97.85%
| 5 | 4 | 2017-04-18 05:00 | 27.4843 | 0 | 0 | 0 | 0 | 0 | 0 | 0 | 0 | 0 | 0 | 0 | 0 | 0 | 27.4843 | 0 | 27.4843 | 2574 | 6 | 3 | 2017-03-18 06:00 | WEEKEND | 18.7552 | 2.27 | 0 | 0 | 0 | 0 | 2935.6082 | 0 | 0 | NA | 97.85%
| 6 | 4 | 2017-04-18 06:00 | 587.2161 | 110.6425 | 59.9126 | 12.5793 | 202.7817 | 55.8801 | 0 | 142.9684 | 310.044 | 27.94 | 3.9891 | 24.5518 | 1.0074 | 40.6072 | 587.2161 | 202.7817 | 587.2161 | 2575 | 7 | 3 | 2017-03-18 07:00 | WEEKEND | 19.7963 | 2.27 | 0 | 0 | 0 | 0 | 2935.6082 | 0 | 0 | NA | 97.85%
| 7 | 4 | 2017-04-18 07:00 | 982.1643 | 1137.6877 | 589.1746 | 36.2781 | 1419.2227 | 574.5897 | 699.402 | 1184.9253 | 786.9387 | 287.2949 | 197.0789 | 171.7947 | 49.7674 | 175.2923 | 982.1643 | 1419.2227 | 982.1643 | 2576 | 8 | 3 | 2017-03-18 08:00 | WEEKEND | 20.1498 | 2.27 | 727.833 | 705.998 | 0 | 705.998 | 2935.6082 | 0 | 0 | NA | 97.85%
| 8 | 4 | 2017-04-18 08:00 | 990.0001 | 1645.0534 | 914.6714 | 79.0558 | 1888.6194 | 830.8351 | 974.056 | 1722.4499 | 969.7565 | 415.4175 | 413.4041 | 234.753 | 104.395 | 215.8904 | 990.0001 | 1888.6194 | 990.0001 | 2577 | 9 | 3 | 2017-03-18 09:00 | WEEKEND | 20.7705 | 2.27 | 1017.85 | 987.3145 | 0 | 987.3145 | 2935.6082 | 0 | 0 | NA | 97.85%
| 9 | 4 | 2017-04-18 09:00 | 990.0001 | 1956.651 | 990.0001 | 147.7792 | 1980.0001 | 988.2076 | 990 | 1763.2746 | 990 | 494.1038 | 853.7149 | 250 | 215.5846 | 499.1253 | 990.0001 | 1980.0001 | 990.0001 | 2578 | 10 | 3 | 2017-03-18 10:00 | WEEKEND | 21.9201 | 2.27 | 1108.23 | 990 | 0 | 990 | 2935.6082 | 0 | 0 | NA | 97.85%
| 10 | 4 | 2017-04-18 10:00 | 990.0001 | 1980.0001 | 990.0001 | 507.9775 | 1980.0001 | 1000.0001 | 990 | 1980.0001 | 990 | 500 | 911.8956 | 250 | 230.2767 | 303.2938 | 990.0001 | 1980.0001 | 990.0001 | 2579 | 11 | 3 | 2017-03-18 11:00 | WEEKEND | 22.9082 | 2.27 | 1114.36 | 990 | 0 | 990 | 2935.6082 | 0 | 0 | NA | 97.85%
| 11 | 4 | 2017-04-18 11:00 | 990.0001 | 1980.0001 | 990.0001 | 550.7506 | 1980.0001 | 1000.0001 | 990 | 1961.8264 | 990 | 500 | 721.2789 | 250 | 182.1411 | 385.3066 | 990.0001 | 1980.0001 | 990.0001 | 2580 | 12 | 3 | 2017-03-18 12:00 | WEEKEND | 29.3297 | 2.27 | 1083.54 | 990 | 0 | 990 | 2935.6082 | 0 | 0 | NA | 97.85%
| 12 | 4 | 2017-04-18 12:00 | 990.0001 | 1878.1354 | 990.0001 | 765.255 | 1980.0001 | 948.5533 | 990 | 1894.0873 | 990 | 474.2766 | 907.6785 | 250 | 229.2117 | 389.024 | 990.0001 | 1980.0001 | 990.0001 | 2581 | 13 | 3 | 2017-03-18 13:00 | WEEKEND | 34.2398 | 2.27 | 1061.99 | 990 | 0 | 990 | 2935.6082 | 0 | 0 | NA | 97.85%
| 13 | 4 | 2017-04-18 13:00 | 976.4287 | 1964.0427 | 990.0001 | 904.764 | 1980.0001 | 991.9407 | 990 | 1750.3685 | 990 | 495.9704 | 895.2891 | 250 | 226.0831 | 520.6459 | 976.4287 | 1980.0001 | 976.4287 | 2582 | 14 | 3 | 2017-03-18 14:00 | WEEKEND | 30.7883 | 2.27 | 1055.56 | 990 | 0 | 990 | 2935.6082 | 0 | 0 | NA | 97.85%
| 14 | 4 | 2017-04-18 14:00 | 601.1807 | 1980.0001 | 990.0001 | 702.8535 | 1980.0001 | 1000.0001 | 990 | 1913.7876 | 321.2562 | 500 | 912.4643 | 250 | 230.4203 | 251.2106 | 601.1807 | 1980.0001 | 601.1807 | 2583 | 15 | 3 | 2017-03-18 15:00 | WEEKEND | 25.0571 | 2.27 | 1061.98 | 990 | 0 | 990 | 2935.6082 | 0 | 0 | NA | 97.85%
| 15 | 4 | 2017-04-18 15:00 | 611.4591 | 1927.1886 | 427.7764 | 607.2562 | 1980.0001 | 973.3276 | 990 | 1850.8149 | 990 | 486.6638 | 826.9416 | 232.8404 | 208.8236 | 228.1174 | 611.4591 | 1980.0001 | 611.4591 | 2584 | 16 | 3 | 2017-03-18 16:00 | WEEKEND | 22.3571 | 2.27 | 1077.37 | 990 | 0 | 990 | 2935.6082 | 0 | 0 | NA | 97.85%
| 16 | 4 | 2017-04-18 16:00 | 274.7667 | 1631.5598 | 600.27 | 201.0699 | 1696.917 | 824.0201 | 990 | 1634.8229 | 990 | 412.0101 | 600.7645 | 224.3474 | 151.7082 | 154.6147 | 274.7667 | 1696.917 | 274.7667 | 2585 | 17 | 3 | 2017-03-18 17:00 | WEEKEND | 25.3883 | 2.27 | 1041.65 | 990 | 0 | 990 | 2935.6082 | 0 | 0 | NA | 97.85%
| 17 | 4 | 2017-04-18 17:00 | 42.5127 | 1075.2475 | 410.2544 | 54.8445 | 1170.2023 | 543.0543 | 903.698 | 1129.3988 | 938.5798 | 271.5272 | 550.263 | 179.875 | 138.9553 | 85.0082 | 42.5127 | 1170.2023 | 42.5127 | 2586 | 18 | 3 | 2017-03-18 18:00 | WEEKEND | 22.5798 | 2.27 | 942.955 | 914.6663 | 0 | 914.6663 | 2935.6082 | 0 | 0 | NA | 97.85%
| 18 | 4 | 2017-04-18 18:00 | 0 | 216.6749 | 124.1668 | 54.0972 | 226.3718 | 109.4318 | 626.453 | 148.4834 | 728.6902 | 54.7159 | 143.8239 | 33.7044 | 36.3192 | 35.3833 | 0 | 226.3718 | 0 | 2587 | 19 | 3 | 2017-03-18 19:00 | WEEKEND | 22.0425 | 2.27 | 651.181 | 631.6456 | 0 | 631.6456 | 2935.6082 | 0 | 0 | NA | 97.85%
| 19 | 4 | 2017-04-18 19:00 | 0 | 0 | 0 | 0 | 0 | 0 | 0 | 0 | 250.388 | 0 | 0 | 0 | 0 | 0 | 0 | 0 | 0 | 2588 | 20 | 3 | 2017-03-18 20:00 | WEEKEND | 21.8533 | 2.27 | 0 | 0 | 0 | 0 | 2935.6082 | 0 | 0 | NA | 97.85%
| 20 | 4 | 2017-04-18 20:00 | 0 | 0 | 0 | 0 | 0 | 0 | 0 | 0 | 0 | 0 | 0 | 0 | 0 | 0 | 0 | 0 | 0 | 2589 | 21 | 3 | 2017-03-18 21:00 | WEEKEND | 31.7208 | 2.27 | 0 | 0 | 0 | 0 | 2935.6082 | 0 | 0 | NA | 97.85%
| 21 | 4 | 2017-04-18 21:00 | 0 | 0 | 0 | 0 | 0 | 0 | 0 | 0 | 0 | 0 | 0 | 0 | 0 | 0 | 0 | 0 | 0 | 2590 | 22 | 3 | 2017-03-18 22:00 | WEEKEND | 16.5451 | 2.27 | 0 | 0 | 0 | 0 | 2935.6082 | 0 | 0 | NA | 97.85%
| 22 | 4 | 2017-04-18 22:00 | 0 | 0 | 0 | 0 | 0 | 0 | 0 | 0 | 0 | 0 | 0 | 0 | 0 | 0 | 0 | 0 | 0 | 2591 | 23 | 3 | 2017-03-18 23:00 | WEEKEND | 14.6523 | 2.27 | 0 | 0 | 0 | 0 | 2935.6082 | 0 | 0 | NA | 97.85%
| 23 | 4 | 2017-04-18 23:00 | 0 | 0 | 0 | 0 | 0 | 0 | 0 | 0 | 0 | 0 | 0 | 0 | 0 | 0 | 0 | 0 | 0 | 2592 | 0 | 3 | 2017-03-19 | WEEKEND | 16.2807 | 2.27 | 0 | 0 | 0 | 0 | 2935.6082 | 0 | 0 | NA | 97.85%
| 0 | 4 | 2017-04-19 | 0 | 0 | 0 | 0 | 0 | 0 | 0 | 0 | 0 | 0 | 0 | 0 | 0 | 0 | 0 | 0 | 0 | 2593 | 1 | 3 | 2017-03-19 01:00 | WEEKEND | 16.6954 | 2.27 | 0 | 0 | 0 | 0 | 2935.6082 | 0 | 0 | NA | 97.85%
| 1 | 4 | 2017-04-19 01:00 | 0 | 0 | 0 | 0 | 0 | 0 | 0 | 0 | 0 | 0 | 0 | 0 | 0 | 0 | 0 | 0 | 0 | 2594 | 2 | 3 | 2017-03-19 02:00 | WEEKEND | 9.3052 | 2.27 | 0 | 0 | 0 | 0 | 2935.6082 | 0 | 0 | NA | 97.85%
| 2 | 4 | 2017-04-19 02:00 | 0 | 0 | 0 | 0 | 0 | 0 | 0 | 0 | 0 | 0 | 0 | 0 | 0 | 0 | 0 | 0 | 0 | 2595 | 3 | 3 | 2017-03-19 03:00 | WEEKEND | 0.23103 | 2.27 | 0 | 0 | 0 | 0 | 2935.6082 | 0 | 0 | NA | 97.85%
| 3 | 4 | 2017-04-19 03:00 | 0 | 0 | 0 | 0 | 0 | 0 | 0 | 0 | 0 | 0 | 0 | 0 | 0 | 0 | 0 | 0 | 0 | 2596 | 4 | 3 | 2017-03-19 04:00 | WEEKEND | -1.4085 | 2.27 | 0 | 0 | 0 | 0 | 2935.6082 | 0 | 0 | NA | 97.85%
| 4 | 4 | 2017-04-19 04:00 | 0 | 0 | 0 | 0 | 0 | 0 | 0 | 0 | 0 | 0 | 0 | 0 | 0 | 0 | 0 | 0 | 0 | 2597 | 5 | 3 | 2017-03-19 05:00 | WEEKEND | -0.18093 | 2.27 | 0 | 0 | 0 | 0 | 2935.6082 | 0 | 0 | NA | 97.85%
| 5 | 4 | 2017-04-19 05:00 | 0 | 0 | 0 | 0 | 0 | 0 | 0 | 0 | 0 | 0 | 0 | 0 | 0 | 0 | 0 | 0 | 0 | 2598 | 6 | 3 | 2017-03-19 06:00 | WEEKEND | 14.9084 | 2.27 | 0 | 0 | 0 | 0 | 2935.6082 | 0 | 0 | NA | 97.85%
| 6 | 4 | 2017-04-19 06:00 | 110.2501 | 19.199 | 26.0087 | 13.6223 | 150.429 | 9.6965 | 0 | 73.9487 | 317.2928 | 4.8482 | 40.5892 | 13.5218 | 10.2498 | 74.3475 | 110.2501 | 150.429 | 110.2501 | 2599 | 7 | 3 | 2017-03-19 07:00 | WEEKEND | 17.7866 | 2.27 | 0 | 0 | 0 | 0 | 2935.6082 | 0 | 0 | NA | 97.85%
| 7 | 4 | 2017-04-19 07:00 | 933.7813 | 98.5114 | 289.0634 | 50.8436 | 1158.97 | 49.7532 | 665.076 | 932.8864 | 785.8222 | 24.8766 | 446.7274 | 132.6283 | 112.81 | 327.3432 | 933.7813 | 1158.97 | 933.7813 | 2600 | 8 | 3 | 2017-03-19 08:00 | WEEKEND | 15.2118 | 2.27 | 691.767 | 671.014 | 0 | 671.014 | 2935.6082 | 0 | 0 | NA | 97.85%
| 8 | 4 | 2017-04-19 08:00 | 990.0001 | 255.1808 | 656.7745 | 132.1886 | 1846.0286 | 128.8792 | 935.76 | 1845.2688 | 966.7699 | 64.4396 | 363.2317 | 221.676 | 91.7252 | 762.1413 | 990.0001 | 1846.0286 | 990.0001 | 2601 | 9 | 3 | 2017-03-19 09:00 | WEEKEND | 16.5618 | 2.27 | 977.129 | 947.8151 | 0 | 947.8151 | 2935.6082 | 0 | 0 | NA | 97.85%
| 9 | 4 | 2017-04-19 09:00 | 990.0001 | 368.7064 | 857.6529 | 187.9834 | 1919.198 | 186.2154 | 990 | 1980.0001 | 990 | 93.1077 | 178.6312 | 248.4843 | 45.1089 | 934.5865 | 990.0001 | 1919.198 | 990.0001 | 2602 | 10 | 3 | 2017-03-19 10:00 | WEEKEND | 17.8506 | 2.27 | 1057.23 | 990 | 0 | 990 | 2935.6082 | 0 | 0 | NA | 97.85%
| 10 | 4 | 2017-04-19 10:00 | 990.0001 | 488.9586 | 948.9588 | 247.4822 | 1980.0001 | 246.9488 | 990 | 1980.0001 | 990 | 123.4744 | 238.2802 | 237.4153 | 60.1718 | 770.705 | 990.0001 | 1980.0001 | 990.0001 | 2603 | 11 | 3 | 2017-03-19 11:00 | WEEKEND | 16.3141 | 2.27 | 1065.8 | 990 | 0 | 990 | 2935.6082 | 0 | 0 | NA | 97.85%
| 11 | 4 | 2017-04-19 11:00 | 990.0001 | 1356.2306 | 948.0494 | 702.9502 | 1966.6345 | 684.9649 | 990 | 1980.0001 | 990 | 342.4825 | 283.4278 | 229.5355 | 71.5727 | 543.2751 | 990.0001 | 1966.6345 | 990.0001 | 2604 | 12 | 3 | 2017-03-19 12:00 | WEEKEND | 18.5882 | 2.27 | 1038.07 | 990 | 0 | 990 | 2935.6082 | 0 | 0 | NA | 97.85%
| 12 | 4 | 2017-04-19 12:00 | 990.0001 | 606.3509 | 887.8383 | 685.5426 | 1980.0001 | 306.2378 | 959.169 | 1980.0001 | 990 | 153.1189 | 764.5892 | 249.1241 | 193.0781 | 537.2901 | 990.0001 | 1980.0001 | 990.0001 | 2605 | 13 | 3 | 2017-03-19 13:00 | WEEKEND | 19.5791 | 2.27 | 1001.67 | 971.6199 | 0 | 971.6199 | 2935.6082 | 0 | 0 | NA | 97.85%
| 13 | 4 | 2017-04-19 13:00 | 990.0001 | 1203.9121 | 872.4338 | 831.0543 | 1980.0001 | 608.0364 | 956.682 | 1966.7364 | 990 | 304.0182 | 875.0447 | 250 | 220.9709 | 729.2367 | 990.0001 | 1980.0001 | 990.0001 | 2606 | 14 | 3 | 2017-03-19 14:00 | WEEKEND | 19.9438 | 2.27 | 999.021 | 969.0504 | 21 | 990.0504 | 2935.6082 | 0 | 0 | NA | 97.85%
| 14 | 4 | 2017-04-19 14:00 | 990.0001 | 1385.0804 | 692.6811 | 712.3754 | 1944.5314 | 699.5356 | 937.25 | 1799.8919 | 990 | 349.7678 | 733.8232 | 236.6908 | 185.3089 | 418.8194 | 990.0001 | 1944.5314 | 990.0001 | 2607 | 15 | 3 | 2017-03-19 15:00 | WEEKEND | 20.9542 | 2.27 | 978.253 | 948.9054 | 41 | 989.9054 | 2913.9587 | 0 | 0 | NA | 97.13%
| 15 | 4 | 2017-04-19 15:00 | 990.0001 | 1542.1169 | 280.9553 | 801.693 | 1876.3246 | 778.8469 | 948.33 | 1508.4588 | 989.7624 | 389.4235 | 653.6052 | 234.0805 | 165.0518 | 748.6073 | 990.0001 | 1876.3246 | 990.0001 | 2608 | 16 | 3 | 2017-03-19 16:00 | WEEKEND | 23.6959 | 2.27 | 990.019 | 960.3184 | 30 | 990.3184 | 2871.6907 | 0 | 0 | NA | 95.72%
| 16 | 4 | 2017-04-19 16:00 | 802.7331 | 1004.6343 | 617.4048 | 293.447 | 1654.2279 | 507.3911 | 931.81 | 1196.118 | 989.8787 | 253.6955 | 698.9357 | 201.9322 | 176.4989 | 457.7331 | 802.7331 | 1654.2279 | 802.7331 | 2609 | 17 | 3 | 2017-03-19 17:00 | WEEKEND | 26.4321 | 2.27 | 972.512 | 943.3366 | 47 | 990.3366 | 2840.7628 | 0 | 0 | NA | 94.69%
| 17 | 4 | 2017-04-19 17:00 | 71.9281 | 698.4878 | 344.3385 | 477.7094 | 1256.3766 | 352.7716 | 861.602 | 1347.3118 | 0 | 176.3858 | 665.8169 | 163.0521 | 168.1356 | 485.661 | 71.9281 | 1256.3766 | 71.9281 | 2610 | 18 | 3 | 2017-03-19 18:00 | WEEKEND | 22.3014 | 2.27 | 898.325 | 871.3753 | 0 | 871.3753 | 2792.3092 | 0 | 0 | NA | 93.08%
| 18 | 4 | 2017-04-19 18:00 | 0 | 223.8397 | 146.2419 | 74.4908 | 185.9378 | 113.0503 | 584.684 | 180.4288 | 0 | 56.5252 | 104.6338 | 26.9145 | 26.4227 | 109.5612 | 0 | 185.9378 | 0 | 2611 | 19 | 3 | 2017-03-19 19:00 | WEEKEND | 20.6424 | 2.27 | 607.474 | 589.2498 | 0 | 589.2498 | 2792.3092 | 0 | 0 | NA | 93.08%
| 19 | 4 | 2017-04-19 19:00 | 0 | 0 | 0 | 0 | 0 | 0 | 0 | 0 | 0 | 0 | 0 | 0 | 0 | 0 | 0 | 0 | 0 | 2612 | 20 | 3 | 2017-03-19 20:00 | WEEKEND | 20.4893 | 2.27 | 0 | 0 | 0 | 0 | 2792.3092 | 0 | 0 | NA | 93.08%
| 20 | 4 | 2017-04-19 20:00 | 0 | 0 | 0 | 0 | 0 | 0 | 0 | 0 | 0 | 0 | 0 | 0 | 0 | 0 | 0 | 0 | 0 | 2613 | 21 | 3 | 2017-03-19 21:00 | WEEKEND | 19.4873 | 2.27 | 0 | 0 | 0 | 0 | 2792.3092 | 0 | 0 | NA | 93.08%
| 21 | 4 | 2017-04-19 21:00 | 0 | 0 | 0 | 0 | 0 | 0 | 0 | 0 | 970 | 0 | 0 | 0 | 0 | 0 | 0 | 0 | 0 | 2614 | 22 | 3 | 2017-03-19 22:00 | WEEKEND | 18.2848 | 2.27 | 0 | 0 | 970 | 970 | 2792.3092 | 0 | 0 | NA | 93.08%
| 22 | 4 | 2017-04-19 22:00 | 0 | 0 | 0 | 0 | 0 | 0 | 0 | 0 | 0 | 0 | 0 | 0 | 0 | 0 | 0 | 0 | 0 | 2615 | 23 | 3 | 2017-03-19 23:00 | WEEKEND | 18.5492 | 2.27 | 0 | 0 | 0 | 0 | 1792.3092 | 0 | 0 | NA | 59.74%
| 23 | 4 | 2017-04-19 23:00 | 0 | 0 | 0 | 0 | 0 | 0 | 0 | 0 | 0 | 0 | 0 | 0 | 0 | 0 | 0 | 0 | 0 | 2616 | 0 | 3 | 2017-03-20 | WEEKDAY | 11.9774 | 2.27 | 0 | 0 | 0 | 0 | 1792.3092 | 0 | 0 | NA | 59.74%
| 0 | 4 | 2017-04-20 | 0 | 0 | 0 | 0 | 0 | 0 | 0 | 0 | 0 | 0 | 0 | 0 | 0 | 0 | 0 | 0 | 0 | 2617 | 1 | 3 | 2017-03-20 01:00 | WEEKDAY | -0.20598 | 2.27 | 0 | 0 | 0 | 0 | 1792.3092 | 0 | 0 | NA | 59.74%
| 1 | 4 | 2017-04-20 01:00 | 0 | 0 | 0 | 0 | 0 | 0 | 0 | 0 | 0 | 0 | 0 | 0 | 0 | 0 | 0 | 0 | 0 | 2618 | 2 | 3 | 2017-03-20 02:00 | WEEKDAY | 1.2554 | 2.27 | 0 | 0 | 0 | 0 | 1792.3092 | 0 | 0 | NA | 59.74%
| 2 | 4 | 2017-04-20 02:00 | 0 | 0 | 0 | 0 | 0 | 0 | 0 | 0 | -970 | 0 | 0 | 0 | 0 | 0 | 0 | 0 | 0 | 2619 | 3 | 3 | 2017-03-20 03:00 | WEEKDAY | -3.6631 | 2.27 | 0 | 0 | 970 | 970 | 1792.3092 | 0 | 0 | NA | 59.74%
| 3 | 4 | 2017-04-20 03:00 | 0 | 0 | 0 | 0 | 0 | 0 | 0 | 0 | -390 | 0 | 0 | 0 | 0 | 0 | 0 | 0 | 0 | 2620 | 4 | 3 | 2017-03-20 04:00 | WEEKDAY | -5.1801 | 2.27 | 0 | 0 | -300 | -300 | 792.3092 | 0 | 0 | NA | 26.41%
| 4 | 4 | 2017-04-20 04:00 | 0 | 0 | 0 | 0 | 0 | 0 | 0 | 0 | 0 | 0 | 0 | 0 | 0 | 0 | 0 | 0 | 0 | 2621 | 5 | 3 | 2017-03-20 05:00 | WEEKDAY | -4.0862 | 2.27 | 0 | 0 | 0 | 0 | 1083.3092 | 0 | 0 | NA | 36.11%
| 5 | 4 | 2017-04-20 05:00 | 0 | 0 | 0 | 0 | 0 | 0 | 0 | 0 | 0 | 0 | 0 | 0 | 0 | 0 | 0 | 0 | 0 | 2622 | 6 | 3 | 2017-03-20 06:00 | WEEKDAY | 2.572 | 20.45 | 0 | 0 | 0 | 0 | 1083.3092 | 0 | 0 | NA | 36.11%
| 6 | 4 | 2017-04-20 06:00 | 48.4648 | 28.0548 | 33.2266 | 130.6782 | 40.278 | 14.1691 | 0 | 179.1292 | 311.1527 | 7.0845 | 46.5838 | 7.0376 | 11.7636 | 131.0165 | 48.4648 | 40.278 | 48.4648 | 2623 | 7 | 3 | 2017-03-20 07:00 | WEEKDAY | 12.8598 | 20.45 | 0 | 0 | 0 | 0 | 1083.3092 | 0 | 0 | NA | 36.11%
| 7 | 4 | 2017-04-20 07:00 | 68.896 | 121.236 | 256.0548 | 762.9037 | 474.991 | 61.2303 | 656.986 | 598.0837 | 753.5581 | 30.6152 | 577.7986 | 10.2207 | 145.9087 | 658.6114 | 68.896 | 474.991 | 68.896 | 2624 | 8 | 3 | 2017-03-20 08:00 | WEEKDAY | 16.8624 | 20.45 | 683.253 | 0 | 0 | 0 | 1083.3092 | 0 | 0 | NA | 36.11%
| 8 | 4 | 2017-04-20 08:00 | 96.5136 | 257.1056 | 688.5443 | 957.7313 | 727.4276 | 129.8513 | 937.466 | 1396.6854 | 247.6837 | 64.9257 | 847.431 | 111.2265 | 213.9977 | 630.1806 | 96.5136 | 727.4276 | 96.5136 | 2625 | 9 | 3 | 2017-03-20 09:00 | WEEKDAY | 15.1255 | 11.33 | 978.977 | 0 | 0 | 0 | 1766.5622 | 0 | 0 | NA | 58.89%
| 9 | 4 | 2017-04-20 09:00 | 164.1389 | 370.5306 | 911.2857 | 990.0001 | 927.7391 | 187.1367 | 990 | 1909.1445 | 138.095 | 93.5683 | 895.983 | 200.7384 | 226.2583 | 536.3414 | 164.1389 | 927.7391 | 164.1389 | 2626 | 10 | 3 | 2017-03-20 10:00 | WEEKDAY | 18.385 | 11.33 | 1061.36 | 990 | 0 | 990 | 2745.5392 | 0 | 0 | NA | 91.52%
| 10 | 4 | 2017-04-20 10:00 | 291.1502 | 490.6958 | 913.0969 | 990.0001 | 1138.6083 | 247.8262 | 990 | 1403.5098 | 0 | 123.9131 | 958.4601 | 157.7719 | 242.0354 | 990.0001 | 291.1502 | 1138.6083 | 291.1502 | 2627 | 11 | 3 | 2017-03-20 11:00 | WEEKDAY | 18.7497 | 11.33 | 1074.19 | 990 | 0 | 990 | 2745.5392 | 0 | 0 | NA | 91.52%
| 11 | 4 | 2017-04-20 11:00 | 253.2535 | 575.9634 | 857.1652 | 990.0001 | 1820.4781 | 290.8906 | 990 | 1656.6749 | 157.2554 | 145.4453 | 741.3237 | 182.7795 | 187.203 | 927.7585 | 253.2535 | 1820.4781 | 253.2535 | 2628 | 12 | 3 | 2017-03-20 12:00 | WEEKDAY | 20.2945 | 11.33 | 1061.2 | 990 | 0 | 990 | 2745.5392 | 0 | 0 | NA | 91.52%
| 12 | 4 | 2017-04-20 12:00 | 286.1867 | 612.2302 | 932.6604 | 990.0001 | 1980.0001 | 309.2072 | 990 | 1774.7886 | 229.0742 | 154.6036 | 917.7587 | 170.6027 | 231.7572 | 943.7762 | 286.1867 | 1980.0001 | 286.1867 | 2629 | 13 | 3 | 2017-03-20 13:00 | WEEKDAY | 20.9458 | 11.33 | 1046.77 | 990 | 0 | 990 | 2745.5392 | 0 | 0 | NA | 91.52%
| 13 | 4 | 2017-04-20 13:00 | 497.0558 | 585.5557 | 900.0454 | 990.0001 | 1751.7377 | 295.7352 | 990 | 1612.0403 | 100.2815 | 147.8676 | 926.7639 | 163.9016 | 234.0313 | 859.2756 | 497.0558 | 1751.7377 | 497.0558 | 2630 | 14 | 3 | 2017-03-20 14:00 | WEEKDAY | 22.8609 | 1.96 | 1047.19 | 990 | 0 | 990 | 2745.5392 | 0 | 0 | NA | 91.52%
| 14 | 4 | 2017-04-20 14:00 | 645.3011 | 508.6638 | 761.5426 | 990.0001 | 1804.3918 | 256.9009 | 990 | 1676.2598 | 989.8671 | 128.4505 | 868.6518 | 238.6992 | 219.3565 | 911.8409 | 645.3011 | 1804.3918 | 645.3011 | 2631 | 15 | 3 | 2017-03-20 15:00 | WEEKDAY | 25.8448 | 1.96 | 1064.37 | 990 | 0 | 990 | 2745.5392 | 0 | 0 | NA | 91.52%
| 15 | 4 | 2017-04-20 15:00 | 353.5273 | 1011.1548 | 860.772 | 990.0001 | 1980.0001 | 510.6843 | 990 | 1689.7195 | 0 | 255.3421 | 550.812 | 206.125 | 139.0939 | 990.0001 | 353.5273 | 1980.0001 | 353.5273 | 2632 | 16 | 3 | 2017-03-20 16:00 | WEEKDAY | 37.9475 | 1.96 | 1079.54 | 990 | 0 | 990 | 2745.5392 | 0 | 0 | NA | 91.52%
| 16 | 4 | 2017-04-20 16:00 | 127.633 | 1101.206 | 622.0583 | 865.3081 | 1591.1009 | 556.1646 | 990 | 1203.0084 | 0 | 278.0823 | 323.6495 | 78.5517 | 81.7297 | 911.3238 | 127.633 | 1591.1009 | 127.633 | 2633 | 17 | 3 | 2017-03-20 17:00 | WEEKDAY | 52.4022 | 19.93 | 1059.12 | 990 | 0 | 990 | 2745.5392 | 0 | 0 | NA | 91.52%
| 17 | 4 | 2017-04-20 17:00 | 78.9742 | 878.4558 | 245.3642 | 641.3425 | 1408.7803 | 443.6645 | 905.604 | 797.3513 | 0 | 221.8323 | 424.723 | 93.9533 | 107.2533 | 551.5454 | 78.9742 | 1408.7803 | 78.9742 | 2634 | 18 | 3 | 2017-03-20 18:00 | WEEKDAY | 40.3468 | 19.93 | 945.071 | 916.7189 | 0 | 916.7189 | 2745.5392 | 0 | 0 | NA | 91.52%
| 18 | 4 | 2017-04-20 18:00 | 0 | 44.5303 | 190.8577 | 113.4889 | 246.1659 | 22.49 | 610.875 | 175.935 | 0 | 11.245 | 152.0519 | 26.544 | 38.3969 | 30.9955 | 0 | 246.1659 | 0 | 2635 | 19 | 3 | 2017-03-20 19:00 | WEEKDAY | 32.8982 | 19.93 | 634.902 | 615.8549 | 0 | 615.8549 | 2745.5392 | 0 | 0 | NA | 91.52%
| 19 | 4 | 2017-04-20 19:00 | 0 | 0 | 0 | 0 | 0 | 0 | 0 | 0 | 0 | 0 | 0 | 0 | 0 | 0 | 0 | 0 | 0 | 2636 | 20 | 3 | 2017-03-20 20:00 | WEEKDAY | 29.5886 | 12.08 | 0 | 0 | 0 | 0 | 2745.5392 | 0 | 0 | NA | 91.52%
| 20 | 4 | 2017-04-20 20:00 | 0 | 0 | 0 | 0 | 0 | 0 | 0 | 0 | 0 | 0 | 0 | 0 | 0 | 0 | 0 | 0 | 0 | 2637 | 21 | 3 | 2017-03-20 21:00 | WEEKDAY | 23.3675 | 12.08 | 0 | 0 | 0 | 0 | 2745.5392 | 0 | 0 | NA | 91.52%
| 21 | 4 | 2017-04-20 21:00 | 0 | 0 | 0 | 0 | 0 | 0 | 0 | 0 | 0 | 0 | 0 | 0 | 0 | 0 | 0 | 0 | 0 | 2638 | 22 | 3 | 2017-03-20 22:00 | WEEKDAY | 22.4879 | 12.08 | 0 | 0 | 0 | 0 | 2745.5392 | 0 | 0 | NA | 91.52%
| 22 | 4 | 2017-04-20 22:00 | 0 | 0 | 0 | 0 | 0 | 0 | 0 | 0 | 0 | 0 | 0 | 0 | 0 | 0 | 0 | 0 | 0 | 2639 | 23 | 3 | 2017-03-20 23:00 | WEEKDAY | 21.7197 | 2.27 | 0 | 0 | 0 | 0 | 2745.5392 | 0 | 0 | NA | 91.52%
| 23 | 4 | 2017-04-20 23:00 | 0 | 0 | 0 | 0 | 0 | 0 | 0 | 0 | 0 | 0 | 0 | 0 | 0 | 0 | 0 | 0 | 0 | 2640 | 0 | 3 | 2017-03-21 | WEEKDAY | 15.9439 | 2.27 | 0 | 0 | 0 | 0 | 2745.5392 | 0 | 0 | NA | 91.52%
| 0 | 4 | 2017-04-21 | 0 | 0 | 0 | 0 | 0 | 0 | 0 | 0 | 0 | 0 | 0 | 0 | 0 | 0 | 0 | 0 | 0 | 2641 | 1 | 3 | 2017-03-21 01:00 | WEEKDAY | 13.6976 | 2.27 | 0 | 0 | 0 | 0 | 2745.5392 | 0 | 0 | NA | 91.52%
| 1 | 4 | 2017-04-21 01:00 | 0 | 0 | 0 | 0 | 0 | 0 | 0 | 0 | 0 | 0 | 0 | 0 | 0 | 0 | 0 | 0 | 0 | 2642 | 2 | 3 | 2017-03-21 02:00 | WEEKDAY | 6.3965 | 2.27 | 0 | 0 | 0 | 0 | 2745.5392 | 0 | 0 | NA | 91.52%
| 2 | 4 | 2017-04-21 02:00 | 0 | 0 | 0 | 0 | 0 | 0 | 0 | 0 | 0 | 0 | 0 | 0 | 0 | 0 | 0 | 0 | 0 | 2643 | 3 | 3 | 2017-03-21 03:00 | WEEKDAY | -0.84062 | 2.27 | 0 | 0 | 0 | 0 | 2745.5392 | 0 | 0 | NA | 91.52%
| 3 | 4 | 2017-04-21 03:00 | 0 | 0 | 0 | 0 | 0 | 0 | 0 | 0 | 0 | 0 | 0 | 0 | 0 | 0 | 0 | 0 | 0 | 2644 | 4 | 3 | 2017-03-21 04:00 | WEEKDAY | 5.2831 | 2.27 | 0 | 0 | 0 | 0 | 2745.5392 | 0 | 0 | NA | 91.52%
| 4 | 4 | 2017-04-21 04:00 | 0 | 0 | 0 | 0 | 0 | 0 | 0 | 0 | 0 | 0 | 0 | 0 | 0 | 0 | 0 | 0 | 0 | 2645 | 5 | 3 | 2017-03-21 05:00 | WEEKDAY | 14.0428 | 2.27 | 0 | 0 | 0 | 0 | 2745.5392 | 0 | 0 | NA | 91.52%
| 5 | 4 | 2017-04-21 05:00 | 42.4018 | 0 | 0 | 0 | 0 | 0 | 0 | 0 | 0 | 0 | 0 | 0 | 0 | 0 | 42.4018 | 0 | 42.4018 | 2646 | 6 | 3 | 2017-03-21 06:00 | WEEKDAY | 14.246 | 20.45 | 0 | 0 | 0 | 0 | 2745.5392 | 0 | 0 | NA | 91.52%
| 6 | 4 | 2017-04-21 06:00 | 625.4821 | 82.6031 | 51.999 | 85.0555 | 149.3479 | 41.7187 | 0 | 160.279 | 343.866 | 20.8594 | 13.0525 | 24.3459 | 3.2961 | 56.6043 | 625.4821 | 149.3479 | 625.4821 | 2647 | 7 | 3 | 2017-03-21 07:00 | WEEKDAY | 17.3913 | 20.45 | 0 | 0 | 0 | 0 | 2745.5392 | 0 | 0 | NA | 91.52%
| 7 | 4 | 2017-04-21 07:00 | 932.2635 | 797.4166 | 552.2089 | 69.5569 | 1118.8068 | 402.7357 | 652.041 | 894.5303 | 769.3739 | 201.3678 | 56.9378 | 120.1306 | 14.3782 | 627.0938 | 932.2635 | 1118.8068 | 932.2635 | 2648 | 8 | 3 | 2017-03-21 08:00 | WEEKDAY | 18.9139 | 20.45 | 678.078 | 657.7357 | 0 | 657.7357 | 2745.5392 | 0 | 0 | NA | 91.52%
| 8 | 4 | 2017-04-21 08:00 | 990.0001 | 1261.2492 | 741.5409 | 137.9381 | 1639.192 | 636.9946 | 942.121 | 1833.2836 | 990.4109 | 318.4973 | 322.9734 | 106.7349 | 81.5589 | 617.9058 | 990.0001 | 1639.192 | 990.0001 | 2649 | 9 | 3 | 2017-03-21 09:00 | WEEKDAY | 19.426 | 11.33 | 983.992 | 954.4722 | 36 | 990.4722 | 2745.5392 | 0 | 0 | NA | 91.52%
| 9 | 4 | 2017-04-21 09:00 | 990.0001 | 1552.4786 | 947.2159 | 649.5599 | 1739.4413 | 784.0801 | 207.776 | 1980.0001 | 948.5882 | 392.0401 | 181.734 | 194.8284 | 45.8924 | 576.2388 | 990.0001 | 1739.4413 | 990.0001 | 2650 | 10 | 3 | 2017-03-21 10:00 | WEEKDAY | 22.1817 | 11.33 | 217.502 | 0 | 0 | 0 | 2708.4258 | 0 | 0 | NA | 90.28%
| 10 | 4 | 2017-04-21 10:00 | 990.0001 | 1626.8842 | 940.3534 | 707.0287 | 1787.4757 | 821.6587 | 359.609 | 1980.0001 | 940.5304 | 410.8293 | 918.087 | 225.5179 | 231.8401 | 548.9998 | 990.0001 | 1787.4757 | 990.0001 | 2651 | 11 | 3 | 2017-03-21 11:00 | WEEKDAY | 22.0871 | 11.33 | 373.817 | 362.6025 | 0 | 362.6025 | 2925.9278 | 0 | 0 | NA | 97.53%
| 11 | 4 | 2017-04-21 11:00 | 990.0001 | 1688.3647 | 731.3094 | 494.0098 | 1638.5282 | 852.7094 | 589.782 | 1980.0001 | 927.6411 | 426.3547 | 990.0001 | 213.9261 | 250 | 622.99 | 990.0001 | 1638.5282 | 990.0001 | 2652 | 12 | 3 | 2017-03-21 12:00 | WEEKDAY | 23.8295 | 11.33 | 612.87 | 594.4839 | 0 | 594.4839 | 2925.9278 | 0 | 0 | NA | 97.53%
| 12 | 4 | 2017-04-21 12:00 | 990.0001 | 1779.2139 | 901.0393 | 837.8811 | 1847.6526 | 898.5929 | 435.342 | 1980.0001 | 916.9235 | 449.2964 | 990.0001 | 237.0926 | 250 | 472.2168 | 990.0001 | 1847.6526 | 990.0001 | 2653 | 13 | 3 | 2017-03-21 13:00 | WEEKDAY | 27.7543 | 11.33 | 452.17 | 438.6049 | 0 | 438.6049 | 2925.9278 | 0 | 0 | NA | 97.53%
| 13 | 4 | 2017-04-21 13:00 | 990.0001 | 1586.8114 | 862.0355 | 720.233 | 1957.3404 | 801.4199 | 744.671 | 1980.0001 | 912.6129 | 400.7099 | 967.2969 | 235.4419 | 244.2669 | 353.6152 | 990.0001 | 1957.3404 | 990.0001 | 2654 | 14 | 3 | 2017-03-21 14:00 | WEEKDAY | 30.1815 | 1.96 | 775.175 | 751.9197 | 0 | 751.9197 | 2925.9278 | 0 | 0 | NA | 97.53%
| 14 | 4 | 2017-04-21 14:00 | 929.5749 | 1560.7529 | 858.5279 | 498.6116 | 1980.0001 | 788.2591 | 518.406 | 1980.0001 | 989.807 | 394.1295 | 952.7099 | 209.2512 | 240.5833 | 305.5781 | 929.5749 | 1980.0001 | 929.5749 | 2655 | 15 | 3 | 2017-03-21 15:00 | WEEKDAY | 32.3944 | 1.96 | 538.455 | 522.3014 | 468 | 990.3014 | 2925.9278 | 0 | 0 | NA | 97.53%
| 15 | 4 | 2017-04-21 15:00 | 817.1633 | 491.5782 | 620.7457 | 107.8937 | 1980.0001 | 248.2718 | 793.213 | 1977.2935 | 965.0578 | 124.1359 | 990.0001 | 162.7674 | 250 | 239.0534 | 817.1633 | 1980.0001 | 817.1633 | 2656 | 16 | 3 | 2017-03-21 16:00 | WEEKDAY | 50.8824 | 1.96 | 826.314 | 801.5246 | 0 | 801.5246 | 2443.4536 | 0 | 0 | NA | 81.45%
| 16 | 4 | 2017-04-21 16:00 | 304.8623 | 1272.9849 | 396.8588 | 834.3785 | 1813.14 | 642.9217 | 332.207 | 1569.091 | 957.6723 | 321.4608 | 925.0283 | 68.5039 | 233.593 | 173.597 | 304.8623 | 1813.14 | 304.8623 | 2657 | 17 | 3 | 2017-03-21 17:00 | WEEKDAY | 46.7684 | 19.93 | 345.516 | 0 | 0 | 0 | 2443.4536 | 0 | 0 | NA | 81.45%
| 17 | 4 | 2017-04-21 17:00 | 190.598 | 1145.0831 | 487.0544 | 142.8153 | 1335.6356 | 578.3248 | 576.272 | 1366.8873 | 925.2675 | 289.1624 | 731.5319 | 117.3668 | 184.7303 | 68.9313 | 190.598 | 1335.6356 | 190.598 | 2658 | 18 | 3 | 2017-03-21 18:00 | WEEKDAY | 36.0881 | 19.93 | 598.792 | 580.8282 | 0 | 580.8282 | 2788.9696 | 0 | 0 | NA | 92.97%
| 18 | 4 | 2017-04-21 18:00 | 0 | 173.1875 | 63.1218 | 76.1715 | 212.0233 | 87.4685 | 122.255 | 244.8886 | 740.5717 | 43.7342 | 148.8686 | 35.6103 | 37.5931 | 45.2586 | 0 | 212.0233 | 0 | 2659 | 19 | 3 | 2017-03-21 19:00 | WEEKDAY | 29.1265 | 19.93 | 129.903 | 0 | 0 | 0 | 2788.9696 | 0 | 0 | NA | 92.97%
| 19 | 4 | 2017-04-21 19:00 | 0 | 0 | 0 | 0 | 0 | 0 | 0 | 0 | 990.2415 | 0 | 0 | 0 | 0 | 0 | 0 | 0 | 0 | 2660 | 20 | 3 | 2017-03-21 20:00 | WEEKDAY | 22.7774 | 12.08 | 0 | 0 | 970 | 970 | 2918.8726 | 0 | 0 | NA | 97.3%
| 20 | 4 | 2017-04-21 20:00 | 0 | 0 | 0 | 0 | 0 | 0 | 0 | 0 | 0 | 0 | 0 | 0 | 0 | 0 | 0 | 0 | 0 | 2661 | 21 | 3 | 2017-03-21 21:00 | WEEKDAY | 22.1928 | 12.08 | 0 | 0 | 0 | 0 | 1918.8726 | 0 | 0 | NA | 63.96%
| 21 | 4 | 2017-04-21 21:00 | 0 | 0 | 0 | 0 | 0 | 0 | 0 | 0 | 0 | 0 | 0 | 0 | 0 | 0 | 0 | 0 | 0 | 2662 | 22 | 3 | 2017-03-21 22:00 | WEEKDAY | 22.3877 | 12.08 | 0 | 0 | 0 | 0 | 1918.8726 | 0 | 0 | NA | 63.96%
| 22 | 4 | 2017-04-21 22:00 | 0 | 0 | 0 | 0 | 0 | 0 | 0 | 0 | 0 | 0 | 0 | 0 | 0 | 0 | 0 | 0 | 0 | 2663 | 23 | 3 | 2017-03-21 23:00 | WEEKDAY | 22.5881 | 2.27 | 0 | 0 | 0 | 0 | 1918.8726 | 0 | 0 | NA | 63.96%
| 23 | 4 | 2017-04-21 23:00 | 0 | 0 | 0 | 0 | 0 | 0 | 0 | 0 | 0 | 0 | 0 | 0 | 0 | 0 | 0 | 0 | 0 | 2664 | 0 | 3 | 2017-03-22 | WEEKDAY | 21.1546 | 2.27 | 0 | 0 | 0 | 0 | 1918.8726 | 0 | 0 | NA | 63.96%
| 0 | 4 | 2017-04-22 | 0 | 0 | 0 | 0 | 0 | 0 | 0 | 0 | 0 | 0 | 0 | 0 | 0 | 0 | 0 | 0 | 0 | 2665 | 1 | 3 | 2017-03-22 01:00 | WEEKDAY | 20.6007 | 2.27 | 0 | 0 | 0 | 0 | 1918.8726 | 0 | 0 | NA | 63.96%
| 1 | 4 | 2017-04-22 01:00 | 0 | 0 | 0 | 0 | 0 | 0 | 0 | 0 | 0 | 0 | 0 | 0 | 0 | 0 | 0 | 0 | 0 | 2666 | 2 | 3 | 2017-03-22 02:00 | WEEKDAY | 19.9994 | 2.27 | 0 | 0 | 0 | 0 | 1918.8726 | 0 | 0 | NA | 63.96%
| 2 | 4 | 2017-04-22 02:00 | 0 | 0 | 0 | 0 | 0 | 0 | 0 | 0 | 0 | 0 | 0 | 0 | 0 | 0 | 0 | 0 | 0 | 2667 | 3 | 3 | 2017-03-22 03:00 | WEEKDAY | 19.1254 | 2.27 | 0 | 0 | 0 | 0 | 1918.8726 | 0 | 0 | NA | 63.96%
| 3 | 4 | 2017-04-22 03:00 | 0 | 0 | 0 | 0 | 0 | 0 | 0 | 0 | 0 | 0 | 0 | 0 | 0 | 0 | 0 | 0 | 0 | 2668 | 4 | 3 | 2017-03-22 04:00 | WEEKDAY | 19.1254 | 2.27 | 0 | 0 | 0 | 0 | 1918.8726 | 0 | 0 | NA | 63.96%
| 4 | 4 | 2017-04-22 04:00 | 0 | 0 | 0 | 0 | 0 | 0 | 0 | 0 | 0 | 0 | 0 | 0 | 0 | 0 | 0 | 0 | 0 | 2669 | 5 | 3 | 2017-03-22 05:00 | WEEKDAY | 19.4789 | 2.27 | 0 | 0 | 0 | 0 | 1918.8726 | 0 | 0 | NA | 63.96%
| 5 | 4 | 2017-04-22 05:00 | 0 | 0 | 0 | 0 | 0 | 0 | 0 | 0 | 0 | 0 | 0 | 0 | 0 | 0 | 0 | 0 | 0 | 2670 | 6 | 3 | 2017-03-22 06:00 | WEEKDAY | 20.0189 | 20.45 | 0 | 0 | 0 | 0 | 1918.8726 | 0 | 0 | NA | 63.96%
| 6 | 4 | 2017-04-22 06:00 | 197.7027 | 150.3123 | 56.449 | 12.6106 | 66.6978 | 75.9153 | 15.2845 | 33.8516 | 0 | 37.9576 | 84.7732 | 3.2552 | 21.4074 | 38.2372 | 197.7027 | 66.6978 | 197.7027 | 2671 | 7 | 3 | 2017-03-22 07:00 | WEEKDAY | 22.0258 | 20.45 | 20.7635 | 0 | 0 | 0 | 1918.8726 | 0 | 0 | NA | 63.96%
| 7 | 4 | 2017-04-22 07:00 | 769.6436 | 1137.7694 | 527.9075 | 42.0088 | 163.3893 | 574.631 | 108.535 | 117.0879 | 0 | 287.3155 | 71.8953 | 14.3197 | 18.1554 | 271.7935 | 769.6436 | 163.3893 | 769.6436 | 2672 | 8 | 3 | 2017-03-22 08:00 | WEEKDAY | 22.4768 | 20.45 | 115.899 | 0 | 0 | 0 | 1939.6361 | 0 | 0 | NA | 64.65%
| 8 | 4 | 2017-04-22 08:00 | 988.6292 | 1596.4921 | 905.7347 | 106.7432 | 288.9028 | 806.3091 | 423.293 | 284.3849 | 0 | 403.1546 | 771.2774 | 185.4147 | 194.767 | 399.2391 | 988.6292 | 288.9028 | 988.6292 | 2673 | 9 | 3 | 2017-03-22 09:00 | WEEKDAY | 22.6187 | 11.33 | 439.727 | 0 | 0 | 0 | 2055.5351 | 0 | 0 | NA | 68.52%
| 9 | 4 | 2017-04-22 09:00 | 990.0001 | 1978.1913 | 990.0001 | 817.3731 | 538.057 | 999.0865 | 470.583 | 398.1445 | 0 | 499.5433 | 195.4463 | 222.158 | 49.3551 | 447.3942 | 990.0001 | 538.057 | 990.0001 | 2674 | 10 | 3 | 2017-03-22 10:00 | WEEKDAY | 24.3528 | 11.33 | 488.757 | 0 | 0 | 0 | 2495.2621 | 0 | 0 | NA | 83.18%
| 10 | 4 | 2017-04-22 10:00 | 990.0001 | 1878.2942 | 990.0001 | 934.3499 | 828.0686 | 948.6334 | 990 | 514.107 | 0 | 474.3167 | 253.5401 | 214.7869 | 64.0253 | 528.1366 | 990.0001 | 828.0686 | 990.0001 | 2675 | 11 | 3 | 2017-03-22 11:00 | WEEKDAY | 28.581 | 11.33 | 1071.71 | 990 | 0 | 990 | 2984.0191 | 0 | 0 | NA | 99.47%
| 11 | 4 | 2017-04-22 11:00 | 990.0001 | 1841.4135 | 831.0977 | 977.899 | 527.8753 | 930.0068 | 990 | 1288.9885 | 531.8588 | 465.0034 | 297.8155 | 220.2951 | 75.2059 | 720.734 | 990.0001 | 527.8753 | 990.0001 | 2676 | 12 | 3 | 2017-03-22 12:00 | WEEKDAY | 38.9774 | 11.33 | 1049 | 990 | 0 | 990 | 2984.0191 | 0 | 0 | NA | 99.47%
| 12 | 4 | 2017-04-22 12:00 | 892.4514 | 1842.2391 | 892.9789 | 966.1073 | 1068.639 | 930.4238 | 983.321 | 1246.3835 | 864.9092 | 465.2119 | 319.1063 | 205.3377 | 80.5824 | 929.9183 | 892.4514 | 1068.639 | 892.4514 | 2677 | 13 | 3 | 2017-03-22 13:00 | WEEKDAY | 35.5731 | 11.33 | 1027.5 | 990 | 0 | 990 | 2984.0191 | 0 | 0 | NA | 99.47%
| 13 | 4 | 2017-04-22 13:00 | 901.5765 | 1373.0603 | 847.8815 | 990.0001 | 1707.0869 | 693.4648 | 982.067 | 1349.5566 | 990 | 346.7324 | 306.5171 | 206.245 | 77.4033 | 546.286 | 901.5765 | 1707.0869 | 901.5765 | 2678 | 14 | 3 | 2017-03-22 14:00 | WEEKDAY | 53.9999 | 1.96 | 1026.16 | 990 | 0 | 990 | 2984.0191 | 0 | 0 | NA | 99.47%
| 14 | 4 | 2017-04-22 14:00 | 903.0118 | 1708.3256 | 262.7389 | 912.0882 | 1382.2011 | 862.7907 | 990 | 1836.2563 | 990 | 431.3953 | 268.8951 | 221.7379 | 67.9028 | 990.0001 | 903.0118 | 1382.2011 | 903.0118 | 2679 | 15 | 3 | 2017-03-22 15:00 | WEEKDAY | 48.9952 | 1.96 | 1039.37 | 990 | 0 | 990 | 2984.0191 | 0 | 0 | NA | 99.47%
| 15 | 4 | 2017-04-22 15:00 | 860.634 | 1231.737 | 209.0049 | 990.0001 | 1499.5625 | 622.0894 | 990 | 623.6664 | 990 | 311.0447 | 490.1856 | 211.0433 | 123.7842 | 990.0001 | 860.634 | 1499.5625 | 860.634 | 2680 | 16 | 3 | 2017-03-22 16:00 | WEEKDAY | 52.391 | 1.96 | 1043.87 | 990 | 0 | 990 | 2984.0191 | 0 | 0 | NA | 99.47%
| 16 | 4 | 2017-04-22 16:00 | 722.6874 | 1218.1912 | 331.1579 | 902.7524 | 1597.8028 | 615.2481 | 977.164 | 965.6288 | 623.1464 | 307.624 | 776.7344 | 189.7688 | 196.145 | 828.9347 | 722.6874 | 1597.8028 | 722.6874 | 2681 | 17 | 3 | 2017-03-22 17:00 | WEEKDAY | 46.2534 | 19.93 | 1020.96 | 990 | 0 | 990 | 2984.0191 | 0 | 0 | NA | 99.47%
| 17 | 4 | 2017-04-22 17:00 | 310.2779 | 161.3948 | 427.795 | 261.5162 | 1226.794 | 81.5125 | 874.815 | 1134.3837 | 436.563 | 40.7563 | 686.836 | 181.2641 | 173.4434 | 510.9961 | 310.2779 | 1226.794 | 310.2779 | 2682 | 18 | 3 | 2017-03-22 18:00 | WEEKDAY | 33.9503 | 19.93 | 912.414 | 885.0416 | 0 | 885.0416 | 2984.0191 | 0 | 0 | NA | 99.47%
| 18 | 4 | 2017-04-22 18:00 | 0 | 42.0092 | 155.7736 | 20.3564 | 198.011 | 21.2168 | 587.4 | 193.5336 | 0 | 10.6084 | 259.088 | 57.4682 | 65.4263 | 87.5472 | 0 | 198.011 | 0 | 2683 | 19 | 3 | 2017-03-22 19:00 | WEEKDAY | 23.8908 | 19.93 | 610.349 | 592.0385 | 0 | 592.0385 | 2984.0191 | 0 | 0 | NA | 99.47%
| 19 | 4 | 2017-04-22 19:00 | 0 | 0 | 0 | 0 | 0 | 0 | 0 | 0 | 0 | 0 | 0 | 0 | 0 | 0 | 0 | 0 | 0 | 2684 | 20 | 3 | 2017-03-22 20:00 | WEEKDAY | 22.6299 | 12.08 | 0 | 0 | 0 | 0 | 2984.0191 | 0 | 0 | NA | 99.47%
| 20 | 4 | 2017-04-22 20:00 | 0 | 0 | 0 | 0 | 0 | 0 | 0 | 0 | 0 | 0 | 0 | 0 | 0 | 0 | 0 | 0 | 0 | 2685 | 21 | 3 | 2017-03-22 21:00 | WEEKDAY | 23.8351 | 12.08 | 0 | 0 | 0 | 0 | 2984.0191 | 0 | 0 | NA | 99.47%
| 21 | 4 | 2017-04-22 21:00 | 0 | 0 | 0 | 0 | 0 | 0 | 0 | 0 | 0 | 0 | 0 | 0 | 0 | 0 | 0 | 0 | 0 | 2686 | 22 | 3 | 2017-03-22 22:00 | WEEKDAY | 20.7983 | 12.08 | 0 | 0 | 0 | 0 | 2984.0191 | 0 | 0 | NA | 99.47%
| 22 | 4 | 2017-04-22 22:00 | 0 | 0 | 0 | 0 | 0 | 0 | 0 | 0 | 0 | 0 | 0 | 0 | 0 | 0 | 0 | 0 | 0 | 2687 | 23 | 3 | 2017-03-22 23:00 | WEEKDAY | 18.9362 | 2.27 | 0 | 0 | 0 | 0 | 2984.0191 | 0 | 0 | NA | 99.47%
| 23 | 4 | 2017-04-22 23:00 | 0 | 0 | 0 | 0 | 0 | 0 | 0 | 0 | 0 | 0 | 0 | 0 | 0 | 0 | 0 | 0 | 0 | 2688 | 0 | 3 | 2017-03-23 | WEEKDAY | 18.5632 | 2.27 | 0 | 0 | 0 | 0 | 2984.0191 | 0 | 0 | NA | 99.47%
| 0 | 4 | 2017-04-23 | 0 | 0 | 0 | 0 | 0 | 0 | 0 | 0 | 0 | 0 | 0 | 0 | 0 | 0 | 0 | 0 | 0 | 2689 | 1 | 3 | 2017-03-23 01:00 | WEEKDAY | 17.1658 | 2.27 | 0 | 0 | 0 | 0 | 2984.0191 | 0 | 0 | NA | 99.47%
| 1 | 4 | 2017-04-23 01:00 | 0 | 0 | 0 | 0 | 0 | 0 | 0 | 0 | 0 | 0 | 0 | 0 | 0 | 0 | 0 | 0 | 0 | 2690 | 2 | 3 | 2017-03-23 02:00 | WEEKDAY | 16.2 | 2.27 | 0 | 0 | 0 | 0 | 2984.0191 | 0 | 0 | NA | 99.47%
| 2 | 4 | 2017-04-23 02:00 | 0 | 0 | 0 | 0 | 0 | 0 | 0 | 0 | 0 | 0 | 0 | 0 | 0 | 0 | 0 | 0 | 0 | 2691 | 3 | 3 | 2017-03-23 03:00 | WEEKDAY | 15.6878 | 2.27 | 0 | 0 | 0 | 0 | 2984.0191 | 0 | 0 | NA | 99.47%
| 3 | 4 | 2017-04-23 03:00 | 0 | 0 | 0 | 0 | 0 | 0 | 0 | 0 | 0 | 0 | 0 | 0 | 0 | 0 | 0 | 0 | 0 | 2692 | 4 | 3 | 2017-03-23 04:00 | WEEKDAY | 15.6962 | 2.27 | 0 | 0 | 0 | 0 | 2984.0191 | 0 | 0 | NA | 99.47%
| 4 | 4 | 2017-04-23 04:00 | 0 | 0 | 0 | 0 | 0 | 0 | 0 | 0 | 0 | 0 | 0 | 0 | 0 | 0 | 0 | 0 | 0 | 2693 | 5 | 3 | 2017-03-23 05:00 | WEEKDAY | 16.4505 | 2.27 | 0 | 0 | 0 | 0 | 2984.0191 | 0 | 0 | NA | 99.47%
| 5 | 4 | 2017-04-23 05:00 | 0 | 0 | 0 | 0 | 0 | 0 | 0 | 0 | 0 | 0 | 0 | 0 | 0 | 0 | 0 | 0 | 0 | 2694 | 6 | 3 | 2017-03-23 06:00 | WEEKDAY | 18.8721 | 20.45 | 0 | 0 | 0 | 0 | 2984.0191 | 0 | 0 | NA | 99.47%
| 6 | 4 | 2017-04-23 06:00 | 492.9605 | 119.7708 | 56.546 | 128.2921 | 29.2033 | 60.4903 | 22.1966 | 236.3526 | 0 | 30.2452 | 47.7913 | 28.0682 | 12.0685 | 43.501 | 492.9605 | 29.2033 | 492.9605 | 2695 | 7 | 3 | 2017-03-23 07:00 | WEEKDAY | 30.9998 | 20.45 | 27.8039 | 26.9698 | 0 | 26.9698 | 2984.0191 | 0 | 0 | NA | 99.47%
| 7 | 4 | 2017-04-23 07:00 | 800.4225 | 1328.6906 | 571.9358 | 763.573 | 280.4742 | 671.0559 | 22.9443 | 1425.3813 | 226.7055 | 335.5279 | 118.2743 | 182.2294 | 29.8673 | 576.0412 | 800.4225 | 280.4742 | 800.4225 | 2696 | 8 | 3 | 2017-03-23 08:00 | WEEKDAY | 27.8573 | 20.45 | 28.5624 | 27.7055 | 0 | 27.7055 | 2984.0191 | 0 | 0 | NA | 99.47%
| 8 | 4 | 2017-04-23 08:00 | 881.7128 | 256.838 | 931.8741 | 955.5435 | 332.7889 | 129.7162 | 153.273 | 1861.3486 | 696.2534 | 64.8581 | 568.3495 | 232.4638 | 143.5226 | 675.8124 | 881.7128 | 332.7889 | 881.7128 | 2697 | 9 | 3 | 2017-03-23 09:00 | WEEKDAY | 20.9848 | 11.33 | 161.627 | 156.7782 | 0 | 156.7782 | 2984.0191 | 0 | 0 | NA | 99.47%
| 9 | 4 | 2017-04-23 09:00 | 895.5145 | 374.6601 | 990.0001 | 990.0001 | 549.8462 | 189.2223 | 219.507 | 1980.0001 | 586.3126 | 94.6111 | 953.324 | 236.7322 | 240.7384 | 990.0001 | 895.5145 | 549.8462 | 895.5145 | 2698 | 10 | 3 | 2017-03-23 10:00 | WEEKDAY | 19.1783 | 11.33 | 229.501 | 222.616 | 0 | 222.616 | 2984.0191 | 0 | 0 | NA | 99.47%
| 10 | 4 | 2017-04-23 10:00 | 877.1967 | 1856.9716 | 990.0001 | 990.0001 | 649.9419 | 937.8644 | 454.365 | 1980.0001 | 710.9178 | 468.9322 | 990.0001 | 226.485 | 250 | 932.4399 | 877.1967 | 649.9419 | 877.1967 | 2699 | 11 | 3 | 2017-03-23 11:00 | WEEKDAY | 22.7941 | 11.33 | 471.839 | 457.6838 | 0 | 457.6838 | 2984.0191 | 0 | 0 | NA | 99.47%
| 11 | 4 | 2017-04-23 11:00 | 871.6123 | 1601.9681 | 975.8077 | 990.0001 | 880.3736 | 809.0748 | 634.625 | 1980.0001 | 744.056 | 404.5374 | 895.5997 | 220.2825 | 226.1615 | 678.0259 | 871.6123 | 880.3736 | 871.6123 | 2700 | 12 | 3 | 2017-03-23 12:00 | WEEKDAY | 25.9979 | 11.33 | 659.598 | 639.8101 | 0 | 639.8101 | 2984.0191 | 0 | 0 | NA | 99.47%
| 12 | 4 | 2017-04-23 12:00 | 962.6398 | 1785.7525 | 962.0672 | 967.8801 | 1032.5991 | 901.8952 | 920.56 | 1980.0001 | 659.1053 | 450.9476 | 949.0123 | 206.2299 | 239.6496 | 549.1175 | 962.6398 | 1032.5991 | 962.6398 | 2701 | 13 | 3 | 2017-03-23 13:00 | WEEKDAY | 31.0221 | 11.33 | 960.58 | 931.7626 | 0 | 931.7626 | 2984.0191 | 0 | 0 | NA | 99.47%
| 13 | 4 | 2017-04-23 13:00 | 941.3348 | 1735.7431 | 987.0384 | 786.2164 | 1911.0595 | 876.6379 | 922.117 | 1980.0001 | 724.6453 | 438.319 | 960.2 | 219.2589 | 242.4748 | 648.8427 | 941.3348 | 1911.0595 | 941.3348 | 2702 | 14 | 3 | 2017-03-23 14:00 | WEEKDAY | 24.6089 | 1.96 | 962.244 | 933.3767 | 0 | 933.3767 | 2984.0191 | 0 | 0 | NA | 99.47%
| 14 | 4 | 2017-04-23 14:00 | 661.4487 | 1719.6606 | 990.0001 | 780.6637 | 1726.4693 | 868.5154 | 590.886 | 1980.0001 | 603.6232 | 434.2577 | 894.6609 | 194.267 | 225.9245 | 521.5287 | 661.4487 | 1726.4693 | 661.4487 | 2703 | 15 | 3 | 2017-03-23 15:00 | WEEKDAY | 25.4802 | 1.96 | 613.836 | 595.4209 | 0 | 595.4209 | 2984.0191 | 0 | 0 | NA | 99.47%
| 15 | 4 | 2017-04-23 15:00 | 892.3019 | 1745.9091 | 899.9537 | 338.1029 | 1888.0098 | 881.7722 | 455.905 | 1980.0001 | 402.9855 | 440.8861 | 670.0954 | 228.9305 | 169.216 | 635.7521 | 892.3019 | 1888.0098 | 892.3019 | 2704 | 16 | 3 | 2017-03-23 16:00 | WEEKDAY | 34.6407 | 1.96 | 473.39 | 459.1883 | 0 | 459.1883 | 2984.0191 | 0 | 0 | NA | 99.47%
| 16 | 4 | 2017-04-23 16:00 | 379.3774 | 1544.8251 | 866.1 | 188.178 | 1772.9969 | 780.2147 | 514.429 | 1797.0632 | 208.9293 | 390.1073 | 590.6751 | 228.2016 | 149.1604 | 278.2674 | 379.3774 | 1772.9969 | 379.3774 | 2705 | 17 | 3 | 2017-03-23 17:00 | WEEKDAY | 39.9683 | 19.93 | 534.195 | 518.1692 | 0 | 518.1692 | 2984.0191 | 0 | 0 | NA | 99.47%
| 17 | 4 | 2017-04-23 17:00 | 267.569 | 1390.0558 | 341.7951 | 108.1879 | 1355.4652 | 702.0484 | 258.327 | 1350.2963 | 151.644 | 351.0242 | 521.0603 | 138.4606 | 131.5809 | 192.2631 | 267.569 | 1355.4652 | 267.569 | 2706 | 18 | 3 | 2017-03-23 18:00 | WEEKDAY | 35.189 | 19.93 | 269.361 | 261.2802 | 0 | 261.2802 | 2984.0191 | 0 | 0 | NA | 99.47%
| 18 | 4 | 2017-04-23 18:00 | 0 | 302.2498 | 71.0129 | 25.9046 | 288.0499 | 152.6514 | 7.8139 | 230.4828 | 34.9939 | 76.3257 | 110.3178 | 58.0359 | 27.858 | 60.016 | 0 | 288.0499 | 0 | 2707 | 19 | 3 | 2017-03-23 19:00 | WEEKDAY | 25.7056 | 19.93 | 13.1009 | 0 | 0 | 0 | 2984.0191 | 0 | 0 | NA | 99.47%
| 19 | 4 | 2017-04-23 19:00 | 0 | 0 | 0 | 0 | 0 | 0 | 0 | 0 | 0 | 0 | 0 | 0 | 0 | 0 | 0 | 0 | 0 | 2708 | 20 | 3 | 2017-03-23 20:00 | WEEKDAY | 23.8991 | 12.08 | 0 | 0 | 0 | 0 | 2997.12 | 0 | 0 | NA | 99.9%
| 20 | 4 | 2017-04-23 20:00 | 0 | 0 | 0 | 0 | 0 | 0 | 0 | 0 | 0 | 0 | 0 | 0 | 0 | 0 | 0 | 0 | 0 | 2709 | 21 | 3 | 2017-03-23 21:00 | WEEKDAY | 25.3382 | 12.08 | 0 | 0 | 0 | 0 | 2997.12 | 0 | 0 | NA | 99.9%
| 21 | 4 | 2017-04-23 21:00 | 0 | 0 | 0 | 0 | 0 | 0 | 0 | 0 | 0 | 0 | 0 | 0 | 0 | 0 | 0 | 0 | 0 | 2710 | 22 | 3 | 2017-03-23 22:00 | WEEKDAY | 23.3508 | 12.08 | 0 | 0 | 0 | 0 | 2997.12 | 0 | 0 | NA | 99.9%
| 22 | 4 | 2017-04-23 22:00 | 0 | 0 | 0 | 0 | 0 | 0 | 0 | 0 | 0 | 0 | 0 | 0 | 0 | 0 | 0 | 0 | 0 | 2711 | 23 | 3 | 2017-03-23 23:00 | WEEKDAY | 23.0585 | 2.27 | 0 | 0 | 0 | 0 | 2997.12 | 0 | 0 | NA | 99.9%
| 23 | 4 | 2017-04-23 23:00 | 0 | 0 | 0 | 0 | 0 | 0 | 0 | 0 | 0 | 0 | 0 | 0 | 0 | 0 | 0 | 0 | 0 | 2712 | 0 | 3 | 2017-03-24 | WEEKDAY | 17.4052 | 2.27 | 0 | 0 | 0 | 0 | 2997.12 | 0 | 0 | NA | 99.9%
| 0 | 4 | 2017-04-24 | 0 | 0 | 0 | 0 | 0 | 0 | 0 | 0 | 0 | 0 | 0 | 0 | 0 | 0 | 0 | 0 | 0 | 2713 | 1 | 3 | 2017-03-24 01:00 | WEEKDAY | 17.2243 | 2.27 | 0 | 0 | 0 | 0 | 2997.12 | 0 | 0 | NA | 99.9%
| 1 | 4 | 2017-04-24 01:00 | 0 | 0 | 0 | 0 | 0 | 0 | 0 | 0 | 0 | 0 | 0 | 0 | 0 | 0 | 0 | 0 | 0 | 2714 | 2 | 3 | 2017-03-24 02:00 | WEEKDAY | 16.9487 | 2.27 | 0 | 0 | 0 | 0 | 2997.12 | 0 | 0 | NA | 99.9%
| 2 | 4 | 2017-04-24 02:00 | 0 | 0 | 0 | 0 | 0 | 0 | 0 | 0 | 0 | 0 | 0 | 0 | 0 | 0 | 0 | 0 | 0 | 2715 | 3 | 3 | 2017-03-24 03:00 | WEEKDAY | 17.3635 | 2.27 | 0 | 0 | 0 | 0 | 2997.12 | 0 | 0 | NA | 99.9%
| 3 | 4 | 2017-04-24 03:00 | 0 | 0 | 0 | 0 | 0 | 0 | 0 | 0 | 0 | 0 | 0 | 0 | 0 | 0 | 0 | 0 | 0 | 2716 | 4 | 3 | 2017-03-24 04:00 | WEEKDAY | 18.616 | 2.27 | 0 | 0 | 0 | 0 | 2997.12 | 0 | 0 | NA | 99.9%
| 4 | 4 | 2017-04-24 04:00 | 0 | 0 | 0 | 0 | 0 | 0 | 0 | 0 | 0 | 0 | 0 | 0 | 0 | 0 | 0 | 0 | 0 | 2717 | 5 | 3 | 2017-03-24 05:00 | WEEKDAY | 19.0308 | 2.27 | 0 | 0 | 0 | 0 | 2997.12 | 0 | 0 | NA | 99.9%
| 5 | 4 | 2017-04-24 05:00 | 0 | 0 | 0 | 0 | 0 | 0 | 0 | 0 | 0 | 0 | 0 | 0 | 0 | 0 | 0 | 0 | 0 | 2718 | 6 | 3 | 2017-03-24 06:00 | WEEKDAY | 20.584 | 20.45 | 0 | 0 | 0 | 0 | 2997.12 | 0 | 0 | NA | 99.9%
| 6 | 4 | 2017-04-24 06:00 | 671.4062 | 25.7688 | 17.7098 | 25.9171 | 203.2681 | 13.0145 | 0 | 254.1096 | 0 | 6.5073 | 9.5359 | 14.9171 | 2.4081 | 23.0999 | 671.4062 | 203.2681 | 671.4062 | 2719 | 7 | 3 | 2017-03-24 07:00 | WEEKDAY | 22.2847 | 20.45 | 0 | 0 | 0 | 0 | 2997.12 | 0 | 0 | NA | 99.9%
| 7 | 4 | 2017-04-24 07:00 | 899.2519 | 101.8648 | 388.4512 | 49.6299 | 1345.2131 | 51.4469 | 27.927 | 1319.4058 | 51.5831 | 25.7234 | 63.3103 | 66.9974 | 15.9874 | 79.9902 | 899.2519 | 1345.2131 | 899.2519 | 2720 | 8 | 3 | 2017-03-24 08:00 | WEEKDAY | 22.062 | 20.45 | 33.6935 | 32.6827 | 0 | 32.6827 | 2997.12 | 0 | 0 | NA | 99.9%
| 8 | 4 | 2017-04-24 08:00 | 958.2558 | 217.0876 | 678.6524 | 105.3622 | 1892.2469 | 109.6402 | 92.6086 | 1216.005 | 274.3693 | 54.8201 | 129.6795 | 146.8038 | 32.7473 | 146.9451 | 958.2558 | 1892.2469 | 958.2558 | 2721 | 9 | 3 | 2017-03-24 09:00 | WEEKDAY | 22.2151 | 11.33 | 99.6693 | 96.6792 | 0 | 96.6792 | 2997.12 | 0 | 0 | NA | 99.9%
| 9 | 4 | 2017-04-24 09:00 | 990.0001 | 379.8899 | 794.243 | 188.6008 | 1980.0001 | 191.8636 | 115.871 | 1977.2 | 306.7606 | 95.9318 | 188.3721 | 46.4279 | 47.5687 | 203.2071 | 990.0001 | 1980.0001 | 990.0001 | 2722 | 10 | 3 | 2017-03-24 10:00 | WEEKDAY | 22.0481 | 11.33 | 123.42 | 119.7174 | 0 | 119.7174 | 2997.12 | 0 | 0 | NA | 99.9%
| 10 | 4 | 2017-04-24 10:00 | 990.0001 | 499.3021 | 892.5506 | 247.9855 | 1980.0001 | 252.1728 | 218.986 | 1780.0352 | 391.7452 | 126.0864 | 245.9452 | 78.2654 | 62.1074 | 260.9838 | 990.0001 | 1980.0001 | 990.0001 | 2723 | 11 | 3 | 2017-03-24 11:00 | WEEKDAY | 17.511 | 11.33 | 229.025 | 222.1542 | 0 | 222.1542 | 2997.12 | 0 | 0 | NA | 99.9%
| 11 | 4 | 2017-04-24 11:00 | 990.0001 | 864.1997 | 935.0817 | 289.2988 | 1980.0001 | 436.4645 | 243.757 | 1956.4478 | 626.9081 | 218.2322 | 289.0075 | 136.3132 | 72.9817 | 299.4458 | 990.0001 | 1980.0001 | 990.0001 | 2724 | 12 | 3 | 2017-03-24 12:00 | WEEKDAY | 17.0684 | 11.33 | 254.455 | 246.8213 | 0 | 246.8213 | 2997.12 | 0 | 0 | NA | 99.9%
| 12 | 4 | 2017-04-24 12:00 | 990.0001 | 1581.2004 | 956.6101 | 305.1992 | 1980.0001 | 798.5861 | 411.523 | 1980.0001 | 763.5782 | 399.293 | 603.6545 | 229.8271 | 152.438 | 315.4506 | 990.0001 | 1980.0001 | 990.0001 | 2725 | 13 | 3 | 2017-03-24 13:00 | WEEKDAY | 17.4692 | 11.33 | 427.49 | 414.6653 | 0 | 414.6653 | 2997.12 | 0 | 0 | NA | 99.9%
| 13 | 4 | 2017-04-24 13:00 | 990.0001 | 721.6206 | 990.0001 | 286.4776 | 1980.0001 | 364.4548 | 330.287 | 1951.6288 | 739.5988 | 182.2274 | 701.5442 | 187.6399 | 177.1576 | 296.8889 | 990.0001 | 1980.0001 | 990.0001 | 2726 | 14 | 3 | 2017-03-24 14:00 | WEEKDAY | 16.1861 | 1.96 | 343.523 | 333.2173 | 0 | 333.2173 | 2997.12 | 0 | 0 | NA | 99.9%
| 14 | 4 | 2017-04-24 14:00 | 990.0001 | 858.4281 | 954.0001 | 243.3783 | 1980.0001 | 433.5495 | 296.72 | 1859.4246 | 312.9986 | 216.7748 | 714.1603 | 145.8936 | 180.3435 | 321.8079 | 990.0001 | 1980.0001 | 990.0001 | 2727 | 15 | 3 | 2017-03-24 15:00 | WEEKDAY | 16.5674 | 1.96 | 308.914 | 299.6466 | 0 | 299.6466 | 2997.12 | 0 | 0 | NA | 99.9%
| 15 | 4 | 2017-04-24 15:00 | 939.6089 | 1975.9503 | 690.8301 | 184.175 | 1980.0001 | 997.9547 | 519.754 | 1972.0122 | 237.65 | 498.9773 | 205.0356 | 167.5999 | 51.7767 | 251.294 | 939.6089 | 1980.0001 | 939.6089 | 2728 | 16 | 3 | 2017-03-24 16:00 | WEEKDAY | 17.6502 | 1.96 | 539.725 | 523.5332 | 0 | 523.5332 | 2997.12 | 0 | 0 | NA | 99.9%
| 16 | 4 | 2017-04-24 16:00 | 802.3016 | 1759.0714 | 932.3376 | 125.9119 | 1860.0646 | 888.4199 | 630.645 | 1766.3508 | 407.0925 | 444.2099 | 926.4266 | 154.416 | 233.9461 | 183.2118 | 802.3016 | 1860.0646 | 802.3016 | 2729 | 17 | 3 | 2017-03-24 17:00 | WEEKDAY | 18.5437 | 19.93 | 655.381 | 635.7196 | 0 | 635.7196 | 2997.12 | 0 | 0 | NA | 99.9%
| 17 | 4 | 2017-04-24 17:00 | 273.3047 | 1437.1362 | 721.8878 | 59.9999 | 1500.1747 | 725.8264 | 494.195 | 1279.8252 | 267.3669 | 362.9132 | 782.7902 | 137.5356 | 197.6743 | 99.0279 | 273.3047 | 1500.1747 | 273.3047 | 2730 | 18 | 3 | 2017-03-24 18:00 | WEEKDAY | 20.5339 | 19.93 | 513.178 | 497.7827 | 0 | 497.7827 | 2997.12 | 0 | 0 | NA | 99.9%
| 18 | 4 | 2017-04-24 18:00 | 0 | 281.7806 | 281.7738 | 43.8531 | 334.5265 | 142.3134 | 136.986 | 228.3632 | 168.6064 | 71.1567 | 240.4843 | 54.8989 | 60.7284 | 18.4027 | 0 | 334.5265 | 0 | 2731 | 19 | 3 | 2017-03-24 19:00 | WEEKDAY | 19.8464 | 19.93 | 144.985 | 140.6355 | 0 | 140.6355 | 2997.12 | 0 | 0 | NA | 99.9%
| 19 | 4 | 2017-04-24 19:00 | 0 | 0 | 0 | 0 | 0 | 0 | 0 | 0 | 25.5068 | 0 | 0 | 0 | 0 | 0 | 0 | 0 | 0 | 2732 | 20 | 3 | 2017-03-24 20:00 | WEEKDAY | 19.6432 | 12.08 | 0 | 0 | 0 | 0 | 2997.12 | 0 | 0 | NA | 99.9%
| 20 | 4 | 2017-04-24 20:00 | 0 | 0 | 0 | 0 | 0 | 0 | 0 | 0 | 0 | 0 | 0 | 0 | 0 | 0 | 0 | 0 | 0 | 2733 | 21 | 3 | 2017-03-24 21:00 | WEEKDAY | 20.378 | 12.08 | 0 | 0 | 0 | 0 | 2997.12 | 0 | 0 | NA | 99.9%
| 21 | 4 | 2017-04-24 21:00 | 0 | 0 | 0 | 0 | 0 | 0 | 0 | 0 | 0 | 0 | 0 | 0 | 0 | 0 | 0 | 0 | 0 | 2734 | 22 | 3 | 2017-03-24 22:00 | WEEKDAY | 19.7155 | 12.08 | 0 | 0 | 0 | 0 | 2997.12 | 0 | 0 | NA | 99.9%
| 22 | 4 | 2017-04-24 22:00 | 0 | 0 | 0 | 0 | 0 | 0 | 0 | 0 | 0 | 0 | 0 | 0 | 0 | 0 | 0 | 0 | 0 | 2735 | 23 | 3 | 2017-03-24 23:00 | WEEKDAY | 10.864 | 2.27 | 0 | 0 | 0 | 0 | 2997.12 | 0 | 0 | NA | 99.9%
| 23 | 4 | 2017-04-24 23:00 | 0 | 0 | 0 | 0 | 0 | 0 | 0 | 0 | 0 | 0 | 0 | 0 | 0 | 0 | 0 | 0 | 0 | 2736 | 0 | 3 | 2017-03-25 | WEEKEND | 8.4591 | 2.27 | 0 | 0 | 0 | 0 | 2997.12 | 0 | 0 | NA | 99.9%
| 0 | 4 | 2017-04-25 | 0 | 0 | 0 | 0 | 0 | 0 | 0 | 0 | 0 | 0 | 0 | 0 | 0 | 0 | 0 | 0 | 0 | 2737 | 1 | 3 | 2017-03-25 01:00 | WEEKEND | 13.1966 | 2.27 | 0 | 0 | 0 | 0 | 2997.12 | 0 | 0 | NA | 99.9%
| 1 | 4 | 2017-04-25 01:00 | 0 | 0 | 0 | 0 | 0 | 0 | 0 | 0 | 0 | 0 | 0 | 0 | 0 | 0 | 0 | 0 | 0 | 2738 | 2 | 3 | 2017-03-25 02:00 | WEEKEND | 18.3989 | 2.27 | 0 | 0 | 0 | 0 | 2997.12 | 0 | 0 | NA | 99.9%
| 2 | 4 | 2017-04-25 02:00 | 0 | 0 | 0 | 0 | 0 | 0 | 0 | 0 | 0 | 0 | 0 | 0 | 0 | 0 | 0 | 0 | 0 | 2739 | 3 | 3 | 2017-03-25 03:00 | WEEKEND | 18.7163 | 2.27 | 0 | 0 | 0 | 0 | 2997.12 | 0 | 0 | NA | 99.9%
| 3 | 4 | 2017-04-25 03:00 | 0 | 0 | 0 | 0 | 0 | 0 | 0 | 0 | 0 | 0 | 0 | 0 | 0 | 0 | 0 | 0 | 0 | 2740 | 4 | 3 | 2017-03-25 04:00 | WEEKEND | 18.616 | 2.27 | 0 | 0 | 0 | 0 | 2997.12 | 0 | 0 | NA | 99.9%
| 4 | 4 | 2017-04-25 04:00 | 0 | 0 | 0 | 0 | 0 | 0 | 0 | 0 | 0 | 0 | 0 | 0 | 0 | 0 | 0 | 0 | 0 | 2741 | 5 | 3 | 2017-03-25 05:00 | WEEKEND | 18.282 | 2.27 | 0 | 0 | 0 | 0 | 2997.12 | 0 | 0 | NA | 99.9%
| 5 | 4 | 2017-04-25 05:00 | 0 | 0 | 0 | 0 | 0 | 0 | 0 | 0 | 0 | 0 | 0 | 0 | 0 | 0 | 0 | 0 | 0 | 2742 | 6 | 3 | 2017-03-25 06:00 | WEEKEND | 18.6105 | 2.27 | 0 | 0 | 0 | 0 | 2997.12 | 0 | 0 | NA | 99.9%
| 6 | 4 | 2017-04-25 06:00 | 36.5614 | 25.3373 | 71.9574 | 13.6616 | 59.3813 | 12.7966 | 0 | 253.4877 | 0 | 6.3983 | 31.7865 | 21.4375 | 8.0269 | 25.1842 | 36.5614 | 59.3813 | 36.5614 | 2743 | 7 | 3 | 2017-03-25 07:00 | WEEKEND | 17.3245 | 2.27 | 0 | 0 | 0 | 0 | 2997.12 | 0 | 0 | NA | 99.9%
| 7 | 4 | 2017-04-25 07:00 | 67.5112 | 104.8631 | 642.4299 | 53.0254 | 539.6286 | 52.9612 | 0 | 1385.8521 | 469.0503 | 26.4806 | 67.7313 | 145.8391 | 17.1039 | 85.6484 | 67.5112 | 539.6286 | 67.5112 | 2744 | 8 | 3 | 2017-03-25 08:00 | WEEKEND | 17.9703 | 2.27 | 4.1901 | 4.0644 | 0 | 4.0644 | 2997.12 | 0 | 0 | NA | 99.9%
| 8 | 4 | 2017-04-25 08:00 | 128.877 | 178.1435 | 938.9 | 212.8158 | 544.5846 | 89.9715 | 68.1607 | 1894.8168 | 494.3207 | 44.9857 | 795.4439 | 85.8964 | 200.8697 | 151.4987 | 128.877 | 544.5846 | 128.877 | 2745 | 9 | 3 | 2017-03-25 09:00 | WEEKEND | 20.3474 | 2.27 | 74.6614 | 72.4216 | 0 | 72.4216 | 2997.12 | 0 | 0 | NA | 99.9%
| 9 | 4 | 2017-04-25 09:00 | 177.3469 | 316.408 | 990.0001 | 944.5639 | 1821.3841 | 159.802 | 229.478 | 1786.8146 | 517.2195 | 79.901 | 947.3919 | 208.939 | 239.2404 | 208.1488 | 177.3469 | 1821.3841 | 177.3469 | 2746 | 10 | 3 | 2017-03-25 10:00 | WEEKEND | 21.6473 | 2.27 | 239.751 | 232.5585 | 0 | 232.5585 | 2997.12 | 0 | 0 | NA | 99.9%
| 10 | 4 | 2017-04-25 10:00 | 244.2146 | 502.328 | 955.9806 | 880.7718 | 1980.0001 | 253.701 | 209.467 | 1980.0001 | 582.1445 | 126.8505 | 990.0001 | 179.356 | 250 | 267.6948 | 244.2146 | 1980.0001 | 244.2146 | 2747 | 11 | 3 | 2017-03-25 11:00 | WEEKEND | 22.0732 | 2.27 | 219.208 | 212.6318 | 0 | 212.6318 | 2997.12 | 0 | 0 | NA | 99.9%
| 11 | 4 | 2017-04-25 11:00 | 399.9574 | 585.1674 | 990.0001 | 604.0158 | 1980.0001 | 295.5391 | 423.857 | 1210.2767 | 464.7571 | 147.7695 | 990.0001 | 245.1806 | 250 | 306.8876 | 399.9574 | 1980.0001 | 399.9574 | 2748 | 12 | 3 | 2017-03-25 12:00 | WEEKEND | 23.4371 | 2.27 | 440.253 | 427.0454 | 0 | 427.0454 | 2997.12 | 0 | 0 | NA | 99.9%
| 12 | 4 | 2017-04-25 12:00 | 457.1092 | 618.654 | 977.917 | 885.8151 | 1968.2069 | 312.4515 | 198.43 | 1515.4869 | 756.0461 | 156.2258 | 990.0001 | 233.6085 | 250 | 323.2488 | 457.1092 | 1968.2069 | 457.1092 | 2749 | 13 | 3 | 2017-03-25 13:00 | WEEKEND | 28.0104 | 2.27 | 207.877 | 201.6407 | 0 | 201.6407 | 2997.12 | 0 | 0 | NA | 99.9%
| 13 | 4 | 2017-04-25 13:00 | 593.167 | 1083.9736 | 990.0001 | 851.9819 | 1965.7348 | 547.4614 | 387.176 | 1219.619 | 809.4863 | 273.7307 | 903.777 | 244.0163 | 228.2265 | 304.368 | 593.167 | 1965.7348 | 593.167 | 2750 | 14 | 3 | 2017-03-25 14:00 | WEEKEND | 29.2908 | 2.27 | 402.274 | 390.2058 | 0 | 390.2058 | 2997.12 | 0 | 0 | NA | 99.9%
| 14 | 4 | 2017-04-25 14:00 | 241.5636 | 1647.9989 | 741.2769 | 949.3377 | 1930.4938 | 832.3227 | 491.228 | 1573.8143 | 567.1988 | 416.1613 | 866.4372 | 225.0981 | 218.7973 | 217.0846 | 241.5636 | 1930.4938 | 241.5636 | 2751 | 15 | 3 | 2017-03-25 15:00 | WEEKEND | 31.924 | 2.27 | 510.157 | 494.8523 | 0 | 494.8523 | 2997.12 | 0 | 0 | NA | 99.9%
| 15 | 4 | 2017-04-25 15:00 | 438.898 | 1879.3259 | 990.0001 | 843.3097 | 1939.8408 | 949.1545 | 343.599 | 1522.3751 | 990 | 474.5772 | 816.3989 | 240.4617 | 206.1613 | 166.5389 | 438.898 | 1939.8408 | 438.898 | 2752 | 16 | 3 | 2017-03-25 16:00 | WEEKEND | 38.7324 | 2.27 | 357.25 | 346.5325 | 0 | 346.5325 | 2997.12 | 0 | 0 | NA | 99.9%
| 16 | 4 | 2017-04-25 16:00 | 419.4237 | 1654.7124 | 990.0001 | 520.1349 | 1521.3922 | 835.7133 | 118.275 | 903.3067 | 990 | 417.8567 | 530.9908 | 217.1251 | 134.0886 | 119.1505 | 419.4237 | 1521.3922 | 419.4237 | 2753 | 17 | 3 | 2017-03-25 17:00 | WEEKEND | 35.7541 | 2.27 | 125.812 | 122.0376 | 0 | 122.0376 | 2997.12 | 0 | 0 | NA | 99.9%
| 17 | 4 | 2017-04-25 17:00 | 111.6189 | 1432.5398 | 783.6899 | 109.6065 | 1282.369 | 723.5049 | 258.768 | 665.0341 | 913.5635 | 361.7525 | 717.8168 | 175.3734 | 181.2669 | 79.6924 | 111.6189 | 1282.369 | 111.6189 | 2754 | 18 | 3 | 2017-03-25 18:00 | WEEKEND | 35.0359 | 2.27 | 269.859 | 261.7632 | 0 | 261.7632 | 2997.12 | 0 | 0 | NA | 99.9%
| 18 | 4 | 2017-04-25 18:00 | 0 | 341.0114 | 303.3409 | 20.7238 | 283.5129 | 172.228 | 393.977 | 54.1153 | 703.5788 | 86.114 | 176.717 | 46.249 | 44.6255 | 19.7955 | 0 | 283.5129 | 0 | 2755 | 19 | 3 | 2017-03-25 19:00 | WEEKEND | 35.6121 | 2.27 | 409.344 | 397.0637 | 0 | 397.0637 | 2997.12 | 0 | 0 | NA | 99.9%
| 19 | 4 | 2017-04-25 19:00 | 0 | 0 | 0 | 0 | 0 | 0 | 0 | 0 | 243.4933 | 0 | 0 | 0 | 0 | 0 | 0 | 0 | 0 | 2756 | 20 | 3 | 2017-03-25 20:00 | WEEKEND | 32.3999 | 2.27 | 0 | 0 | 0 | 0 | 2997.12 | 0 | 0 | NA | 99.9%
| 20 | 4 | 2017-04-25 20:00 | 0 | 0 | 0 | 0 | 0 | 0 | 0 | 0 | 0 | 0 | 0 | 0 | 0 | 0 | 0 | 0 | 0 | 2757 | 21 | 3 | 2017-03-25 21:00 | WEEKEND | 29.4773 | 2.27 | 0 | 0 | 0 | 0 | 2997.12 | 0 | 0 | NA | 99.9%
| 21 | 4 | 2017-04-25 21:00 | 0 | 0 | 0 | 0 | 0 | 0 | 0 | 0 | 0 | 0 | 0 | 0 | 0 | 0 | 0 | 0 | 0 | 2758 | 22 | 3 | 2017-03-25 22:00 | WEEKEND | 25.3438 | 2.27 | 0 | 0 | 0 | 0 | 2997.12 | 0 | 0 | NA | 99.9%
| 22 | 4 | 2017-04-25 22:00 | 0 | 0 | 0 | 0 | 0 | 0 | 0 | 0 | 0 | 0 | 0 | 0 | 0 | 0 | 0 | 0 | 0 | 2759 | 23 | 3 | 2017-03-25 23:00 | WEEKEND | 23.1921 | 2.27 | 0 | 0 | 0 | 0 | 2997.12 | 0 | 0 | NA | 99.9%
| 23 | 4 | 2017-04-25 23:00 | 0 | 0 | 0 | 0 | 0 | 0 | 0 | 0 | 0 | 0 | 0 | 0 | 0 | 0 | 0 | 0 | 0 | 2760 | 0 | 3 | 2017-03-26 | WEEKEND | 17.9814 | 2.27 | 0 | 0 | 0 | 0 | 2997.12 | 0 | 0 | NA | 99.9%
| 0 | 4 | 2017-04-26 | 0 | 0 | 0 | 0 | 0 | 0 | 0 | 0 | 0 | 0 | 0 | 0 | 0 | 0 | 0 | 0 | 0 | 2761 | 1 | 3 | 2017-03-26 01:00 | WEEKEND | 8.5398 | 2.27 | 0 | 0 | 0 | 0 | 2997.12 | 0 | 0 | NA | 99.9%
| 1 | 4 | 2017-04-26 01:00 | 0 | 0 | 0 | 0 | 0 | 0 | 0 | 0 | 0 | 0 | 0 | 0 | 0 | 0 | 0 | 0 | 0 | 2762 | 2 | 3 | 2017-03-26 02:00 | WEEKEND | 4.4202 | 2.27 | 0 | 0 | 0 | 0 | 2997.12 | 0 | 0 | NA | 99.9%
| 2 | 4 | 2017-04-26 02:00 | 0 | 0 | 0 | 0 | 0 | 0 | 0 | 0 | 0 | 0 | 0 | 0 | 0 | 0 | 0 | 0 | 0 | 2763 | 3 | 3 | 2017-03-26 03:00 | WEEKEND | 4.5455 | 2.27 | 0 | 0 | 0 | 0 | 2997.12 | 0 | 0 | NA | 99.9%
| 3 | 4 | 2017-04-26 03:00 | 0 | 0 | 0 | 0 | 0 | 0 | 0 | 0 | 0 | 0 | 0 | 0 | 0 | 0 | 0 | 0 | 0 | 2764 | 4 | 3 | 2017-03-26 04:00 | WEEKEND | 4.9129 | 2.27 | 0 | 0 | 0 | 0 | 2997.12 | 0 | 0 | NA | 99.9%
| 4 | 4 | 2017-04-26 04:00 | 0 | 0 | 0 | 0 | 0 | 0 | 0 | 0 | 0 | 0 | 0 | 0 | 0 | 0 | 0 | 0 | 0 | 2765 | 5 | 3 | 2017-03-26 05:00 | WEEKEND | 2.9644 | 2.27 | 0 | 0 | 0 | 0 | 2997.12 | 0 | 0 | NA | 99.9%
| 5 | 4 | 2017-04-26 05:00 | 0 | 0 | 0 | 0 | 0 | 0 | 0 | 0 | 0 | 0 | 0 | 0 | 0 | 0 | 0 | 0 | 0 | 2766 | 6 | 3 | 2017-03-26 06:00 | WEEKEND | 6.6609 | 2.27 | 0 | 0 | 0 | 0 | 2997.12 | 0 | 0 | NA | 99.9%
| 6 | 4 | 2017-04-26 06:00 | 142.7815 | 29.5885 | 83.9967 | 12.4159 | 93.9884 | 14.9437 | 0 | 223.8865 | 332.9632 | 7.4718 | 93.5841 | 20.4942 | 23.6323 | 17.497 | 142.7815 | 93.9884 | 142.7815 | 2767 | 7 | 3 | 2017-03-26 07:00 | WEEKEND | 10.5634 | 2.27 | 0 | 0 | 0 | 0 | 2997.12 | 0 | 0 | NA | 99.9%
| 7 | 4 | 2017-04-26 07:00 | 225.5151 | 1021.2364 | 640.2394 | 46.3446 | 567.9778 | 515.776 | 9.6266 | 1081.6979 | 514.7353 | 257.888 | 673.7964 | 101.504 | 170.1506 | 48.4174 | 225.5151 | 567.9778 | 225.5151 | 2768 | 8 | 3 | 2017-03-26 08:00 | WEEKEND | 14.3211 | 2.27 | 14.9803 | 14.5309 | 0 | 14.5309 | 2997.12 | 0 | 0 | NA | 99.9%
| 8 | 4 | 2017-04-26 08:00 | 306.4816 | 1779.6171 | 923.3349 | 523.6923 | 1474.9688 | 898.7965 | 29.2043 | 1562.1241 | 202.1334 | 449.3983 | 861.3966 | 223.3151 | 217.5244 | 94.1388 | 306.4816 | 1474.9688 | 306.4816 | 2769 | 9 | 3 | 2017-03-26 09:00 | WEEKEND | 19.2173 | 2.27 | 34.9411 | 33.8929 | 0 | 33.8929 | 2997.12 | 0 | 0 | NA | 99.9%
| 9 | 4 | 2017-04-26 09:00 | 554.606 | 1980.0001 | 990.0001 | 158.4788 | 1786.5738 | 1000.0001 | 122.098 | 1511.1025 | 150.2617 | 500 | 940.3444 | 222.9983 | 237.4607 | 136.5168 | 554.606 | 1786.5738 | 554.606 | 2770 | 10 | 3 | 2017-03-26 10:00 | WEEKEND | 20.7371 | 2.27 | 129.735 | 125.843 | 0 | 125.843 | 2997.12 | 0 | 0 | NA | 99.9%
| 10 | 4 | 2017-04-26 10:00 | 639.6469 | 1980.0001 | 990.0001 | 250.7407 | 1806.9716 | 1000.0001 | 159.331 | 1376.6339 | 250.4443 | 500 | 990.0001 | 250 | 250 | 179.8352 | 639.6469 | 1806.9716 | 639.6469 | 2771 | 11 | 3 | 2017-03-26 11:00 | WEEKEND | 21.3856 | 2.27 | 167.823 | 162.7883 | 0 | 162.7883 | 2997.12 | 0 | 0 | NA | 99.9%
| 11 | 4 | 2017-04-26 11:00 | 566.3732 | 1980.0001 | 990.0001 | 499.6129 | 1820.1165 | 1000.0001 | 715.26 | 1968.4682 | 298.7998 | 500 | 990.0001 | 225.9088 | 250 | 251.9523 | 566.3732 | 1820.1165 | 566.3732 | 2772 | 12 | 3 | 2017-03-26 12:00 | WEEKEND | 21.5248 | 2.27 | 744.223 | 721.8963 | 0 | 721.8963 | 2997.12 | 0 | 0 | NA | 99.9%
| 12 | 4 | 2017-04-26 12:00 | 509.0548 | 1928.3464 | 990.0001 | 589.7982 | 1980.0001 | 973.9123 | 963.723 | 1789.9294 | 496.316 | 486.9562 | 990.0001 | 244.4502 | 250 | 266.0503 | 509.0548 | 1980.0001 | 509.0548 | 2773 | 13 | 3 | 2017-03-26 13:00 | WEEKEND | 23.4092 | 2.27 | 1006.61 | 976.4117 | 0 | 976.4117 | 2997.12 | 0 | 0 | NA | 99.9%
| 13 | 4 | 2017-04-26 13:00 | 543.886 | 1875.5155 | 990.0001 | 732.9702 | 1583.7676 | 947.2301 | 737.902 | 1980.0001 | 474.558 | 473.615 | 954.145 | 248.5072 | 240.9457 | 247.7267 | 543.886 | 1583.7676 | 543.886 | 2774 | 14 | 3 | 2017-03-26 14:00 | WEEKEND | 22.0565 | 2.27 | 767.939 | 744.9008 | 0 | 744.9008 | 2997.12 | 0 | 0 | NA | 99.9%
| 14 | 4 | 2017-04-26 14:00 | 717.339 | 1888.2067 | 990.0001 | 302.3581 | 1957.4823 | 953.6398 | 990 | 1980.0001 | 505.5989 | 476.8199 | 990.0001 | 249.6332 | 250 | 211.7226 | 717.339 | 1957.4823 | 717.339 | 2775 | 15 | 3 | 2017-03-26 15:00 | WEEKEND | 22.4378 | 2.27 | 1041.09 | 990 | 0 | 990 | 2997.12 | 0 | 0 | NA | 99.9%
| 15 | 4 | 2017-04-26 15:00 | 375.0575 | 1846.9274 | 990.0001 | 390.0139 | 1921.8853 | 932.7916 | 990 | 1980.0001 | 990 | 466.3958 | 990.0001 | 210.9023 | 250 | 159.1701 | 375.0575 | 1921.8853 | 375.0575 | 2776 | 16 | 3 | 2017-03-26 16:00 | WEEKEND | 22.4573 | 2.27 | 1046.41 | 990 | 0 | 990 | 2997.12 | 0 | 0 | NA | 99.9%
| 16 | 4 | 2017-04-26 16:00 | 97.2491 | 1673.4975 | 967.4174 | 658.5637 | 1749.8094 | 845.2007 | 981.939 | 1792.1075 | 990 | 422.6004 | 943.3381 | 212.4157 | 238.2167 | 109.5433 | 97.2491 | 1749.8094 | 97.2491 | 2777 | 17 | 3 | 2017-03-26 17:00 | WEEKEND | 21.7781 | 2.27 | 1025.95 | 990 | 0 | 990 | 2997.12 | 0 | 0 | NA | 99.9%
| 17 | 4 | 2017-04-26 17:00 | 40.5762 | 1380.3428 | 798.6455 | 531.0444 | 1341.1307 | 697.1428 | 866.257 | 1406.0845 | 989.9492 | 348.5714 | 754.8332 | 135.8986 | 190.6144 | 53.9078 | 40.5762 | 1341.1307 | 40.5762 | 2778 | 18 | 3 | 2017-03-26 18:00 | WEEKEND | 21.5638 | 2.27 | 903.176 | 876.0807 | 114 | 990.0807 | 2997.12 | 0 | 0 | NA | 99.9%
| 18 | 4 | 2017-04-26 18:00 | 0 | 311.217 | 308.3849 | 55.3803 | 250.2442 | 157.1803 | 609.994 | 238.3719 | 321.6355 | 78.5901 | 247.999 | 51.2189 | 62.626 | 18.7778 | 0 | 250.2442 | 0 | 2779 | 19 | 3 | 2017-03-26 19:00 | WEEKEND | 22.3376 | 2.27 | 633.862 | 614.8461 | 0 | 614.8461 | 2879.5942 | 0 | 0 | NA | 95.99%
| 19 | 4 | 2017-04-26 19:00 | 0 | 0 | 0.86527 | 0 | 0 | 0 | 0 | 0 | 0 | 0 | 0 | 0 | 0 | 0 | 0 | 0 | 0 | 2780 | 20 | 3 | 2017-03-26 20:00 | WEEKEND | 103.6882 | 2.27 | 0 | 0 | 0 | 0 | 2879.5942 | 0 | 0 | NA | 95.99%
| 20 | 4 | 2017-04-26 20:00 | 0 | 0 | 0 | 0 | 0 | 0 | 0 | 0 | 0 | 0 | 0 | 0 | 0 | 0 | 0 | 0 | 0 | 2781 | 21 | 3 | 2017-03-26 21:00 | WEEKEND | 63.4638 | 2.27 | 0 | 0 | 0 | 0 | 2879.5942 | 0 | 0 | NA | 95.99%
| 21 | 4 | 2017-04-26 21:00 | 0 | 0 | 0 | 0 | 0 | 0 | 0 | 0 | 0 | 0 | 0 | 0 | 0 | 0 | 0 | 0 | 0 | 2782 | 22 | 3 | 2017-03-26 22:00 | WEEKEND | 29.4745 | 2.27 | 0 | 0 | 0 | 0 | 2879.5942 | 0 | 0 | NA | 95.99%
| 22 | 4 | 2017-04-26 22:00 | 0 | 0 | 0 | 0 | 0 | 0 | 0 | 0 | 0 | 0 | 0 | 0 | 0 | 0 | 0 | 0 | 0 | 2783 | 23 | 3 | 2017-03-26 23:00 | WEEKEND | 24.0327 | 2.27 | 0 | 0 | 0 | 0 | 2879.5942 | 0 | 0 | NA | 95.99%
| 23 | 4 | 2017-04-26 23:00 | 0 | 0 | 0 | 0 | 0 | 0 | 0 | 0 | 0 | 0 | 0 | 0 | 0 | 0 | 0 | 0 | 0 | 2784 | 0 | 3 | 2017-03-27 | WEEKDAY | 21.5276 | 2.27 | 0 | 0 | 0 | 0 | 2879.5942 | 0 | 0 | NA | 95.99%
| 0 | 4 | 2017-04-27 | 0 | 0 | 0 | 0 | 0 | 0 | 0 | 0 | 0 | 0 | 0 | 0 | 0 | 0 | 0 | 0 | 0 | 2785 | 1 | 3 | 2017-03-27 01:00 | WEEKDAY | 22.1956 | 2.27 | 0 | 0 | 0 | 0 | 2879.5942 | 0 | 0 | NA | 95.99%
| 1 | 4 | 2017-04-27 01:00 | 0 | 0 | 0 | 0 | 0 | 0 | 0 | 0 | 0 | 0 | 0 | 0 | 0 | 0 | 0 | 0 | 0 | 2786 | 2 | 3 | 2017-03-27 02:00 | WEEKDAY | 19.7517 | 2.27 | 0 | 0 | 0 | 0 | 2879.5942 | 0 | 0 | NA | 95.99%
| 2 | 4 | 2017-04-27 02:00 | 0 | 0 | 0 | 0 | 0 | 0 | 0 | 0 | 0 | 0 | 0 | 0 | 0 | 0 | 0 | 0 | 0 | 2787 | 3 | 3 | 2017-03-27 03:00 | WEEKDAY | 19.7517 | 2.27 | 0 | 0 | 0 | 0 | 2879.5942 | 0 | 0 | NA | 95.99%
| 3 | 4 | 2017-04-27 03:00 | 0 | 0 | 0 | 0 | 0 | 0 | 0 | 0 | 0 | 0 | 0 | 0 | 0 | 0 | 0 | 0 | 0 | 2788 | 4 | 3 | 2017-03-27 04:00 | WEEKDAY | 16.3252 | 2.27 | 0 | 0 | 0 | 0 | 2879.5942 | 0 | 0 | NA | 95.99%
| 4 | 4 | 2017-04-27 04:00 | 0 | 0 | 0 | 0 | 0 | 0 | 0 | 0 | 0 | 0 | 0 | 0 | 0 | 0 | 0 | 0 | 0 | 2789 | 5 | 3 | 2017-03-27 05:00 | WEEKDAY | 12.0804 | 2.27 | 0 | 0 | 0 | 0 | 2879.5942 | 0 | 0 | NA | 95.99%
| 5 | 4 | 2017-04-27 05:00 | 0 | 0 | 0 | 0 | 0 | 0 | 0 | 0 | 0 | 0 | 0 | 0 | 0 | 0 | 0 | 0 | 0 | 2790 | 6 | 3 | 2017-03-27 06:00 | WEEKDAY | 17.2744 | 20.45 | 0 | 0 | 0 | 0 | 2879.5942 | 0 | 0 | NA | 95.99%
| 6 | 4 | 2017-04-27 06:00 | 703.4003 | 31.616 | 12.6036 | 23.133 | 87.4527 | 15.9677 | 57.8075 | 129.6738 | 158.3098 | 7.9838 | 122.9521 | 10.8217 | 31.0485 | 18.5996 | 703.4003 | 87.4527 | 703.4003 | 2791 | 7 | 3 | 2017-03-27 07:00 | WEEKDAY | 20.7009 | 20.45 | 64.1424 | 0 | 0 | 0 | 2879.5942 | 0 | 0 | NA | 95.99%
| 7 | 4 | 2017-04-27 07:00 | 965.3393 | 98.2268 | 55.5451 | 113.7925 | 698.2536 | 49.6095 | 695.723 | 283.8055 | 159.0257 | 24.8048 | 594.5842 | 22.7878 | 150.1475 | 63.5452 | 965.3393 | 698.2536 | 965.3393 | 2792 | 8 | 3 | 2017-03-27 08:00 | WEEKDAY | 22.2012 | 20.45 | 723.781 | 702.0676 | 0 | 702.0676 | 2943.7366 | 0 | 0 | NA | 98.12%
| 8 | 4 | 2017-04-27 08:00 | 990.0001 | 257.5151 | 111.7178 | 370.9457 | 1494.2986 | 130.0581 | 933.409 | 829.7335 | 671.0916 | 65.0291 | 599.5728 | 109.751 | 151.4073 | 149.1976 | 990.0001 | 1494.2986 | 990.0001 | 2793 | 9 | 3 | 2017-03-27 09:00 | WEEKDAY | 22.101 | 11.33 | 974.519 | 945.2834 | 0 | 945.2834 | 2943.7366 | 0 | 0 | NA | 98.12%
| 9 | 4 | 2017-04-27 09:00 | 990.0001 | 1152.0235 | 162.3486 | 704.4386 | 1848.4215 | 581.8301 | 990 | 777.7867 | 613.1351 | 290.915 | 769.2976 | 39.7585 | 194.2671 | 206.0837 | 990.0001 | 1848.4215 | 990.0001 | 2794 | 10 | 3 | 2017-03-27 10:00 | WEEKDAY | 24.2137 | 11.33 | 1038.68 | 990 | 0 | 990 | 2943.7366 | 0 | 0 | NA | 98.12%
| 10 | 4 | 2017-04-27 10:00 | 990.0001 | 492.9543 | 213.9683 | 327.1726 | 1732.5611 | 248.9668 | 990 | 1107.4116 | 788.2521 | 124.4834 | 964.6652 | 64.1255 | 243.6023 | 264.2971 | 990.0001 | 1732.5611 | 990.0001 | 2795 | 11 | 3 | 2017-03-27 11:00 | WEEKDAY | 29.1794 | 11.33 | 1051.96 | 990 | 0 | 990 | 2943.7366 | 0 | 0 | NA | 98.12%
| 11 | 4 | 2017-04-27 11:00 | 990.0001 | 577.5001 | 254.9584 | 373.8934 | 1774.6689 | 291.6667 | 958.425 | 1169.7361 | 701.6068 | 145.8334 | 990.0001 | 75.9753 | 250 | 303.3291 | 990.0001 | 1774.6689 | 990.0001 | 2796 | 12 | 3 | 2017-03-27 12:00 | WEEKDAY | 31.654 | 11.33 | 1000.77 | 970.7469 | 0 | 970.7469 | 2943.7366 | 0 | 0 | NA | 98.12%
| 12 | 4 | 2017-04-27 12:00 | 990.0001 | 612.8109 | 274.9689 | 695.0958 | 1901.671 | 309.5005 | 946.24 | 955.5307 | 740.822 | 154.7502 | 966.286 | 81.7665 | 244.0116 | 318.3885 | 990.0001 | 1901.671 | 990.0001 | 2797 | 13 | 3 | 2017-03-27 13:00 | WEEKDAY | 33.7666 | 11.33 | 987.807 | 958.1728 | 0 | 958.1728 | 2943.7366 | 0 | 0 | NA | 98.12%
| 13 | 4 | 2017-04-27 13:00 | 990.0001 | 577.6857 | 266.3273 | 772.5725 | 1970.9154 | 291.7605 | 943.843 | 1700.4083 | 566.9825 | 145.8802 | 976.9773 | 78.2536 | 246.7114 | 298.87 | 990.0001 | 1970.9154 | 990.0001 | 2798 | 14 | 3 | 2017-03-27 14:00 | WEEKDAY | 35.4006 | 1.96 | 985.251 | 955.6935 | 0 | 955.6935 | 2943.7366 | 0 | 0 | NA | 98.12%
| 14 | 4 | 2017-04-27 14:00 | 990.0001 | 1612.8357 | 234.651 | 253.2122 | 1980.0001 | 814.5635 | 954.05 | 1918.5584 | 688.9444 | 407.2817 | 893.1257 | 67.7871 | 225.5368 | 255.9009 | 990.0001 | 1980.0001 | 990.0001 | 2799 | 15 | 3 | 2017-03-27 15:00 | WEEKDAY | 44.2103 | 1.96 | 996.081 | 966.1986 | 0 | 966.1986 | 2943.7366 | 0 | 0 | NA | 98.12%
| 15 | 4 | 2017-04-27 15:00 | 990.0001 | 1026.7156 | 185.6442 | 197.8211 | 1962.0264 | 518.5432 | 956.288 | 1937.3689 | 356.3053 | 259.2716 | 926.3507 | 52.5029 | 233.9269 | 196.0124 | 990.0001 | 1962.0264 | 990.0001 | 2800 | 16 | 3 | 2017-03-27 16:00 | WEEKDAY | 51.0717 | 1.96 | 998.467 | 968.513 | 0 | 968.513 | 2943.7366 | 0 | 0 | NA | 98.12%
| 16 | 4 | 2017-04-27 16:00 | 835.1219 | 528.8429 | 137.0891 | 406.3098 | 1635.4335 | 267.0924 | 939.071 | 1630.602 | 367.598 | 133.5462 | 894.27 | 38.0595 | 225.8257 | 139.329 | 835.1219 | 1635.4335 | 835.1219 | 2801 | 17 | 3 | 2017-03-27 17:00 | WEEKDAY | 73.1782 | 19.93 | 980.22 | 950.8134 | 0 | 950.8134 | 2943.7366 | 0 | 0 | NA | 98.12%
| 17 | 4 | 2017-04-27 17:00 | 431.4497 | 613.196 | 81.2452 | 651.31 | 1460.0084 | 309.6949 | 815.787 | 1306.7861 | 647.7379 | 154.8475 | 790.4658 | 21.4344 | 199.6126 | 72.3961 | 431.4497 | 1460.0084 | 431.4497 | 2802 | 18 | 3 | 2017-03-27 18:00 | WEEKDAY | 34.6741 | 19.93 | 849.648 | 824.1586 | 0 | 824.1586 | 2943.7366 | 0 | 0 | NA | 98.12%
| 18 | 4 | 2017-04-27 18:00 | 4.0863 | 154.3068 | 25.2604 | 136.2407 | 309.6841 | 77.9327 | 598.032 | 257.4334 | 382.0442 | 38.9664 | 275.3773 | 5.5657 | 69.5397 | 20.7806 | 4.0863 | 309.6841 | 4.0863 | 2803 | 19 | 3 | 2017-03-27 19:00 | WEEKDAY | 33.9615 | 19.93 | 621.348 | 602.7076 | 0 | 602.7076 | 2943.7366 | 0 | 0 | NA | 98.12%
| 19 | 4 | 2017-04-27 19:00 | 0 | 0 | 0 | 0 | 0 | 0 | 0 | 0 | 52.9187 | 0 | 0 | 0 | 0 | 0 | 0 | 0 | 0 | 2804 | 20 | 3 | 2017-03-27 20:00 | WEEKDAY | 32.0075 | 12.08 | 0 | 0 | 0 | 0 | 2943.7366 | 0 | 0 | NA | 98.12%
| 20 | 4 | 2017-04-27 20:00 | 0 | 0 | 0 | 0 | 0 | 0 | 0 | 0 | 0 | 0 | 0 | 0 | 0 | 0 | 0 | 0 | 0 | 2805 | 21 | 3 | 2017-03-27 21:00 | WEEKDAY | 29.6832 | 12.08 | 0 | 0 | 0 | 0 | 2943.7366 | 0 | 0 | NA | 98.12%
| 21 | 4 | 2017-04-27 21:00 | 0 | 0 | 0 | 0 | 0 | 0 | 0 | 0 | 0 | 0 | 0 | 0 | 0 | 0 | 0 | 0 | 0 | 2806 | 22 | 3 | 2017-03-27 22:00 | WEEKDAY | 22.0982 | 12.08 | 0 | 0 | 0 | 0 | 2943.7366 | 0 | 0 | NA | 98.12%
| 22 | 4 | 2017-04-27 22:00 | 0 | 0 | 0 | 0 | 0 | 0 | 0 | 0 | 0 | 0 | 0 | 0 | 0 | 0 | 0 | 0 | 0 | 2807 | 23 | 3 | 2017-03-27 23:00 | WEEKDAY | 19.9438 | 2.27 | 0 | 0 | 0 | 0 | 2943.7366 | 0 | 0 | NA | 98.12%
| 23 | 4 | 2017-04-27 23:00 | 0 | 0 | 0 | 0 | 0 | 0 | 0 | 0 | 0 | 0 | 0 | 0 | 0 | 0 | 0 | 0 | 0 | 2808 | 0 | 3 | 2017-03-28 | WEEKDAY | 19.1477 | 2.27 | 0 | 0 | 0 | 0 | 2943.7366 | 0 | 0 | NA | 98.12%
| 0 | 4 | 2017-04-28 | 0 | 0 | 0 | 0 | 0 | 0 | 0 | 0 | 0 | 0 | 0 | 0 | 0 | 0 | 0 | 0 | 0 | 2809 | 1 | 3 | 2017-03-28 01:00 | WEEKDAY | 16.2501 | 2.27 | 0 | 0 | 0 | 0 | 2943.7366 | 0 | 0 | NA | 98.12%
| 1 | 4 | 2017-04-28 01:00 | 0 | 0 | 0 | 0 | 0 | 0 | 0 | 0 | 0 | 0 | 0 | 0 | 0 | 0 | 0 | 0 | 0 | 2810 | 2 | 3 | 2017-03-28 02:00 | WEEKDAY | 7.7854 | 2.27 | 0 | 0 | 0 | 0 | 2943.7366 | 0 | 0 | NA | 98.12%
| 2 | 4 | 2017-04-28 02:00 | 0 | 0 | 0 | 0 | 0 | 0 | 0 | 0 | 0 | 0 | 0 | 0 | 0 | 0 | 0 | 0 | 0 | 2811 | 3 | 3 | 2017-03-28 03:00 | WEEKDAY | 2.9561 | 2.27 | 0 | 0 | 0 | 0 | 2943.7366 | 0 | 0 | NA | 98.12%
| 3 | 4 | 2017-04-28 03:00 | 0 | 0 | 0 | 0 | 0 | 0 | 0 | 0 | 0 | 0 | 0 | 0 | 0 | 0 | 0 | 0 | 0 | 2812 | 4 | 3 | 2017-03-28 04:00 | WEEKDAY | 6.5802 | 2.27 | 0 | 0 | 0 | 0 | 2943.7366 | 0 | 0 | NA | 98.12%
| 4 | 4 | 2017-04-28 04:00 | 0 | 0 | 0 | 0 | 0 | 0 | 0 | 0 | 0 | 0 | 0 | 0 | 0 | 0 | 0 | 0 | 0 | 2813 | 5 | 3 | 2017-03-28 05:00 | WEEKDAY | 16.3837 | 2.27 | 0 | 0 | 0 | 0 | 2943.7366 | 0 | 0 | NA | 98.12%
| 5 | 4 | 2017-04-28 05:00 | 0 | 0 | 0 | 0 | 0 | 0 | 0 | 0 | 0 | 0 | 0 | 0 | 0 | 0 | 0 | 0 | 0 | 2814 | 6 | 3 | 2017-03-28 06:00 | WEEKDAY | 19.2646 | 20.45 | 0 | 0 | 0 | 0 | 2943.7366 | 0 | 0 | NA | 98.12%
| 6 | 4 | 2017-04-28 06:00 | 615.4247 | 38.0334 | 95.0278 | 15.8116 | 48.8247 | 19.2088 | 84.1003 | 334.8877 | 0 | 9.6044 | 81.8974 | 4.2951 | 20.6812 | 181.2673 | 615.4247 | 48.8247 | 615.4247 | 2815 | 7 | 3 | 2017-03-28 07:00 | WEEKDAY | 22.2123 | 20.45 | 90.9561 | 88.2274 | 0 | 88.2274 | 2943.7366 | 0 | 0 | NA | 98.12%
| 7 | 4 | 2017-04-28 07:00 | 646.5759 | 95.1039 | 612.6829 | 311.1554 | 216.5221 | 48.0323 | 670.625 | 1345.5008 | 28.9999 | 24.0161 | 386.3501 | 13.256 | 97.5632 | 721.291 | 646.5759 | 216.5221 | 646.5759 | 2816 | 8 | 3 | 2017-03-28 08:00 | WEEKDAY | 22.0899 | 20.45 | 697.429 | 676.5061 | 0 | 676.5061 | 2943.7366 | 0 | 0 | NA | 98.12%
| 8 | 4 | 2017-04-28 08:00 | 990.0001 | 256.2199 | 456.2891 | 607.4257 | 488.0565 | 129.404 | 880.46 | 1544.089 | 174.665 | 64.702 | 421.0569 | 27.213 | 106.3275 | 939.8912 | 990.0001 | 488.0565 | 990.0001 | 2817 | 9 | 3 | 2017-03-28 09:00 | WEEKDAY | 20.7705 | 11.33 | 918.235 | 890.688 | 0 | 890.688 | 2943.7366 | 0 | 0 | NA | 98.12%
| 9 | 4 | 2017-04-28 09:00 | 990.0001 | 382.3733 | 376.866 | 683.5407 | 959.5479 | 193.1178 | 963.909 | 1813.4933 | 208.4346 | 96.5589 | 953.2735 | 39.255 | 240.7256 | 990.0001 | 990.0001 | 959.5479 | 990.0001 | 2818 | 10 | 3 | 2017-03-28 10:00 | WEEKDAY | 20.8373 | 11.33 | 1006.76 | 976.5572 | 0 | 976.5572 | 2943.7366 | 0 | 0 | NA | 98.12%
| 10 | 4 | 2017-04-28 10:00 | 990.0001 | 1112.2872 | 788.3806 | 947.9152 | 1039.8265 | 561.7612 | 976.849 | 1822.2558 | 359.7643 | 280.8806 | 908.1276 | 137.2127 | 229.3252 | 990.0001 | 990.0001 | 1039.8265 | 990.0001 | 2819 | 11 | 3 | 2017-03-28 11:00 | WEEKDAY | 19.2563 | 11.33 | 1020.46 | 989.8462 | 0 | 989.8462 | 2943.7366 | 0 | 0 | NA | 98.12%
| 11 | 4 | 2017-04-28 11:00 | 990.0001 | 590.9112 | 990.0001 | 421.2818 | 1493.6253 | 298.44 | 961.456 | 1768.1675 | 328.279 | 149.22 | 990.0001 | 238.1939 | 250 | 990.0001 | 990.0001 | 1493.6253 | 990.0001 | 2820 | 12 | 3 | 2017-03-28 12:00 | WEEKDAY | 22.3599 | 11.33 | 1004.09 | 973.9673 | 0 | 973.9673 | 2943.7366 | 0 | 0 | NA | 98.12%
| 12 | 4 | 2017-04-28 12:00 | 990.0001 | 628.9482 | 974.0892 | 308.5044 | 1672.0694 | 317.6506 | 954.674 | 1896.321 | 557.7413 | 158.8253 | 990.0001 | 241.6747 | 250 | 973.1022 | 990.0001 | 1672.0694 | 990.0001 | 2821 | 13 | 3 | 2017-03-28 13:00 | WEEKDAY | 21.4274 | 11.33 | 996.89 | 966.9833 | 0 | 966.9833 | 2943.7366 | 0 | 0 | NA | 98.12%
| 13 | 4 | 2017-04-28 13:00 | 990.0001 | 598.5039 | 846.0597 | 301.9721 | 1307.6422 | 302.2747 | 954.813 | 1757.3135 | 583.4104 | 151.1373 | 990.0001 | 250 | 250 | 659.5079 | 990.0001 | 1307.6422 | 990.0001 | 2822 | 14 | 3 | 2017-03-28 14:00 | WEEKDAY | 21.8672 | 1.96 | 997.047 | 967.1356 | 0 | 967.1356 | 2943.7366 | 0 | 0 | NA | 98.12%
| 14 | 4 | 2017-04-28 14:00 | 990.0001 | 512.8901 | 990.0001 | 671.94 | 712.41 | 259.0354 | 968.606 | 1775.6105 | 507.6679 | 129.5177 | 990.0001 | 243.6194 | 250 | 645.7659 | 990.0001 | 712.41 | 990.0001 | 2823 | 15 | 3 | 2017-03-28 15:00 | WEEKDAY | 24.6813 | 1.96 | 1011.71 | 981.3587 | 0 | 981.3587 | 2943.7366 | 0 | 0 | NA | 98.12%
| 15 | 4 | 2017-04-28 15:00 | 990.0001 | 393.6366 | 990.0001 | 805.082 | 675.3067 | 198.8063 | 971.203 | 523.9552 | 990 | 99.4032 | 990.0001 | 168.0911 | 250 | 656.6584 | 990.0001 | 675.3067 | 990.0001 | 2824 | 16 | 3 | 2017-03-28 16:00 | WEEKDAY | 23.5651 | 1.96 | 1014.48 | 984.0456 | 0 | 984.0456 | 2943.7366 | 0 | 0 | NA | 98.12%
| 16 | 4 | 2017-04-28 16:00 | 807.2813 | 269.9694 | 983.666 | 608.4854 | 835.3397 | 136.3482 | 949.246 | 886.6456 | 513.453 | 68.1741 | 955.1545 | 182.1042 | 241.2006 | 896.0973 | 807.2813 | 835.3397 | 807.2813 | 2825 | 17 | 3 | 2017-03-28 17:00 | WEEKDAY | 27.565 | 19.93 | 991.17 | 961.4349 | 0 | 961.4349 | 2943.7366 | 0 | 0 | NA | 98.12%
| 17 | 4 | 2017-04-28 17:00 | 378.9239 | 133.8957 | 798.8207 | 544.9047 | 411.166 | 67.6241 | 835.959 | 952.2544 | 227.0741 | 33.8121 | 768.7775 | 132.7106 | 194.1357 | 663.4733 | 378.9239 | 411.166 | 378.9239 | 2826 | 18 | 3 | 2017-03-28 18:00 | WEEKDAY | 27.8517 | 19.93 | 871.126 | 844.9922 | 0 | 844.9922 | 2943.7366 | 0 | 0 | NA | 98.12%
| 18 | 4 | 2017-04-28 18:00 | 4.5492 | 62.7138 | 266.3626 | 157.5034 | 139.9902 | 31.6736 | 579.957 | 86.1672 | 22.641 | 15.8368 | 215.6784 | 21.518 | 54.4642 | 133.427 | 4.5492 | 139.9902 | 4.5492 | 2827 | 19 | 3 | 2017-03-28 19:00 | WEEKDAY | 23.6959 | 19.93 | 602.524 | 584.4483 | 0 | 584.4483 | 2943.7366 | 0 | 0 | NA | 98.12%
| 19 | 4 | 2017-04-28 19:00 | 0 | 0 | 0.33932 | 0 | 0 | 0 | 0 | 0 | 0 | 0 | 0 | 0 | 0 | 0 | 0 | 0 | 0 | 2828 | 20 | 3 | 2017-03-28 20:00 | WEEKDAY | 22.3098 | 12.08 | 0 | 0 | 0 | 0 | 2943.7366 | 0 | 0 | NA | 98.12%
| 20 | 4 | 2017-04-28 20:00 | 0 | 0 | 0 | 0 | 0 | 0 | 0 | 0 | 0 | 0 | 0 | 0 | 0 | 0 | 0 | 0 | 0 | 2829 | 21 | 3 | 2017-03-28 21:00 | WEEKDAY | 22.4461 | 12.08 | 0 | 0 | 0 | 0 | 2943.7366 | 0 | 0 | NA | 98.12%
| 21 | 4 | 2017-04-28 21:00 | 0 | 0 | 0 | 0 | 0 | 0 | 0 | 0 | 0 | 0 | 0 | 0 | 0 | 0 | 0 | 0 | 0 | 2830 | 22 | 3 | 2017-03-28 22:00 | WEEKDAY | 24.8901 | 12.08 | 0 | 0 | 0 | 0 | 2943.7366 | 0 | 0 | NA | 98.12%
| 22 | 4 | 2017-04-28 22:00 | 0 | 0 | 0 | 0 | 0 | 0 | 0 | 0 | 0 | 0 | 0 | 0 | 0 | 0 | 0 | 0 | 0 | 2831 | 23 | 3 | 2017-03-28 23:00 | WEEKDAY | 27.2254 | 2.27 | 0 | 0 | 0 | 0 | 2943.7366 | 0 | 0 | NA | 98.12%
| 23 | 4 | 2017-04-28 23:00 | 0 | 0 | 0 | 0 | 0 | 0 | 0 | 0 | 0 | 0 | 0 | 0 | 0 | 0 | 0 | 0 | 0 | 2832 | 0 | 3 | 2017-03-29 | WEEKDAY | 23.348 | 2.27 | 0 | 0 | 0 | 0 | 2943.7366 | 0 | 0 | NA | 98.12%
| 0 | 4 | 2017-04-29 | 0 | 0 | 0 | 0 | 0 | 0 | 0 | 0 | 0 | 0 | 0 | 0 | 0 | 0 | 0 | 0 | 0 | 2833 | 1 | 3 | 2017-03-29 01:00 | WEEKDAY | 48.9618 | 2.27 | 0 | 0 | 0 | 0 | 2943.7366 | 0 | 0 | NA | 98.12%
| 1 | 4 | 2017-04-29 01:00 | 0 | 0 | 0 | 0 | 0 | 0 | 0 | 0 | 0 | 0 | 0 | 0 | 0 | 0 | 0 | 0 | 0 | 2834 | 2 | 3 | 2017-03-29 02:00 | WEEKDAY | 21.5777 | 2.27 | 0 | 0 | 0 | 0 | 2943.7366 | 0 | 0 | NA | 98.12%
| 2 | 4 | 2017-04-29 02:00 | 0 | 0 | 0 | 0 | 0 | 0 | 0 | 0 | 0 | 0 | 0 | 0 | 0 | 0 | 0 | 0 | 0 | 2835 | 3 | 3 | 2017-03-29 03:00 | WEEKDAY | 19.2145 | 2.27 | 0 | 0 | 0 | 0 | 2943.7366 | 0 | 0 | NA | 98.12%
| 3 | 4 | 2017-04-29 03:00 | 0 | 0 | 0 | 0 | 0 | 0 | 0 | 0 | 0 | 0 | 0 | 0 | 0 | 0 | 0 | 0 | 0 | 2836 | 4 | 3 | 2017-03-29 04:00 | WEEKDAY | 17.7142 | 2.27 | 0 | 0 | 0 | 0 | 2943.7366 | 0 | 0 | NA | 98.12%
| 4 | 4 | 2017-04-29 04:00 | 0 | 0 | 0 | 0 | 0 | 0 | 0 | 0 | 0 | 0 | 0 | 0 | 0 | 0 | 0 | 0 | 0 | 2837 | 5 | 3 | 2017-03-29 05:00 | WEEKDAY | 16.5256 | 2.27 | 0 | 0 | 0 | 0 | 2943.7366 | 0 | 0 | NA | 98.12%
| 5 | 4 | 2017-04-29 05:00 | 0 | 0 | 0 | 0 | 0 | 0 | 0 | 0 | 0 | 0 | 0 | 0 | 0 | 0 | 0 | 0 | 0 | 2838 | 6 | 3 | 2017-03-29 06:00 | WEEKDAY | 17.3913 | 20.45 | 0 | 0 | 0 | 0 | 2943.7366 | 0 | 0 | NA | 98.12%
| 6 | 4 | 2017-04-29 06:00 | 634.7542 | 38.7027 | 11.409 | 151.1668 | 52.2121 | 19.5468 | 0 | 75.8254 | 171.398 | 9.7734 | 132.2526 | 5.925 | 33.3971 | 256.8781 | 634.7542 | 52.2121 | 634.7542 | 2839 | 7 | 3 | 2017-03-29 07:00 | WEEKDAY | 21.998 | 20.45 | 1.3628 | 0 | 0 | 0 | 2943.7366 | 0 | 0 | NA | 98.12%
| 7 | 4 | 2017-04-29 07:00 | 510.1511 | 95.1491 | 43.3713 | 328.601 | 162.3332 | 48.0551 | 243.647 | 414.73 | 359.6314 | 24.0276 | 780.1972 | 10.9296 | 197.0195 | 812.7635 | 510.1511 | 162.3332 | 510.1511 | 2840 | 8 | 3 | 2017-03-29 08:00 | WEEKDAY | 20.9458 | 20.45 | 254.387 | 246.7554 | 0 | 246.7554 | 2945.0995 | 0 | 0 | NA | 98.17%
| 8 | 4 | 2017-04-29 08:00 | 836.6932 | 254.8248 | 136.0753 | 892.8155 | 205.9719 | 128.6994 | 398.138 | 611.9943 | 953.5934 | 64.3497 | 973.4348 | 20.3355 | 245.8169 | 990.0001 | 836.6932 | 205.9719 | 836.6932 | 2841 | 9 | 3 | 2017-03-29 09:00 | WEEKDAY | 18.7636 | 11.33 | 413.698 | 401.2871 | 0 | 401.2871 | 2945.0995 | 0 | 0 | NA | 98.17%
| 9 | 4 | 2017-04-29 09:00 | 990.0001 | 773.3644 | 197.678 | 990.0001 | 566.5643 | 390.5881 | 661.03 | 749.5957 | 990 | 195.294 | 990.0001 | 31.01 | 250 | 990.0001 | 990.0001 | 566.5643 | 990.0001 | 2842 | 10 | 3 | 2017-03-29 10:00 | WEEKDAY | 15.3788 | 11.33 | 687.403 | 666.7809 | 0 | 666.7809 | 2945.0995 | 0 | 0 | NA | 98.17%
| 10 | 4 | 2017-04-29 10:00 | 990.0001 | 493.7831 | 214.3922 | 921.378 | 656.825 | 249.3854 | 705.512 | 1980.0001 | 990 | 124.6927 | 990.0001 | 43.383 | 250 | 990.0001 | 990.0001 | 656.825 | 990.0001 | 2843 | 11 | 3 | 2017-03-29 11:00 | WEEKDAY | 16.6314 | 11.33 | 734.016 | 711.9955 | 0 | 711.9955 | 2945.0995 | 0 | 0 | NA | 98.17%
| 11 | 4 | 2017-04-29 11:00 | 990.0001 | 870.591 | 256.1086 | 905.0464 | 837.3838 | 439.6924 | 808.454 | 1952.771 | 742.2469 | 219.8462 | 990.0001 | 63.001 | 250 | 990.0001 | 990.0001 | 837.3838 | 990.0001 | 2844 | 12 | 3 | 2017-03-29 12:00 | WEEKDAY | 13.4749 | 11.33 | 842.309 | 817.0397 | 0 | 817.0397 | 2945.0995 | 0 | 0 | NA | 98.17%
| 12 | 4 | 2017-04-29 12:00 | 990.0001 | 1407.4227 | 276.9294 | 990.0001 | 1066.932 | 710.8196 | 705.13 | 1980.0001 | 989.6191 | 355.4098 | 990.0001 | 56.5839 | 250 | 990.0001 | 990.0001 | 1066.932 | 990.0001 | 2845 | 13 | 3 | 2017-03-29 13:00 | WEEKDAY | 9.8619 | 11.33 | 733.558 | 711.5513 | 278 | 989.5513 | 2945.0995 | 0 | 0 | NA | 98.17%
| 13 | 4 | 2017-04-29 13:00 | 990.0001 | 1805.0372 | 223.1338 | 990.0001 | 849.4209 | 911.6349 | 477.511 | 1939.2986 | 990 | 455.8175 | 990.0001 | 64.8774 | 250 | 990.0001 | 990.0001 | 849.4209 | 990.0001 | 2846 | 14 | 3 | 2017-03-29 14:00 | WEEKDAY | 17.1825 | 1.96 | 495.884 | 481.0075 | 509 | 990.0075 | 2658.5015 | 0 | 0 | NA | 88.62%
| 14 | 4 | 2017-04-29 14:00 | 990.0001 | 1311.0024 | 195.8509 | 990.0001 | 904.241 | 662.1224 | 797.682 | 1980.0001 | 990.2502 | 331.0612 | 990.0001 | 66.821 | 250 | 990.0001 | 990.0001 | 904.241 | 990.0001 | 2847 | 15 | 3 | 2017-03-29 15:00 | WEEKDAY | 20.1748 | 1.96 | 830.898 | 805.9711 | 184 | 989.9711 | 2133.7592 | 0 | 0 | NA | 71.13%
| 15 | 4 | 2017-04-29 15:00 | 482.797 | 1846.1098 | 186.8837 | 990.0001 | 619.1512 | 932.3787 | 830.661 | 1980.0001 | 990 | 466.1893 | 990.0001 | 34.088 | 250 | 990.0001 | 482.797 | 619.1512 | 482.797 | 2848 | 16 | 3 | 2017-03-29 16:00 | WEEKDAY | 21.8978 | 1.96 | 865.702 | 839.7309 | 100 | 939.7309 | 1944.0685 | 0 | 0 | NA | 64.8%
| 16 | 4 | 2017-04-29 16:00 | 589.2329 | 1642.8355 | 136.872 | 913.8423 | 467.5697 | 829.7149 | 694.731 | 1911.789 | 989.1187 | 414.8574 | 990.0001 | 28.5004 | 250 | 935.1885 | 589.2329 | 467.5697 | 589.2329 | 2849 | 17 | 3 | 2017-03-29 17:00 | WEEKDAY | 21.4636 | 19.93 | 722.652 | 0 | 0 | 0 | 1840.9757 | 0 | 0 | NA | 61.37%
| 17 | 4 | 2017-04-29 17:00 | 218.2479 | 1195.5726 | 64.773 | 718.2386 | 303.0396 | 603.8246 | 856.268 | 1481.4575 | 914.5044 | 301.9123 | 810.9317 | 12.6262 | 204.7807 | 506.9987 | 218.2479 | 303.0396 | 218.2479 | 2850 | 18 | 3 | 2017-03-29 18:00 | WEEKDAY | 21.8588 | 19.93 | 892.817 | 866.0325 | 0 | 866.0325 | 2563.6277 | 0 | 0 | NA | 85.45%
| 18 | 4 | 2017-04-29 18:00 | 2.8414 | 128.2665 | 25.325 | 154.3465 | 110.7209 | 64.781 | 620.387 | 336.1335 | 720.0679 | 32.3905 | 297.6915 | 8.4821 | 75.1746 | 151.8709 | 2.8414 | 110.7209 | 2.8414 | 2851 | 19 | 3 | 2017-03-29 19:00 | WEEKDAY | 22.6132 | 19.93 | 644.853 | 625.5074 | 0 | 625.5074 | 2563.6277 | 0 | 0 | NA | 85.45%
| 19 | 4 | 2017-04-29 19:00 | 0 | 0 | 0 | 0 | 0 | 0 | 0 | 0 | 990.4749 | 0 | 0 | 0 | 0 | 0 | 0 | 0 | 0 | 2852 | 20 | 3 | 2017-03-29 20:00 | WEEKDAY | 25.4913 | 12.08 | 0 | 0 | 970 | 970 | 2563.6277 | 0 | 0 | NA | 85.45%
| 20 | 4 | 2017-04-29 20:00 | 0 | 0 | 0 | 0 | 0 | 0 | 0 | 0 | 0 | 0 | 0 | 0 | 0 | 0 | 0 | 0 | 0 | 2853 | 21 | 3 | 2017-03-29 21:00 | WEEKDAY | 182.1578 | 12.08 | 0 | 0 | 0 | 0 | 1563.6277 | 0 | 0 | NA | 52.12%
| 21 | 4 | 2017-04-29 21:00 | 0 | 0 | 0 | 0 | 0 | 0 | 0 | 0 | 0 | 0 | 0 | 0 | 0 | 0 | 0 | 0 | 0 | 2854 | 22 | 3 | 2017-03-29 22:00 | WEEKDAY | 27.3479 | 12.08 | 0 | 0 | 0 | 0 | 1563.6277 | 0 | 0 | NA | 52.12%
| 22 | 4 | 2017-04-29 22:00 | 0 | 0 | 0 | 0 | 0 | 0 | 0 | 0 | 0 | 0 | 0 | 0 | 0 | 0 | 0 | 0 | 0 | 2855 | 23 | 3 | 2017-03-29 23:00 | WEEKDAY | 23.1977 | 2.27 | 0 | 0 | 0 | 0 | 1563.6277 | 0 | 0 | NA | 52.12%
| 23 | 4 | 2017-04-29 23:00 | 0 | 0 | 0 | 0 | 0 | 0 | 0 | 0 | 0 | 0 | 0 | 0 | 0 | 0 | 0 | 0 | 0 | 2856 | 0 | 3 | 2017-03-30 | WEEKDAY | 21.3689 | 2.27 | 0 | 0 | 0 | 0 | 1563.6277 | 0 | 0 | NA | 52.12%
| 0 | 4 | 2017-04-30 | 0 | 0 | 0 | 0 | 0 | 0 | 0 | 0 | 0 | 0 | 0 | 0 | 0 | 0 | 0 | 0 | 0 | 2857 | 1 | 3 | 2017-03-30 01:00 | WEEKDAY | 19.9772 | 2.27 | 0 | 0 | 0 | 0 | 1563.6277 | 0 | 0 | NA | 52.12%
| 1 | 4 | 2017-04-30 01:00 | 0 | 0 | 0 | 0 | 0 | 0 | 0 | 0 | 0 | 0 | 0 | 0 | 0 | 0 | 0 | 0 | 0 | 2858 | 2 | 3 | 2017-03-30 02:00 | WEEKDAY | 15.8938 | 2.27 | 0 | 0 | 0 | 0 | 1563.6277 | 0 | 0 | NA | 52.12%
| 2 | 4 | 2017-04-30 02:00 | 0 | 0 | 0 | 0 | 0 | 0 | 0 | 0 | 0 | 0 | 0 | 0 | 0 | 0 | 0 | 0 | 0 | 2859 | 3 | 3 | 2017-03-30 03:00 | WEEKDAY | 12.3782 | 2.27 | 0 | 0 | 0 | 0 | 1563.6277 | 0 | 0 | NA | 52.12%
| 3 | 4 | 2017-04-30 03:00 | 0 | 0 | 0 | 0 | 0 | 0 | 0 | 0 | 0 | 0 | 0 | 0 | 0 | 0 | 0 | 0 | 0 | 2860 | 4 | 3 | 2017-03-30 04:00 | WEEKDAY | 17.845 | 2.27 | 0 | 0 | 0 | 0 | 1563.6277 | 0 | 0 | NA | 52.12%
| 4 | 4 | 2017-04-30 04:00 | 0 | 0 | 0 | 0 | 0 | 0 | 0 | 0 | 0 | 0 | 0 | 0 | 0 | 0 | 0 | 0 | 0 | 2861 | 5 | 3 | 2017-03-30 05:00 | WEEKDAY | 14.4686 | 2.27 | 0 | 0 | 0 | 0 | 1563.6277 | 0 | 0 | NA | 52.12%
| 5 | 4 | 2017-04-30 05:00 | 0 | 0 | 0 | 0 | 0 | 0 | 0 | 0 | 0 | 0 | 0 | 0 | 0 | 0 | 0 | 0 | 0 | 2862 | 6 | 3 | 2017-03-30 06:00 | WEEKDAY | 17.4414 | 20.45 | 0 | 0 | 0 | 0 | 1563.6277 | 0 | 0 | NA | 52.12%
| 6 | 4 | 2017-04-30 06:00 | 775.0969 | 51.4197 | 9.1431 | 149.9076 | 83.4876 | 25.9696 | 105.623 | 412.5392 | 0 | 12.9848 | 70.6789 | 5.7487 | 17.8482 | 176.1279 | 775.0969 | 83.4876 | 775.0969 | 2863 | 7 | 3 | 2017-03-30 07:00 | WEEKDAY | 21.0878 | 20.45 | 112.963 | 0 | 0 | 0 | 1563.6277 | 0 | 0 | NA | 52.12%
| 7 | 4 | 2017-04-30 07:00 | 990.0001 | 125.866 | 54.2495 | 332.1216 | 240.5357 | 63.5687 | 697.638 | 1497.4368 | 0 | 31.7843 | 566.8955 | 15.1931 | 143.1554 | 616.6136 | 990.0001 | 240.5357 | 990.0001 | 2864 | 8 | 3 | 2017-03-30 08:00 | WEEKDAY | 19.5207 | 20.45 | 725.851 | 0 | 0 | 0 | 1676.5907 | 0 | 0 | NA | 55.89%
| 8 | 4 | 2017-04-30 08:00 | 990.0001 | 628.5899 | 110.317 | 722.8779 | 522.4219 | 317.4696 | 947.578 | 1827.4971 | 959.9217 | 158.7348 | 769.593 | 32.0912 | 194.3417 | 884.7133 | 990.0001 | 522.4219 | 990.0001 | 2865 | 9 | 3 | 2017-03-30 09:00 | WEEKDAY | 18.9334 | 11.33 | 989.718 | 960.0265 | 0 | 960.0265 | 2402.4417 | 0 | 0 | NA | 80.08%
| 9 | 4 | 2017-04-30 09:00 | 990.0001 | 396.7247 | 410.5466 | 990.0001 | 689.8367 | 200.366 | 990 | 1980.0001 | 561.8444 | 100.183 | 832.9036 | 47.1449 | 210.3292 | 620.0425 | 990.0001 | 689.8367 | 990.0001 | 2866 | 10 | 3 | 2017-03-30 10:00 | WEEKDAY | 21.124 | 11.33 | 1068.06 | 990 | 0 | 990 | 2402.4417 | 0 | 0 | NA | 80.08%
| 10 | 4 | 2017-04-30 10:00 | 990.0001 | 522.3474 | 422.7266 | 949.7715 | 788.0415 | 263.8118 | 990 | 1806.5834 | 432.0865 | 131.9059 | 943.0972 | 63.685 | 238.1559 | 820.3754 | 990.0001 | 788.0415 | 990.0001 | 2867 | 11 | 3 | 2017-03-30 11:00 | WEEKDAY | 21.3355 | 11.33 | 1086.67 | 990 | 0 | 990 | 2402.4417 | 0 | 0 | NA | 80.08%
| 11 | 4 | 2017-04-30 11:00 | 990.0001 | 606.6347 | 721.5822 | 946.0671 | 947.9493 | 306.3812 | 990 | 1980.0001 | 584.4774 | 153.1906 | 989.0617 | 75.7261 | 249.7631 | 909.0163 | 990.0001 | 947.9493 | 990.0001 | 2868 | 12 | 3 | 2017-03-30 12:00 | WEEKDAY | 21.4385 | 11.33 | 1068.14 | 990 | 0 | 990 | 2402.4417 | 0 | 0 | NA | 80.08%
| 12 | 4 | 2017-04-30 12:00 | 888.2261 | 643.3648 | 820.8628 | 944.2885 | 1020.4561 | 324.9317 | 990 | 1975.4294 | 748.4966 | 162.4659 | 961.8525 | 80.6382 | 242.892 | 923.622 | 888.2261 | 1020.4561 | 888.2261 | 2869 | 13 | 3 | 2017-03-30 13:00 | WEEKDAY | 22.0815 | 11.33 | 1057.45 | 990 | 0 | 990 | 2402.4417 | 0 | 0 | NA | 80.08%
| 13 | 4 | 2017-04-30 13:00 | 990.0001 | 609.4189 | 655.6256 | 953.6867 | 916.5565 | 307.7873 | 990 | 1980.0001 | 990 | 153.8937 | 879.1529 | 76.7333 | 222.0083 | 384.9189 | 990.0001 | 916.5565 | 990.0001 | 2870 | 14 | 3 | 2017-03-30 14:00 | WEEKDAY | 22.1817 | 1.96 | 1055.76 | 990 | 0 | 990 | 2402.4417 | 0 | 0 | NA | 80.08%
| 14 | 4 | 2017-04-30 14:00 | 990.0001 | 524.8468 | 764.0347 | 940.5944 | 802.3743 | 265.0741 | 990 | 1980.0001 | 990 | 132.5371 | 933.2121 | 65.153 | 235.6596 | 663.3204 | 990.0001 | 802.3743 | 990.0001 | 2871 | 15 | 3 | 2017-03-30 15:00 | WEEKDAY | 22.2875 | 1.96 | 1070.28 | 990 | 0 | 990 | 2402.4417 | 0 | 0 | NA | 80.08%
| 15 | 4 | 2017-04-30 15:00 | 990.0001 | 401.829 | 990.0001 | 943.7203 | 1309.6411 | 202.9439 | 990 | 1817.37 | 990 | 101.472 | 936.555 | 219.2817 | 236.5038 | 400.3144 | 990.0001 | 1309.6411 | 990.0001 | 2872 | 16 | 3 | 2017-03-30 16:00 | WEEKDAY | 22.4879 | 1.96 | 1076.25 | 990 | 0 | 990 | 2402.4417 | 0 | 0 | NA | 80.08%
| 16 | 4 | 2017-04-30 16:00 | 890.4079 | 279.803 | 969.1864 | 796.5014 | 1226.2649 | 141.3146 | 990 | 1781.6937 | 990 | 70.6573 | 767.4146 | 209.759 | 193.7916 | 434.4534 | 890.4079 | 1226.2649 | 890.4079 | 2873 | 17 | 3 | 2017-03-30 17:00 | WEEKDAY | 23.0502 | 19.93 | 1058.01 | 990 | 0 | 990 | 2402.4417 | 0 | 0 | NA | 80.08%
| 17 | 4 | 2017-04-30 17:00 | 422.1866 | 142.4709 | 861.3887 | 574.0523 | 454.6559 | 71.955 | 593.94 | 1544.5642 | 926.737 | 35.9775 | 528.3021 | 163.7142 | 133.4096 | 325.597 | 422.1866 | 454.6559 | 422.1866 | 2874 | 18 | 3 | 2017-03-30 18:00 | WEEKDAY | 25.1294 | 19.93 | 617.223 | 598.7063 | 0 | 598.7063 | 2402.4417 | 0 | 0 | NA | 80.08%
| 18 | 4 | 2017-04-30 18:00 | 0 | 60.7996 | 373.793 | 96.7823 | 165.5296 | 30.7069 | 703.122 | 380.2845 | 675.6486 | 15.3534 | 108.9822 | 39.5334 | 27.5208 | 60.6501 | 0 | 165.5296 | 0 | 2875 | 19 | 3 | 2017-03-30 19:00 | WEEKDAY | 31.2531 | 19.93 | 731.5 | 709.555 | 0 | 709.555 | 2402.4417 | 0 | 0 | NA | 80.08%
| 19 | 4 | 2017-04-30 19:00 | 0 | 0 | 1.2811 | 0 | 0 | 0 | 0 | 0 | 0 | 0 | 0 | 0 | 0 | 0 | 0 | 0 | 0 | 2876 | 20 | 3 | 2017-03-30 20:00 | WEEKDAY | 43.0385 | 12.08 | 0 | 0 | 0 | 0 | 2402.4417 | 0 | 0 | NA | 80.08%
| 20 | 4 | 2017-04-30 20:00 | 0 | 0 | 0 | 0 | 0 | 0 | 0 | 0 | 0 | 0 | 0 | 0 | 0 | 0 | 0 | 0 | 0 | 2877 | 21 | 3 | 2017-03-30 21:00 | WEEKDAY | 32.4918 | 12.08 | 0 | 0 | 0 | 0 | 2402.4417 | 0 | 0 | NA | 80.08%
| 21 | 4 | 2017-04-30 21:00 | 0 | 0 | 0 | 0 | 0 | 0 | 0 | 0 | 0 | 0 | 0 | 0 | 0 | 0 | 0 | 0 | 0 | 2878 | 22 | 3 | 2017-03-30 22:00 | WEEKDAY | 24.0021 | 12.08 | 0 | 0 | 0 | 0 | 2402.4417 | 0 | 0 | NA | 80.08%
| 22 | 4 | 2017-04-30 22:00 | 0 | 0 | 0 | 0 | 0 | 0 | 0 | 0 | 0 | 0 | 0 | 0 | 0 | 0 | 0 | 0 | 0 | 2879 | 23 | 3 | 2017-03-30 23:00 | WEEKDAY | 21.2632 | 2.27 | 0 | 0 | 0 | 0 | 2402.4417 | 0 | 0 | NA | 80.08%
| 23 | 4 | 2017-04-30 23:00 | 0 | 0 | 0 | 0 | 0 | 0 | 0 | 0 | 0 | 0 | 0 | 0 | 0 | 0 | 0 | 0 | 0 | 2880 | 0 | 3 | 2017-03-31 | WEEKDAY | 14.2293 | 2.27 | 0 | 0 | 0 | 0 | 2402.4417 | 0 | 0 | NA | 80.08%
| 0 | 5 | 2017-05-01 | 0 | 0 | 0 | 0 | 0 | 0 | 0 | 0 | 0 | 0 | 0 | 0 | 0 | 0 | 0 | 0 | 0 | 2881 | 1 | 3 | 2017-03-31 01:00 | WEEKDAY | 2.2212 | 2.27 | 0 | 0 | 0 | 0 | 2402.4417 | 0 | 0 | NA | 80.08%
| 1 | 5 | 2017-05-01 01:00 | 0 | 0 | 0 | 0 | 0 | 0 | 0 | 0 | 0 | 0 | 0 | 0 | 0 | 0 | 0 | 0 | 0 | 2882 | 2 | 3 | 2017-03-31 02:00 | WEEKDAY | 2.1711 | 2.27 | 0 | 0 | 0 | 0 | 2402.4417 | 0 | 0 | NA | 80.08%
| 2 | 5 | 2017-05-01 02:00 | 0 | 0 | 0 | 0 | 0 | 0 | 0 | 0 | 0 | 0 | 0 | 0 | 0 | 0 | 0 | 0 | 0 | 2883 | 3 | 3 | 2017-03-31 03:00 | WEEKDAY | 0.69866 | 2.27 | 0 | 0 | 0 | 0 | 2402.4417 | 0 | 0 | NA | 80.08%
| 3 | 5 | 2017-05-01 03:00 | 0 | 0 | 0 | 0 | 0 | 0 | 0 | 0 | 0 | 0 | 0 | 0 | 0 | 0 | 0 | 0 | 0 | 2884 | 4 | 3 | 2017-03-31 04:00 | WEEKDAY | 4.3534 | 2.27 | 0 | 0 | 0 | 0 | 2402.4417 | 0 | 0 | NA | 80.08%
| 4 | 5 | 2017-05-01 04:00 | 0 | 0 | 0 | 0 | 0 | 0 | 0 | 0 | 0 | 0 | 0 | 0 | 0 | 0 | 0 | 0 | 0 | 2885 | 5 | 3 | 2017-03-31 05:00 | WEEKDAY | 8.6511 | 2.27 | 0 | 0 | 0 | 0 | 2402.4417 | 0 | 0 | NA | 80.08%
| 5 | 5 | 2017-05-01 05:00 | 0 | 0 | 0 | 0 | 0 | 0 | 0 | 0 | 0 | 0 | 0 | 0 | 0 | 0 | 0 | 0 | 0 | 2886 | 6 | 3 | 2017-03-31 06:00 | WEEKDAY | 13.7366 | 20.45 | 0 | 0 | 0 | 0 | 2402.4417 | 0 | 0 | NA | 80.08%
| 6 | 5 | 2017-05-01 06:00 | 617.0911 | 31.6948 | 102.4444 | 177.0888 | 23.3406 | 16.0075 | 144.172 | 389.8707 | 328.217 | 8.0037 | 90.4194 | 12.8008 | 22.8332 | 207.9363 | 617.0911 | 23.3406 | 617.0911 | 2887 | 7 | 3 | 2017-03-31 07:00 | WEEKDAY | 17.575 | 20.45 | 152.34 | 0 | 0 | 0 | 2402.4417 | 0 | 0 | NA | 80.08%
| 7 | 5 | 2017-05-01 07:00 | 923.456 | 108.4345 | 90.736 | 702.6632 | 802.4081 | 54.7649 | 736.064 | 1346.0816 | 746.7836 | 27.3824 | 649.6045 | 31.9616 | 164.0415 | 727.8432 | 923.456 | 802.4081 | 923.456 | 2888 | 8 | 3 | 2017-03-31 08:00 | WEEKDAY | 20.2472 | 20.45 | 766.122 | 743.1383 | 0 | 743.1383 | 2554.7817 | 0 | 0 | NA | 85.16%
| 8 | 5 | 2017-05-01 08:00 | 990.0001 | 272.1576 | 599.1518 | 827.9269 | 1564.352 | 137.4533 | 117.217 | 1733.5096 | 922.2236 | 68.7267 | 904.3443 | 39.1094 | 228.3698 | 905.2295 | 990.0001 | 1564.352 | 990.0001 | 2889 | 9 | 3 | 2017-03-31 09:00 | WEEKDAY | 20.7621 | 11.33 | 124.76 | 0 | 0 | 0 | 2554.7817 | 0 | 0 | NA | 85.16%
| 9 | 5 | 2017-05-01 09:00 | 990.0001 | 388.1806 | 856.5826 | 928.0641 | 1778.6904 | 196.0508 | 355.783 | 1907.1562 | 980.5827 | 98.0254 | 971.9602 | 35.3369 | 245.4445 | 953.8211 | 990.0001 | 1778.6904 | 990.0001 | 2890 | 10 | 3 | 2017-03-31 10:00 | WEEKDAY | 22.1706 | 11.33 | 369.83 | 358.7351 | 0 | 358.7351 | 2679.5417 | 0 | 0 | NA | 89.32%
| 10 | 5 | 2017-05-01 10:00 | 990.0001 | 505.3857 | 681.9269 | 974.4872 | 1461.3516 | 255.2453 | 544.757 | 1966.7217 | 858.8923 | 127.6226 | 974.6046 | 121.2985 | 246.1123 | 963.4613 | 990.0001 | 1461.3516 | 990.0001 | 2891 | 11 | 3 | 2017-03-31 11:00 | WEEKDAY | 22.1455 | 11.33 | 565.83 | 548.8551 | 0 | 548.8551 | 2679.5417 | 0 | 0 | NA | 89.32%
| 11 | 5 | 2017-05-01 11:00 | 665.5251 | 582.4511 | 943.5816 | 990.0001 | 1980.0001 | 294.1672 | 680.594 | 1963.3233 | 984.7149 | 147.0836 | 700.1537 | 250 | 176.8065 | 967.4285 | 665.5251 | 1980.0001 | 665.5251 | 2892 | 12 | 3 | 2017-03-31 12:00 | WEEKDAY | 22.0565 | 11.33 | 707.784 | 686.5505 | 0 | 686.5505 | 2679.5417 | 0 | 0 | NA | 89.32%
| 12 | 5 | 2017-05-01 12:00 | 769.7468 | 815.7768 | 934.2706 | 990.0001 | 1906.651 | 412.0085 | 707.11 | 1924.5119 | 978.7106 | 206.0043 | 862.53 | 248.1007 | 217.8106 | 964.1739 | 769.7468 | 1906.651 | 769.7468 | 2893 | 13 | 3 | 2017-03-31 13:00 | WEEKDAY | 21.856 | 11.33 | 735.536 | 713.4699 | 0 | 713.4699 | 2679.5417 | 0 | 0 | NA | 89.32%
| 13 | 5 | 2017-05-01 13:00 | 867.5604 | 769.2392 | 673.3291 | 990.0001 | 889.1774 | 388.5046 | 971.343 | 1942.4583 | 976.7221 | 194.2523 | 740.432 | 248.8286 | 186.9778 | 963.9332 | 867.5604 | 889.1774 | 867.5604 | 2894 | 14 | 3 | 2017-03-31 14:00 | WEEKDAY | 21.7085 | 1.96 | 1014.61 | 984.1717 | 0 | 984.1717 | 2679.5417 | 0 | 0 | NA | 89.32%
| 14 | 5 | 2017-05-01 14:00 | 912.3636 | 1900.0612 | 990.0001 | 967.0731 | 1012.1212 | 959.6269 | 977.234 | 1890.3046 | 978.9628 | 479.8134 | 731.1159 | 248.3653 | 184.6252 | 960.2851 | 912.3636 | 1012.1212 | 912.3636 | 2895 | 15 | 3 | 2017-03-31 15:00 | WEEKDAY | 20.8735 | 1.96 | 1020.88 | 990 | 0 | 990 | 2679.5417 | 0 | 0 | NA | 89.32%
| 15 | 5 | 2017-05-01 15:00 | 777.2213 | 1504.0879 | 990.0001 | 855.4524 | 1462.8802 | 759.6404 | 976.712 | 1802.0262 | 983.3763 | 379.8202 | 966.5438 | 245.4858 | 244.0767 | 937.0807 | 777.2213 | 1462.8802 | 777.2213 | 2896 | 16 | 3 | 2017-03-31 16:00 | WEEKDAY | 19.3036 | 1.96 | 1020.32 | 989.7104 | 0 | 989.7104 | 2679.5417 | 0 | 0 | NA | 89.32%
| 16 | 5 | 2017-05-01 16:00 | 530.0078 | 1297.1526 | 880.8855 | 732.2317 | 543.7748 | 655.1276 | 966.003 | 1606.2055 | 955.8875 | 327.5638 | 723.6443 | 237.2982 | 182.7385 | 847.4243 | 530.0078 | 543.7748 | 530.0078 | 2897 | 17 | 3 | 2017-03-31 17:00 | WEEKDAY | 17.8144 | 19.93 | 1008.95 | 978.6815 | 0 | 978.6815 | 2679.5417 | 0 | 0 | NA | 89.32%
| 17 | 5 | 2017-05-01 17:00 | 50.9178 | 332.7846 | 570.1674 | 640.9684 | 207.7687 | 168.073 | 893.608 | 1234.3441 | 895.4118 | 84.0365 | 694.1316 | 196.517 | 175.2858 | 650.1474 | 50.9178 | 207.7687 | 50.9178 | 2898 | 18 | 3 | 2017-03-31 18:00 | WEEKDAY | 19.7434 | 19.93 | 932.184 | 904.2185 | 0 | 904.2185 | 2679.5417 | 0 | 0 | NA | 89.32%
| 18 | 5 | 2017-05-01 18:00 | 5.8532 | 47.4575 | 200.589 | 162.0031 | 47.6997 | 23.9684 | 475.308 | 325.3694 | 698.6619 | 11.9842 | 265.5972 | 66.2778 | 67.07 | 164.3443 | 5.8532 | 47.6997 | 5.8532 | 2899 | 19 | 3 | 2017-03-31 19:00 | WEEKDAY | 19.9215 | 19.93 | 493.593 | 478.7852 | 0 | 478.7852 | 2679.5417 | 0 | 0 | NA | 89.32%
| 19 | 5 | 2017-05-01 19:00 | 0 | 0 | 14.8435 | 0 | 0 | 0 | 0 | 0 | 245.6884 | 0 | 2.8568 | 0 | 0.72141 | 0 | 0 | 0 | 0 | 2900 | 20 | 3 | 2017-03-31 20:00 | WEEKDAY | 18.9723 | 12.08 | 0 | 0 | 0 | 0 | 2679.5417 | 0 | 0 | NA | 89.32%
| 20 | 5 | 2017-05-01 20:00 | 0 | 0 | 0 | 0 | 0 | 0 | 0 | 0 | 0 | 0 | 0 | 0 | 0 | 0 | 0 | 0 | 0 | 2901 | 21 | 3 | 2017-03-31 21:00 | WEEKDAY | 18.4602 | 12.08 | 0 | 0 | 0 | 0 | 2679.5417 | 0 | 0 | NA | 89.32%
| 21 | 5 | 2017-05-01 21:00 | 0 | 0 | 0 | 0 | 0 | 0 | 0 | 0 | 0 | 0 | 0 | 0 | 0 | 0 | 0 | 0 | 0 | 2902 | 22 | 3 | 2017-03-31 22:00 | WEEKDAY | 16.0775 | 12.08 | 0 | 0 | 0 | 0 | 2679.5417 | 0 | 0 | NA | 89.32%
| 22 | 5 | 2017-05-01 22:00 | 0 | 0 | 0 | 0 | 0 | 0 | 0 | 0 | 0 | 0 | 0 | 0 | 0 | 0 | 0 | 0 | 0 | 2903 | 23 | 3 | 2017-03-31 23:00 | WEEKDAY | 14.3489 | 2.27 | 0 | 0 | 0 | 0 | 2679.5417 | 0 | 0 | NA | 89.32%
| 23 | 5 | 2017-05-01 23:00 | 0 | 0 | 0 | 0 | 0 | 0 | 0 | 0 | 0 | 0 | 0 | 0 | 0 | 0 | 0 | 0 | 0 | 2904 | 0 | 4 | 2017-04-01 | WEEKEND | 10.825 | 2.27 | 0 | 0 | 0 | 0 | 2679.5417 | 0 | 0 | NA | 89.32%
| 0 | 5 | 2017-05-02 | 0 | 0 | 0 | 0 | 0 | 0 | 0 | 0 | 0 | 0 | 0 | 0 | 0 | 0 | 0 | 0 | 0 | 2905 | 1 | 4 | 2017-04-01 01:00 | WEEKEND | 12.8069 | 2.27 | 0 | 0 | 0 | 0 | 2679.5417 | 0 | 0 | NA | 89.32%
| 1 | 5 | 2017-05-02 01:00 | 0 | 0 | 0 | 0 | 0 | 0 | 0 | 0 | 0 | 0 | 0 | 0 | 0 | 0 | 0 | 0 | 0 | 2906 | 2 | 4 | 2017-04-01 02:00 | WEEKEND | 1.62 | 2.27 | 0 | 0 | -80 | -80 | 2679.5417 | 0 | 0 | NA | 89.32%
| 2 | 5 | 2017-05-02 02:00 | 0 | 0 | 0 | 0 | 0 | 0 | 0 | 0 | 0 | 0 | 0 | 0 | 0 | 0 | 0 | 0 | 0 | 2907 | 3 | 4 | 2017-04-01 03:00 | WEEKEND | 3.4655 | 2.27 | 0 | 0 | 0 | 0 | 2757.1417 | 0 | 0 | NA | 91.9%
| 3 | 5 | 2017-05-02 03:00 | 0 | 0 | 0 | 0 | 0 | 0 | 0 | 0 | 0 | 0 | 0 | 0 | 0 | 0 | 0 | 0 | 0 | 2908 | 4 | 4 | 2017-04-01 04:00 | WEEKEND | 18.5409 | 2.27 | 0 | 0 | 0 | 0 | 2757.1417 | 0 | 0 | NA | 91.9%
| 4 | 5 | 2017-05-02 04:00 | 0 | 0 | 0 | 0 | 0 | 0 | 0 | 0 | 0 | 0 | 0 | 0 | 0 | 0 | 0 | 0 | 0 | 2909 | 5 | 4 | 2017-04-01 05:00 | WEEKEND | 20.3251 | 2.27 | 0 | 0 | 0 | 0 | 2757.1417 | 0 | 0 | NA | 91.9%
| 5 | 5 | 2017-05-02 05:00 | 0 | 0 | 0 | 0 | 0 | 0 | 0 | 0 | 0 | 0 | 0 | 0 | 0 | 0 | 0 | 0 | 0 | 2910 | 6 | 4 | 2017-04-01 06:00 | WEEKEND | 20.6953 | 2.27 | 0 | 0 | 0 | 0 | 2757.1417 | 0 | 0 | NA | 91.9%
| 6 | 5 | 2017-05-02 06:00 | 697.8525 | 37.9543 | 48.802 | 193.8521 | 0 | 19.1688 | 0 | 147.5258 | 330.8893 | 9.5844 | 28.0539 | 41.7756 | 7.0843 | 226.706 | 697.8525 | 0 | 697.8525 | 2911 | 7 | 4 | 2017-04-01 07:00 | WEEKEND | 19.9493 | 2.27 | 0 | 0 | 0 | 0 | 2757.1417 | 0 | 0 | NA | 91.9%
| 7 | 5 | 2017-05-02 07:00 | 840.5172 | 129.258 | 335.2836 | 397.4713 | 58.6242 | 65.2818 | 12.0566 | 1373.2559 | 745.2297 | 32.6409 | 105.2762 | 157.5447 | 26.5849 | 712.6557 | 840.5172 | 58.6242 | 840.5172 | 2912 | 8 | 4 | 2017-04-01 08:00 | WEEKEND | 20.1303 | 2.27 | 17.5497 | 0 | 0 | 0 | 2757.1417 | 0 | 0 | NA | 91.9%
| 8 | 5 | 2017-05-02 08:00 | 968.4866 | 212.246 | 660.7049 | 505.0954 | 262.8299 | 107.1949 | 60.2882 | 1686.0022 | 710.5337 | 53.5975 | 151.2805 | 82.0767 | 38.2021 | 896.7635 | 968.4866 | 262.8299 | 968.4866 | 2913 | 9 | 4 | 2017-04-01 09:00 | WEEKEND | 20.7927 | 2.27 | 66.7378 | 0 | 0 | 0 | 2774.6914 | 0 | 0 | NA | 92.49%
| 9 | 5 | 2017-05-02 09:00 | 990.0001 | 308.4636 | 781.0318 | 757.2444 | 162.0668 | 155.7897 | 152.054 | 1790.4456 | 743.5525 | 77.8948 | 634.0186 | 98.2497 | 160.1057 | 949.4303 | 990.0001 | 162.0668 | 990.0001 | 2914 | 10 | 4 | 2017-04-01 10:00 | WEEKEND | 20.2945 | 2.27 | 160.508 | 155.6928 | 0 | 155.6928 | 2841.4292 | 0 | 0 | NA | 94.71%
| 10 | 5 | 2017-05-02 10:00 | 990.0001 | 1058.1342 | 843.2929 | 483.4608 | 218.2584 | 534.4112 | 148.845 | 1447.7805 | 905.1235 | 267.2056 | 308.2743 | 245.5963 | 77.8471 | 974.3167 | 990.0001 | 218.2584 | 990.0001 | 2915 | 11 | 4 | 2017-04-01 11:00 | WEEKEND | 20.1581 | 2.27 | 157.216 | 0 | 0 | 0 | 2841.4292 | 0 | 0 | NA | 94.71%
| 11 | 5 | 2017-05-02 11:00 | 990.0001 | 1726.9737 | 928.1215 | 449.1893 | 235.5769 | 872.2089 | 231.27 | 1762.7261 | 860.162 | 436.1045 | 412.5178 | 233.7611 | 104.1712 | 966.2839 | 990.0001 | 235.5769 | 990.0001 | 2916 | 12 | 4 | 2017-04-01 12:00 | WEEKEND | 21.149 | 2.27 | 241.738 | 234.4859 | 0 | 234.4859 | 2998.6452 | 0 | 0 | NA | 99.95%
| 12 | 5 | 2017-05-02 12:00 | 990.0001 | 1980.0001 | 915.4675 | 478.4436 | 202.7424 | 1000.0001 | 114.293 | 1948.8714 | 974.4426 | 500 | 717.3604 | 248.9493 | 181.1516 | 949.1492 | 990.0001 | 202.7424 | 990.0001 | 2917 | 13 | 4 | 2017-04-01 13:00 | WEEKEND | 22.0565 | 2.27 | 121.861 | 118.2052 | 0 | 118.2052 | 2998.6452 | 0 | 0 | NA | 99.95%
| 13 | 5 | 2017-05-02 13:00 | 990.0001 | 1939.1983 | 854.9853 | 686.4648 | 153.1345 | 979.3931 | 352.596 | 1907.7895 | 883.056 | 489.6965 | 969.9383 | 241.2055 | 244.9339 | 952.8389 | 990.0001 | 153.1345 | 990.0001 | 2918 | 14 | 4 | 2017-04-01 14:00 | WEEKEND | 22.2095 | 2.27 | 366.714 | 355.7126 | 0 | 355.7126 | 2998.6452 | 0 | 0 | NA | 99.95%
| 14 | 5 | 2017-05-02 14:00 | 933.3493 | 1978.0146 | 863.2849 | 891.9466 | 302.8974 | 998.9973 | 713.854 | 1075.83 | 626.9081 | 499.4986 | 826.8005 | 241.658 | 208.788 | 957.092 | 933.3493 | 302.8974 | 933.3493 | 2919 | 15 | 4 | 2017-04-01 15:00 | WEEKEND | 22.3459 | 2.27 | 743.027 | 720.7362 | 0 | 720.7362 | 2998.6452 | 0 | 0 | NA | 99.95%
| 15 | 5 | 2017-05-02 15:00 | 989.2002 | 1947.5468 | 914.3826 | 605.3048 | 358.6526 | 983.6095 | 243.408 | 406.2113 | 979.0307 | 491.8048 | 806.2637 | 168.2721 | 203.602 | 921.083 | 989.2002 | 358.6526 | 989.2002 | 2920 | 16 | 4 | 2017-04-01 16:00 | WEEKEND | 22.2513 | 2.27 | 254.209 | 246.5827 | 0 | 246.5827 | 2998.6452 | 0 | 0 | NA | 99.95%
| 16 | 5 | 2017-05-02 16:00 | 859.0161 | 1787.381 | 910.1782 | 338.5449 | 359.2319 | 902.7177 | 146.233 | 641.7639 | 605.9628 | 451.3588 | 687.7843 | 225.12 | 173.6829 | 858.8767 | 859.0161 | 359.2319 | 859.0161 | 2921 | 17 | 4 | 2017-04-01 17:00 | WEEKEND | 21.6528 | 2.27 | 154.546 | 149.9096 | 0 | 149.9096 | 2998.6452 | 0 | 0 | NA | 99.95%
| 17 | 5 | 2017-05-02 17:00 | 424.8886 | 1355.7591 | 629.3351 | 599.7736 | 82.9389 | 684.7268 | 47.508 | 329.3911 | 0 | 342.3634 | 680.6398 | 174.3682 | 171.8787 | 648.7325 | 424.8886 | 82.9389 | 424.8886 | 2922 | 18 | 4 | 2017-04-01 18:00 | WEEKEND | 19.504 | 2.27 | 53.7057 | 52.0945 | 0 | 52.0945 | 2998.6452 | 0 | 0 | NA | 99.95%
| 18 | 5 | 2017-05-02 18:00 | 7.7875 | 340.0077 | 291.3212 | 161.226 | 27.8057 | 171.721 | 12.9429 | 18.3009 | 984.7447 | 85.8605 | 205.432 | 60.2463 | 51.8768 | 157.4757 | 7.7875 | 27.8057 | 7.7875 | 2923 | 19 | 4 | 2017-04-01 19:00 | WEEKEND | 19.4511 | 2.27 | 18.4653 | 17.9113 | 0 | 17.9113 | 2998.6452 | 0 | 0 | NA | 99.95%
| 19 | 5 | 2017-05-02 19:00 | 0 | 0 | 10.8638 | 0 | 0 | 0 | 0 | 0 | 974.198 | 0 | 0.88056 | 0 | 0.22236 | 0 | 0 | 0 | 0 | 2924 | 20 | 4 | 2017-04-01 20:00 | WEEKEND | 19.7684 | 2.27 | 0 | 0 | 0 | 0 | 2998.6452 | 0 | 0 | NA | 99.95%
| 20 | 5 | 2017-05-02 20:00 | 0 | 0 | 0 | 0 | 0 | 0 | 0 | 0 | 0 | 0 | 0 | 0 | 0 | 0 | 0 | 0 | 0 | 2925 | 21 | 4 | 2017-04-01 21:00 | WEEKEND | 20.1748 | 2.27 | 0 | 0 | 0 | 0 | 2998.6452 | 0 | 0 | NA | 99.95%
| 21 | 5 | 2017-05-02 21:00 | 0 | 0 | 0 | 0 | 0 | 0 | 0 | 0 | 0 | 0 | 0 | 0 | 0 | 0 | 0 | 0 | 0 | 2926 | 22 | 4 | 2017-04-01 22:00 | WEEKEND | 19.3704 | 2.27 | 0 | 0 | 0 | 0 | 2998.6452 | 0 | 0 | NA | 99.95%
| 22 | 5 | 2017-05-02 22:00 | 0 | 0 | 0 | 0 | 0 | 0 | 0 | 0 | 0 | 0 | 0 | 0 | 0 | 0 | 0 | 0 | 0 | 2927 | 23 | 4 | 2017-04-01 23:00 | WEEKEND | 16.7288 | 2.27 | 0 | 0 | 0 | 0 | 2998.6452 | 0 | 0 | NA | 99.95%
| 23 | 5 | 2017-05-02 23:00 | 0 | 0 | 0 | 0 | 0 | 0 | 0 | 0 | 0 | 0 | 0 | 0 | 0 | 0 | 0 | 0 | 0 | 2928 | 0 | 4 | 2017-04-02 | WEEKEND | 5.8537 | 2.27 | 0 | 0 | 0 | 0 | 2998.6452 | 0 | 0 | NA | 99.95%
| 0 | 5 | 2017-05-03 | 0 | 0 | 0 | 0 | 0 | 0 | 0 | 0 | 0 | 0 | 0 | 0 | 0 | 0 | 0 | 0 | 0 | 2929 | 1 | 4 | 2017-04-02 01:00 | WEEKEND | 11.0004 | 2.27 | 0 | 0 | 0 | 0 | 2998.6452 | 0 | 0 | NA | 99.95%
| 1 | 5 | 2017-05-03 01:00 | 0 | 0 | 0 | 0 | 0 | 0 | 0 | 0 | 0 | 0 | 0 | 0 | 0 | 0 | 0 | 0 | 0 | 2930 | 2 | 4 | 2017-04-02 02:00 | WEEKEND | -1.4697 | 2.27 | 0 | 0 | 0 | 0 | 2998.6452 | 0 | 0 | NA | 99.95%
| 2 | 5 | 2017-05-03 02:00 | 0 | 0 | 0 | 0 | 0 | 0 | 0 | 0 | 0 | 0 | 0 | 0 | 0 | 0 | 0 | 0 | 0 | 2931 | 3 | 4 | 2017-04-02 03:00 | WEEKEND | 14.4965 | 2.27 | 0 | 0 | 0 | 0 | 2998.6452 | 0 | 0 | NA | 99.95%
| 3 | 5 | 2017-05-03 03:00 | 0 | 0 | 0 | 0 | 0 | 0 | 0 | 0 | 0 | 0 | 0 | 0 | 0 | 0 | 0 | 0 | 0 | 2932 | 4 | 4 | 2017-04-02 04:00 | WEEKEND | 20.172 | 2.27 | 0 | 0 | 0 | 0 | 2998.6452 | 0 | 0 | NA | 99.95%
| 4 | 5 | 2017-05-03 04:00 | 0 | 0 | 0 | 0 | 0 | 0 | 0 | 0 | 0 | 0 | 0 | 0 | 0 | 0 | 0 | 0 | 0 | 2933 | 5 | 4 | 2017-04-02 05:00 | WEEKEND | 19.8992 | 2.27 | 0 | 0 | 0 | 0 | 2998.6452 | 0 | 0 | NA | 99.95%
| 5 | 5 | 2017-05-03 05:00 | 0 | 0 | 0 | 0 | 0 | 0 | 0 | 0 | 0 | 0 | 0 | 0 | 0 | 0 | 0 | 0 | 0 | 2934 | 6 | 4 | 2017-04-02 06:00 | WEEKEND | 21.5638 | 2.27 | 0 | 0 | 0 | 0 | 2998.6452 | 0 | 0 | NA | 99.95%
| 6 | 5 | 2017-05-03 06:00 | 690.5458 | 352.0849 | 33.7091 | 111.3865 | 5.3563 | 177.8207 | 183.396 | 347.3443 | 0 | 88.9103 | 32.8527 | 40.1267 | 8.2961 | 226.3673 | 690.5458 | 5.3563 | 690.5458 | 2935 | 7 | 4 | 2017-04-02 07:00 | WEEKEND | 23.014 | 2.27 | 192.658 | 186.8783 | 0 | 186.8783 | 2998.6452 | 0 | 0 | NA | 99.95%
| 7 | 5 | 2017-05-03 07:00 | 911.6716 | 1540.3477 | 332.6302 | 143.4723 | 121.4327 | 777.9534 | 843.227 | 485.4057 | 0 | 388.9767 | 124.9524 | 190.9462 | 31.5536 | 737.7072 | 911.6716 | 121.4327 | 911.6716 | 2936 | 8 | 4 | 2017-04-02 08:00 | WEEKEND | 22.1567 | 2.27 | 879.409 | 853.0267 | 0 | 853.0267 | 2998.6452 | 0 | 0 | NA | 99.95%
| 8 | 5 | 2017-05-03 08:00 | 990.0001 | 1913.6929 | 889.7904 | 476.073 | 458.3036 | 966.5116 | 990 | 985.822 | 0 | 483.2558 | 273.3988 | 235.7207 | 69.0401 | 898.948 | 990.0001 | 458.3036 | 990.0001 | 2937 | 9 | 4 | 2017-04-02 09:00 | WEEKEND | 21.2492 | 2.27 | 1125.39 | 990 | 0 | 990 | 2998.6452 | 0 | 0 | NA | 99.95%
| 9 | 5 | 2017-05-03 09:00 | 990.0001 | 1980.0001 | 990.0001 | 240.7547 | 387.884 | 1000.0001 | 990 | 198.2616 | 0 | 500 | 277.0353 | 250 | 69.9584 | 961.088 | 990.0001 | 387.884 | 990.0001 | 2938 | 10 | 4 | 2017-04-02 10:00 | WEEKEND | 21.3216 | 2.27 | 1189.16 | 990 | 0 | 990 | 2998.6452 | 0 | 0 | NA | 99.95%
| 10 | 5 | 2017-05-03 10:00 | 990.0001 | 1980.0001 | 990.0001 | 291.6645 | 814.7498 | 1000.0001 | 990 | 354.2081 | 810.8104 | 500 | 366.9704 | 250 | 92.6693 | 834.8769 | 990.0001 | 814.7498 | 990.0001 | 2939 | 11 | 4 | 2017-04-02 11:00 | WEEKEND | 24.1441 | 2.27 | 1195.28 | 990 | 0 | 990 | 2998.6452 | 0 | 0 | NA | 99.95%
| 11 | 5 | 2017-05-03 11:00 | 990.0001 | 1980.0001 | 990.0001 | 663.9723 | 398.2212 | 1000.0001 | 990 | 1016.7371 | 803.225 | 500 | 439.2527 | 250 | 110.9224 | 987.1437 | 990.0001 | 398.2212 | 990.0001 | 2940 | 12 | 4 | 2017-04-02 12:00 | WEEKEND | 77.7265 | 2.27 | 1167.45 | 990 | 0 | 990 | 2998.6452 | 0 | 0 | NA | 99.95%
| 12 | 5 | 2017-05-03 12:00 | 990.0001 | 1980.0001 | 953.461 | 660.7303 | 1039.0702 | 1000.0001 | 990 | 1841.2258 | 693.1562 | 500 | 834.9899 | 248.3517 | 210.856 | 984.0938 | 990.0001 | 1039.0702 | 990.0001 | 2941 | 13 | 4 | 2017-04-02 13:00 | WEEKEND | 103.4516 | 2.27 | 1151.76 | 990 | 0 | 990 | 2998.6452 | 0 | 0 | NA | 99.95%
| 13 | 5 | 2017-05-03 13:00 | 990.0001 | 1980.0001 | 948.2703 | 648.6263 | 1980.0001 | 1000.0001 | 990 | 1927.4988 | 990.0134 | 500 | 974.7715 | 205.3772 | 246.1544 | 974.2911 | 990.0001 | 1980.0001 | 990.0001 | 2942 | 14 | 4 | 2017-04-02 14:00 | WEEKEND | 40.8562 | 2.27 | 1146.96 | 990 | 0 | 990 | 2998.6452 | 0 | 0 | NA | 99.95%
| 14 | 5 | 2017-05-03 14:00 | 982.3488 | 1980.0001 | 969.9545 | 608.9494 | 1321.3799 | 1000.0001 | 990 | 1935.6037 | 728.9502 | 500 | 731.9115 | 85.4577 | 184.8261 | 966.3651 | 982.3488 | 1321.3799 | 982.3488 | 2943 | 15 | 4 | 2017-04-02 15:00 | WEEKEND | 31.9991 | 2.27 | 1152.66 | 990 | 0 | 990 | 2998.6452 | 0 | 0 | NA | 99.95%
| 15 | 5 | 2017-05-03 15:00 | 951.9959 | 1980.0001 | 854.7314 | 528.5819 | 999.9369 | 1000.0001 | 990 | 1878.0821 | 989.9996 | 500 | 941.2814 | 31.3235 | 237.6973 | 958.5313 | 951.9959 | 999.9369 | 951.9959 | 2944 | 16 | 4 | 2017-04-02 16:00 | WEEKEND | 33.1404 | 2.27 | 1152.41 | 990 | 0 | 990 | 2998.6452 | 0 | 0 | NA | 99.95%
| 16 | 5 | 2017-05-03 16:00 | 856.1508 | 1893.5843 | 952.7786 | 459.4572 | 290.2269 | 956.3557 | 990 | 1627.6434 | 615.3201 | 478.1778 | 855.2311 | 45.1131 | 215.9674 | 871.4077 | 856.1508 | 290.2269 | 856.1508 | 2945 | 17 | 4 | 2017-04-02 17:00 | WEEKEND | 36.5 | 2.27 | 1123.06 | 990 | 0 | 990 | 2998.6452 | 0 | 0 | NA | 99.95%
| 17 | 5 | 2017-05-03 17:00 | 426.9247 | 1567.5781 | 750.7947 | 294.9331 | 136.4668 | 791.7061 | 990 | 746.9239 | 0 | 395.8531 | 677.357 | 18.1862 | 171.0497 | 658.9718 | 426.9247 | 136.4668 | 426.9247 | 2946 | 18 | 4 | 2017-04-02 18:00 | WEEKEND | 45.911 | 2.27 | 1038.07 | 990 | 0 | 990 | 2998.6452 | 0 | 0 | NA | 99.95%
| 18 | 5 | 2017-05-03 18:00 | 11.62 | 486.3133 | 330.7168 | 69.1609 | 46.4786 | 245.6128 | 739.804 | 262.2757 | 0 | 122.8064 | 132.049 | 10.1342 | 33.3457 | 160.5149 | 11.62 | 46.4786 | 11.62 | 2947 | 19 | 4 | 2017-04-02 19:00 | WEEKEND | 75.8754 | 2.27 | 770.111 | 747.0077 | 243 | 990.0077 | 2998.6452 | 0 | 0 | NA | 99.95%
| 19 | 5 | 2017-05-03 19:00 | 0 | 0 | 12.7347 | 0 | 0 | 0 | 0 | 0 | 989.8274 | 0 | 6.4089 | 0 | 1.6184 | 0 | 0 | 0 | 0 | 2948 | 20 | 4 | 2017-04-02 20:00 | WEEKEND | 238.5599 | 2.27 | 0 | 0 | 970 | 970 | 2748.1298 | 0 | 0 | NA | 91.6%
| 20 | 5 | 2017-05-03 20:00 | 0 | 0 | 0 | 0 | 0 | 0 | 0 | 0 | 0 | 0 | 0 | 0 | 0 | 0 | 0 | 0 | 0 | 2949 | 21 | 4 | 2017-04-02 21:00 | WEEKEND | 385.6901 | 2.27 | 0 | 0 | 0 | 0 | 1748.1298 | 0 | 0 | NA | 58.27%
| 21 | 5 | 2017-05-03 21:00 | 0 | 0 | 0 | 0 | 0 | 0 | 0 | 0 | 0 | 0 | 0 | 0 | 0 | 0 | 0 | 0 | 0 | 2950 | 22 | 4 | 2017-04-02 22:00 | WEEKEND | 31.6874 | 2.27 | 0 | 0 | 0 | 0 | 1748.1298 | 0 | 0 | NA | 58.27%
| 22 | 5 | 2017-05-03 22:00 | 0 | 0 | 0 | 0 | 0 | 0 | 0 | 0 | 0 | 0 | 0 | 0 | 0 | 0 | 0 | 0 | 0 | 2951 | 23 | 4 | 2017-04-02 23:00 | WEEKEND | 24.4725 | 2.27 | 0 | 0 | 0 | 0 | 1748.1298 | 0 | 0 | NA | 58.27%
| 23 | 5 | 2017-05-03 23:00 | 0 | 0 | 0 | 0 | 0 | 0 | 0 | 0 | 0 | 0 | 0 | 0 | 0 | 0 | 0 | 0 | 0 | 2952 | 0 | 4 | 2017-04-03 | WEEKDAY | 21.4218 | 2.27 | 0 | 0 | 0 | 0 | 1748.1298 | 0 | 0 | NA | 58.27%
| 0 | 5 | 2017-05-04 | 0 | 0 | 0 | 0 | 0 | 0 | 0 | 0 | 0 | 0 | 0 | 0 | 0 | 0 | 0 | 0 | 0 | 2953 | 1 | 4 | 2017-04-03 01:00 | WEEKDAY | 21.6473 | 2.27 | 0 | 0 | 0 | 0 | 1748.1298 | 0 | 0 | NA | 58.27%
| 1 | 5 | 2017-05-04 01:00 | 0 | 0 | 0 | 0 | 0 | 0 | 0 | 0 | 0 | 0 | 0 | 0 | 0 | 0 | 0 | 0 | 0 | 2954 | 2 | 4 | 2017-04-03 02:00 | WEEKDAY | 20.4754 | 2.27 | 0 | 0 | 0 | 0 | 1748.1298 | 0 | 0 | NA | 58.27%
| 2 | 5 | 2017-05-04 02:00 | 0 | 0 | 0 | 0 | 0 | 0 | 0 | 0 | 0 | 0 | 0 | 0 | 0 | 0 | 0 | 0 | 0 | 2955 | 3 | 4 | 2017-04-03 03:00 | WEEKDAY | 19.8157 | 2.27 | 0 | 0 | 0 | 0 | 1748.1298 | 0 | 0 | NA | 58.27%
| 3 | 5 | 2017-05-04 03:00 | 0 | 0 | 0 | 0 | 0 | 0 | 0 | 0 | 0 | 0 | 0 | 0 | 0 | 0 | 0 | 0 | 0 | 2956 | 4 | 4 | 2017-04-03 04:00 | WEEKDAY | 19.9772 | 2.27 | 0 | 0 | 0 | 0 | 1748.1298 | 0 | 0 | NA | 58.27%
| 4 | 5 | 2017-05-04 04:00 | 0 | 0 | 0 | 0 | 0 | 0 | 0 | 0 | 0 | 0 | 0 | 0 | 0 | 0 | 0 | 0 | 0 | 2957 | 5 | 4 | 2017-04-03 05:00 | WEEKDAY | 20.3001 | 2.27 | 0 | 0 | 0 | 0 | 1748.1298 | 0 | 0 | NA | 58.27%
| 5 | 5 | 2017-05-04 05:00 | 0 | 0 | 0 | 0 | 0 | 0 | 0 | 0 | 0 | 0 | 0 | 0 | 0 | 0 | 0 | 0 | 0 | 2958 | 6 | 4 | 2017-04-03 06:00 | WEEKDAY | 21.5192 | 20.45 | 0 | 0 | 0 | 0 | 1748.1298 | 0 | 0 | NA | 58.27%
| 6 | 5 | 2017-05-04 06:00 | 577.8017 | 348.1417 | 92.1216 | 106.6389 | 74.3791 | 175.8291 | 183.3 | 412.5954 | 0 | 87.9146 | 62.6385 | 38.3424 | 15.8178 | 227.3537 | 577.8017 | 74.3791 | 577.8017 | 2959 | 7 | 4 | 2017-04-03 07:00 | WEEKDAY | 20.2527 | 20.45 | 192.499 | 0 | 0 | 0 | 1748.1298 | 0 | 0 | NA | 58.27%
| 7 | 5 | 2017-05-04 07:00 | 390.9608 | 1469.683 | 447.147 | 129.8427 | 321.857 | 742.2641 | 799.196 | 664.177 | 0 | 371.1321 | 148.2006 | 112.9567 | 37.4244 | 753.4121 | 390.9608 | 321.857 | 390.9608 | 2960 | 8 | 4 | 2017-04-03 08:00 | WEEKDAY | 21.4162 | 20.45 | 832.724 | 0 | 0 | 0 | 1940.6288 | 0 | 0 | NA | 64.69%
| 8 | 5 | 2017-05-04 08:00 | 975.9968 | 1899.3332 | 717.1573 | 70.2639 | 459.3169 | 959.2592 | 990 | 1533.4812 | 836.7259 | 479.6296 | 175.6738 | 196.1051 | 44.3621 | 919.0062 | 975.9968 | 459.3169 | 975.9968 | 2961 | 9 | 4 | 2017-04-03 09:00 | WEEKDAY | 21.2298 | 11.33 | 1068.54 | 990 | 0 | 990 | 2773.3528 | 0 | 0 | NA | 92.45%
| 9 | 5 | 2017-05-04 09:00 | 990.0001 | 1980.0001 | 884.2626 | 172.2458 | 1163.1275 | 1000.0001 | 990 | 1773.7502 | 927.7429 | 500 | 890.4717 | 244.209 | 224.8666 | 966.1107 | 990.0001 | 1163.1275 | 990.0001 | 2962 | 10 | 4 | 2017-04-03 10:00 | WEEKDAY | 22.4406 | 11.33 | 1142.7 | 990 | 0 | 990 | 2773.3528 | 0 | 0 | NA | 92.45%
| 10 | 5 | 2017-05-04 10:00 | 990.0001 | 1980.0001 | 960.3147 | 621.2919 | 798.0787 | 1000.0001 | 990 | 1952.5947 | 942.5393 | 500 | 940.5401 | 250 | 237.5101 | 982.7195 | 990.0001 | 798.0787 | 990.0001 | 2963 | 11 | 4 | 2017-04-03 11:00 | WEEKDAY | 22.9973 | 11.33 | 1144.31 | 990 | 0 | 990 | 2773.3528 | 0 | 0 | NA | 92.45%
| 11 | 5 | 2017-05-04 11:00 | 990.0001 | 1980.0001 | 990.0001 | 815.6168 | 637.958 | 1000.0001 | 990 | 1898.2181 | 933.0498 | 500 | 813.3767 | 250 | 205.3982 | 983.4198 | 990.0001 | 637.958 | 990.0001 | 2964 | 12 | 4 | 2017-04-03 12:00 | WEEKDAY | 22.371 | 11.33 | 1146.65 | 990 | 0 | 990 | 2773.3528 | 0 | 0 | NA | 92.45%
| 12 | 5 | 2017-05-04 12:00 | 990.0001 | 1980.0001 | 957.8352 | 963.5098 | 1120.31 | 1000.0001 | 990 | 1875.5187 | 928.2939 | 500 | 953.1021 | 250 | 240.6823 | 982.9567 | 990.0001 | 1120.31 | 990.0001 | 2965 | 13 | 4 | 2017-04-03 13:00 | WEEKDAY | 22.6299 | 11.33 | 1134.37 | 990 | 0 | 990 | 2773.3528 | 0 | 0 | NA | 92.45%
| 13 | 5 | 2017-05-04 13:00 | 990.0001 | 1980.0001 | 957.0197 | 893.3728 | 1278.3417 | 1000.0001 | 990 | 1866.864 | 926.4712 | 500 | 893.0788 | 250 | 225.5249 | 972.9277 | 990.0001 | 1278.3417 | 990.0001 | 2966 | 14 | 4 | 2017-04-03 14:00 | WEEKDAY | 26.8691 | 1.96 | 1133.33 | 990 | 0 | 990 | 2773.3528 | 0 | 0 | NA | 92.45%
| 14 | 5 | 2017-05-04 14:00 | 990.0001 | 1980.0001 | 783.0517 | 867.3613 | 1500.1496 | 1000.0001 | 990 | 1918.4659 | 989.8312 | 500 | 980.6622 | 250 | 247.642 | 970.6854 | 990.0001 | 1500.1496 | 990.0001 | 2967 | 15 | 4 | 2017-04-03 15:00 | WEEKDAY | 32.3025 | 1.96 | 1141.2 | 990 | 0 | 990 | 2773.3528 | 0 | 0 | NA | 92.45%
| 15 | 5 | 2017-05-04 15:00 | 961.7047 | 1980.0001 | 882.5946 | 775.014 | 1980.0001 | 1000.0001 | 990 | 1775.2487 | 989.8558 | 500 | 940.4673 | 239.4555 | 237.4917 | 949.1564 | 961.7047 | 1980.0001 | 961.7047 | 2968 | 16 | 4 | 2017-04-03 16:00 | WEEKDAY | 40.6057 | 1.96 | 1141.27 | 990 | 0 | 990 | 2773.3528 | 0 | 0 | NA | 92.45%
| 16 | 5 | 2017-05-04 16:00 | 834.3727 | 1865.567 | 963.5591 | 477.0542 | 1331.2681 | 942.2056 | 990 | 1549.0915 | 911.1191 | 471.1028 | 734.6419 | 213.7737 | 185.5156 | 858.6041 | 834.3727 | 1331.2681 | 834.3727 | 2969 | 17 | 4 | 2017-04-03 17:00 | WEEKDAY | 50.1503 | 19.93 | 1128.78 | 990 | 0 | 990 | 2773.3528 | 0 | 0 | NA | 92.45%
| 17 | 5 | 2017-05-04 17:00 | 449.9387 | 1507.2892 | 770.2629 | 338.7757 | 1031.1726 | 761.2572 | 987.797 | 1143.4375 | 872.3346 | 380.6286 | 695.181 | 144.623 | 175.5508 | 676.219 | 449.9387 | 1031.1726 | 449.9387 | 2970 | 18 | 4 | 2017-04-03 18:00 | WEEKDAY | 59.0659 | 19.93 | 1032.46 | 990 | 0 | 990 | 2773.3528 | 0 | 0 | NA | 92.45%
| 18 | 5 | 2017-05-04 18:00 | 4.8846 | 466.0763 | 344.838 | 77.1835 | 78.6128 | 235.3921 | 740.516 | 209.4277 | 0 | 117.696 | 221.3239 | 38.0831 | 55.8899 | 164.8643 | 4.8846 | 78.6128 | 4.8846 | 2971 | 19 | 4 | 2017-04-03 19:00 | WEEKDAY | 41.6662 | 19.93 | 770.919 | 747.7914 | 0 | 747.7914 | 2773.3528 | 0 | 0 | NA | 92.45%
| 19 | 5 | 2017-05-04 19:00 | 0 | 0 | 16.9627 | 0 | 0 | 0 | 0 | 0 | 275.6362 | 0 | 4.265 | 0 | 1.077 | 0 | 0 | 0 | 0 | 2972 | 20 | 4 | 2017-04-03 20:00 | WEEKDAY | 33.6024 | 12.08 | 0 | 0 | 970 | 970 | 2773.3528 | 0 | 0 | NA | 92.45%
| 20 | 5 | 2017-05-04 20:00 | 0 | 0 | 0 | 0 | 0 | 0 | 0 | 0 | 0 | 0 | 0 | 0 | 0 | 0 | 0 | 0 | 0 | 2973 | 21 | 4 | 2017-04-03 21:00 | WEEKDAY | 30.663 | 12.08 | 0 | 0 | 0 | 0 | 1773.3528 | 0 | 0 | NA | 59.11%
| 21 | 5 | 2017-05-04 21:00 | 0 | 0 | 0 | 0 | 0 | 0 | 0 | 0 | 0 | 0 | 0 | 0 | 0 | 0 | 0 | 0 | 0 | 2974 | 22 | 4 | 2017-04-03 22:00 | WEEKDAY | 23.0529 | 12.08 | 0 | 0 | 0 | 0 | 1773.3528 | 0 | 0 | NA | 59.11%
| 22 | 5 | 2017-05-04 22:00 | 0 | 0 | 0 | 0 | 0 | 0 | 0 | 0 | 0 | 0 | 0 | 0 | 0 | 0 | 0 | 0 | 0 | 2975 | 23 | 4 | 2017-04-03 23:00 | WEEKDAY | 21.4441 | 2.27 | 0 | 0 | 0 | 0 | 1773.3528 | 0 | 0 | NA | 59.11%
| 23 | 5 | 2017-05-04 23:00 | 0 | 0 | 0 | 0 | 0 | 0 | 0 | 0 | 0 | 0 | 0 | 0 | 0 | 0 | 0 | 0 | 0 | 2976 | 0 | 4 | 2017-04-04 | WEEKDAY | 19.9271 | 2.27 | 0 | 0 | 0 | 0 | 1773.3528 | 0 | 0 | NA | 59.11%
| 0 | 5 | 2017-05-05 | 0 | 0 | 0 | 0 | 0 | 0 | 0 | 0 | 0 | 0 | 0 | 0 | 0 | 0 | 0 | 0 | 0 | 2977 | 1 | 4 | 2017-04-04 01:00 | WEEKDAY | 6.6414 | 2.27 | 0 | 0 | 0 | 0 | 1773.3528 | 0 | 0 | NA | 59.11%
| 1 | 5 | 2017-05-05 01:00 | 0 | 0 | 0 | 0 | 0 | 0 | 0 | 0 | 0 | 0 | 0 | 0 | 0 | 0 | 0 | 0 | 0 | 2978 | 2 | 4 | 2017-04-04 02:00 | WEEKDAY | 5.027 | 2.27 | 0 | 0 | 0 | 0 | 1773.3528 | 0 | 0 | NA | 59.11%
| 2 | 5 | 2017-05-05 02:00 | 0 | 0 | 0 | 0 | 0 | 0 | 0 | 0 | 0 | 0 | 0 | 0 | 0 | 0 | 0 | 0 | 0 | 2979 | 3 | 4 | 2017-04-04 03:00 | WEEKDAY | -0.92969 | 2.27 | 0 | 0 | 0 | 0 | 1773.3528 | 0 | 0 | NA | 59.11%
| 3 | 5 | 2017-05-05 03:00 | 0 | 0 | 0 | 0 | 0 | 0 | 0 | 0 | 0 | 0 | 0 | 0 | 0 | 0 | 0 | 0 | 0 | 2980 | 4 | 4 | 2017-04-04 04:00 | WEEKDAY | 4.8015 | 2.27 | 0 | 0 | 0 | 0 | 1773.3528 | 0 | 0 | NA | 59.11%
| 4 | 5 | 2017-05-05 04:00 | 0 | 0 | 0 | 0 | 0 | 0 | 0 | 0 | 0 | 0 | 0 | 0 | 0 | 0 | 0 | 0 | 0 | 2981 | 5 | 4 | 2017-04-04 05:00 | WEEKDAY | 14.8778 | 2.27 | 0 | 0 | 0 | 0 | 1773.3528 | 0 | 0 | NA | 59.11%
| 5 | 5 | 2017-05-05 05:00 | 0 | 0 | 0 | 0 | 0 | 0 | 0 | 0 | 0 | 0 | 0 | 0 | 0 | 0 | 0 | 0 | 0 | 2982 | 6 | 4 | 2017-04-04 06:00 | WEEKDAY | 20.6369 | 20.45 | 0 | 0 | 0 | 0 | 1773.3528 | 0 | 0 | NA | 59.11%
| 6 | 5 | 2017-05-05 06:00 | 480.4537 | 379.6158 | 55.9325 | 100.2545 | 236.25 | 191.7252 | 184.673 | 132.3185 | 334.2882 | 95.8626 | 63.2045 | 46.4558 | 15.9607 | 252.3607 | 480.4537 | 236.25 | 480.4537 | 2983 | 7 | 4 | 2017-04-04 07:00 | WEEKDAY | 21.9201 | 20.45 | 193.929 | 0 | 0 | 0 | 1773.3528 | 0 | 0 | NA | 59.11%
| 7 | 5 | 2017-05-05 07:00 | 868.5924 | 1411.67 | 505.9868 | 372.2491 | 912.2321 | 712.9646 | 789.718 | 420.1948 | 735.4094 | 356.4823 | 363.1918 | 181.0753 | 91.7151 | 466.4709 | 868.5924 | 912.2321 | 868.5924 | 2984 | 8 | 4 | 2017-04-04 08:00 | WEEKDAY | 22.101 | 20.45 | 822.818 | 0 | 0 | 0 | 1967.2818 | 0 | 0 | NA | 65.58%
| 8 | 5 | 2017-05-05 08:00 | 976.9121 | 1936.7345 | 802.1458 | 395.1127 | 1574.579 | 978.1487 | 990 | 449.0856 | 898.1589 | 489.0744 | 434.4089 | 235.5852 | 109.6992 | 645.507 | 976.9121 | 1574.579 | 976.9121 | 2985 | 9 | 4 | 2017-04-04 09:00 | WEEKDAY | 22.8971 | 11.33 | 1052.9 | 990 | 0 | 990 | 2790.0998 | 0 | 0 | NA | 93%
| 9 | 5 | 2017-05-05 09:00 | 953.5591 | 1980.0001 | 900.212 | 756.6099 | 1698.3928 | 1000.0001 | 990 | 1187.7914 | 971.8915 | 500 | 803.4743 | 250 | 202.8975 | 865.0522 | 953.5591 | 1698.3928 | 953.5591 | 2986 | 10 | 4 | 2017-04-04 10:00 | WEEKDAY | 24.6451 | 11.33 | 1118.19 | 990 | 0 | 990 | 2790.0998 | 0 | 0 | NA | 93%
| 10 | 5 | 2017-05-05 10:00 | 989.651 | 1980.0001 | 990.0001 | 691.3417 | 1667.4988 | 1000.0001 | 821.692 | 1564.6436 | 979.1762 | 500 | 967.0702 | 250 | 244.2097 | 712.8564 | 989.651 | 1667.4988 | 989.651 | 2987 | 11 | 4 | 2017-04-04 11:00 | WEEKDAY | 22.2095 | 11.33 | 856.396 | 830.7041 | 0 | 830.7041 | 2790.0998 | 0 | 0 | NA | 93%
| 11 | 5 | 2017-05-05 11:00 | 982.0807 | 1980.0001 | 990.0001 | 929.5061 | 1980.0001 | 1000.0001 | 827.151 | 1589.5895 | 977.2071 | 500 | 784.4555 | 250 | 198.0948 | 962.7733 | 982.0807 | 1980.0001 | 982.0807 | 2988 | 12 | 4 | 2017-04-04 12:00 | WEEKDAY | 21.7725 | 11.33 | 862.117 | 836.2535 | 0 | 836.2535 | 2790.0998 | 0 | 0 | NA | 93%
| 12 | 5 | 2017-05-05 12:00 | 988.3399 | 1980.0001 | 978.2536 | 962.0973 | 1778.6961 | 1000.0001 | 990 | 1822.5479 | 970.5141 | 500 | 925.999 | 250 | 233.8381 | 957.9168 | 988.3399 | 1778.6961 | 988.3399 | 2989 | 13 | 4 | 2017-04-04 13:00 | WEEKDAY | 19.1755 | 11.33 | 1088.54 | 990 | 0 | 990 | 2790.0998 | 0 | 0 | NA | 93%
| 13 | 5 | 2017-05-05 13:00 | 990.0001 | 1980.0001 | 921.7748 | 930.4602 | 988.3902 | 1000.0001 | 990 | 1794.424 | 990.1676 | 500 | 887.3051 | 250 | 224.0669 | 975.4121 | 990.0001 | 988.3902 | 990.0001 | 2990 | 14 | 4 | 2017-04-04 14:00 | WEEKDAY | 26.3792 | 1.96 | 1084.84 | 990 | 0 | 990 | 2790.0998 | 0 | 0 | NA | 93%
| 14 | 5 | 2017-05-05 14:00 | 963.1161 | 1980.0001 | 952.1982 | 982.5369 | 1343.0866 | 1000.0001 | 990 | 1882.0344 | 968.4548 | 500 | 826.4406 | 250 | 208.6971 | 955.1219 | 963.1161 | 1343.0866 | 963.1161 | 2991 | 15 | 4 | 2017-04-04 15:00 | WEEKDAY | 37.2126 | 1.96 | 1069.05 | 990 | 0 | 990 | 2790.0998 | 0 | 0 | NA | 93%
| 15 | 5 | 2017-05-05 15:00 | 279.896 | 1980.0001 | 495.8429 | 884.6707 | 1769.3838 | 1000.0001 | 990 | 1343.2847 | 989.6384 | 500 | 898.652 | 228.7718 | 226.9323 | 943.2888 | 279.896 | 1769.3838 | 279.896 | 2992 | 16 | 4 | 2017-04-04 16:00 | WEEKDAY | 64.3684 | 1.96 | 1080.17 | 990 | 0 | 990 | 2790.0998 | 0 | 0 | NA | 93%
| 16 | 5 | 2017-05-05 16:00 | 141.6995 | 1881.7932 | 220.7016 | 580.8483 | 1002.5219 | 950.4006 | 990 | 1663.7746 | 990.2061 | 475.2003 | 846.3722 | 45.3303 | 213.7303 | 830.1048 | 141.6995 | 1002.5219 | 141.6995 | 2993 | 17 | 4 | 2017-04-04 17:00 | WEEKDAY | 56.1794 | 19.93 | 1057.51 | 990 | 0 | 990 | 2790.0998 | 0 | 0 | NA | 93%
| 17 | 5 | 2017-05-05 17:00 | 66.0984 | 1548.9493 | 73.4492 | 423.8671 | 1398.2521 | 782.2976 | 937.761 | 1315.2885 | 990.0152 | 391.1488 | 431.4544 | 29.2886 | 108.9531 | 627.0559 | 66.0984 | 1398.2521 | 66.0984 | 2994 | 18 | 4 | 2017-04-04 18:00 | WEEKDAY | 36.2913 | 19.93 | 979.124 | 949.7503 | 0 | 949.7503 | 2790.0998 | 0 | 0 | NA | 93%
| 18 | 5 | 2017-05-05 18:00 | 11.5186 | 487.6391 | 61.4573 | 23.8567 | 364.0747 | 246.2824 | 708.06 | 343.3479 | 700.4467 | 123.1412 | 187.9302 | 39.7892 | 47.4571 | 161.2902 | 11.5186 | 364.0747 | 11.5186 | 2995 | 19 | 4 | 2017-04-04 19:00 | WEEKDAY | 37.0595 | 19.93 | 736.717 | 714.6155 | 0 | 714.6155 | 2790.0998 | 0 | 0 | NA | 93%
| 19 | 5 | 2017-05-05 19:00 | 0 | 0 | 1.7922 | 0 | 0 | 0 | 0 | 0 | 281.6958 | 0 | 6.1431 | 0 | 1.5513 | 0 | 0 | 0 | 0 | 2996 | 20 | 4 | 2017-04-04 20:00 | WEEKDAY | 27.5956 | 12.08 | 0 | 0 | 0 | 0 | 2790.0998 | 0 | 0 | NA | 93%
| 20 | 5 | 2017-05-05 20:00 | 0 | 0 | 0 | 0 | 0 | 0 | 0 | 0 | 0 | 0 | 0 | 0 | 0 | 0 | 0 | 0 | 0 | 2997 | 21 | 4 | 2017-04-04 21:00 | WEEKDAY | 25.0431 | 12.08 | 0 | 0 | 0 | 0 | 2790.0998 | 0 | 0 | NA | 93%
| 21 | 5 | 2017-05-05 21:00 | 0 | 0 | 0 | 0 | 0 | 0 | 0 | 0 | 0 | 0 | 0 | 0 | 0 | 0 | 0 | 0 | 0 | 2998 | 22 | 4 | 2017-04-04 22:00 | WEEKDAY | 27.9324 | 12.08 | 0 | 0 | 0 | 0 | 2790.0998 | 0 | 0 | NA | 93%
| 22 | 5 | 2017-05-05 22:00 | 0 | 0 | 0 | 0 | 0 | 0 | 0 | 0 | 0 | 0 | 0 | 0 | 0 | 0 | 0 | 0 | 0 | 2999 | 23 | 4 | 2017-04-04 23:00 | WEEKDAY | 19.1616 | 2.27 | 0 | 0 | 0 | 0 | 2790.0998 | 0 | 0 | NA | 93%
| 23 | 5 | 2017-05-05 23:00 | 0 | 0 | 0 | 0 | 0 | 0 | 0 | 0 | 0 | 0 | 0 | 0 | 0 | 0 | 0 | 0 | 0 | 3000 | 0 | 4 | 2017-04-05 | WEEKDAY | 11.8967 | 2.27 | 0 | 0 | 0 | 0 | 2790.0998 | 0 | 0 | NA | 93%
| 0 | 5 | 2017-05-06 | 0 | 0 | 0 | 0 | 0 | 0 | 0 | 0 | 0 | 0 | 0 | 0 | 0 | 0 | 0 | 0 | 0 | 3001 | 1 | 4 | 2017-04-05 01:00 | WEEKDAY | -6.9727 | 2.27 | 0 | 0 | 0 | 0 | 2790.0998 | 0 | 0 | NA | 93%
| 1 | 5 | 2017-05-06 01:00 | 0 | 0 | 0 | 0 | 0 | 0 | 0 | 0 | 0 | 0 | 0 | 0 | 0 | 0 | 0 | 0 | 0 | 3002 | 2 | 4 | 2017-04-05 02:00 | WEEKDAY | 12.1583 | 2.27 | 0 | 0 | 0 | 0 | 2790.0998 | 0 | 0 | NA | 93%
| 2 | 5 | 2017-05-06 02:00 | 0 | 0 | 0 | 0 | 0 | 0 | 0 | 0 | 0 | 0 | 0 | 0 | 0 | 0 | 0 | 0 | 0 | 3003 | 3 | 4 | 2017-04-05 03:00 | WEEKDAY | 16.5841 | 2.27 | 0 | 0 | 0 | 0 | 2790.0998 | 0 | 0 | NA | 93%
| 3 | 5 | 2017-05-06 03:00 | 0 | 0 | 0 | 0 | 0 | 0 | 0 | 0 | 0 | 0 | 0 | 0 | 0 | 0 | 0 | 0 | 0 | 3004 | 4 | 4 | 2017-04-05 04:00 | WEEKDAY | 5.901 | 2.27 | 0 | 0 | 0 | 0 | 2790.0998 | 0 | 0 | NA | 93%
| 4 | 5 | 2017-05-06 04:00 | 0 | 0 | 0 | 0 | 0 | 0 | 0 | 0 | 0 | 0 | 0 | 0 | 0 | 0 | 0 | 0 | 0 | 3005 | 5 | 4 | 2017-04-05 05:00 | WEEKDAY | 5.7368 | 2.27 | 0 | 0 | 0 | 0 | 2790.0998 | 0 | 0 | NA | 93%
| 5 | 5 | 2017-05-06 05:00 | 0 | 0 | 0 | 0 | 0 | 0 | 0 | 0 | 0 | 0 | 0 | 0 | 0 | 0 | 0 | 0 | 0 | 3006 | 6 | 4 | 2017-04-05 06:00 | WEEKDAY | 8.9267 | 20.45 | 0 | 0 | 0 | 0 | 2790.0998 | 0 | 0 | NA | 93%
| 6 | 5 | 2017-05-06 06:00 | 734.3511 | 27.4854 | 47.2139 | 220.9746 | 323.167 | 13.8815 | 194.915 | 38.9641 | 324.0789 | 6.9408 | 36.1693 | 47.7711 | 9.1337 | 157.1158 | 734.3511 | 323.167 | 734.3511 | 3007 | 7 | 4 | 2017-04-05 07:00 | WEEKDAY | 24.0077 | 20.45 | 204.359 | 0 | 0 | 0 | 2790.0998 | 0 | 0 | NA | 93%
| 7 | 5 | 2017-05-06 07:00 | 925.1294 | 103.6436 | 234.7726 | 607.8845 | 1370.8283 | 52.3453 | 740.957 | 889.8489 | 0 | 26.1726 | 633.9545 | 186.9469 | 160.0895 | 376.7673 | 925.1294 | 1370.8283 | 925.1294 | 3008 | 8 | 4 | 2017-04-05 08:00 | WEEKDAY | 21.3634 | 20.45 | 771.268 | 748.13 | 0 | 748.13 | 2994.4588 | 0 | 0 | NA | 99.82%
| 8 | 5 | 2017-05-06 08:00 | 990.0001 | 193.716 | 375.9606 | 852.5597 | 1669.2458 | 97.8364 | 929.911 | 914.0457 | 831.3133 | 48.9182 | 799.6413 | 239.3547 | 201.9296 | 819.2473 | 990.0001 | 1669.2458 | 990.0001 | 3009 | 9 | 4 | 2017-04-05 09:00 | WEEKDAY | 21.6862 | 11.33 | 970.703 | 941.5819 | 0 | 941.5819 | 2994.4588 | 0 | 0 | NA | 99.82%
| 9 | 5 | 2017-05-06 09:00 | 990.0001 | 275.1571 | 832.2555 | 990.0001 | 1708.7675 | 138.9682 | 981.261 | 1684.5392 | 922.664 | 69.4841 | 979.957 | 250 | 247.4639 | 935.5753 | 990.0001 | 1708.7675 | 990.0001 | 3010 | 10 | 4 | 2017-04-05 10:00 | WEEKDAY | 20.5227 | 11.33 | 1025.16 | 990 | 0 | 990 | 2994.4588 | 0 | 0 | NA | 99.82%
| 10 | 5 | 2017-05-06 10:00 | 990.0001 | 358.7361 | 885.3505 | 990.0001 | 1573.8672 | 181.1798 | 885.566 | 1885.4898 | 930.779 | 90.5899 | 990.0001 | 250 | 250 | 948.8462 | 990.0001 | 1573.8672 | 990.0001 | 3011 | 11 | 4 | 2017-04-05 11:00 | WEEKDAY | 19.4901 | 11.33 | 923.593 | 895.8852 | 0 | 895.8852 | 2994.4588 | 0 | 0 | NA | 99.82%
| 11 | 5 | 2017-05-06 11:00 | 990.0001 | 417.9452 | 722.5156 | 990.0001 | 1871.7181 | 211.0834 | 828.55 | 1980.0001 | 933.9936 | 105.5417 | 990.0001 | 250 | 250 | 949.2032 | 990.0001 | 1871.7181 | 990.0001 | 3012 | 12 | 4 | 2017-04-05 12:00 | WEEKDAY | 15.3594 | 11.33 | 863.292 | 837.3932 | 0 | 837.3932 | 2994.4588 | 0 | 0 | NA | 99.82%
| 12 | 5 | 2017-05-06 12:00 | 990.0001 | 444.6952 | 701.7478 | 990.0001 | 1919.7448 | 224.5935 | 787.641 | 1962.3943 | 957.8779 | 112.2968 | 922.6722 | 250 | 232.998 | 943.1082 | 990.0001 | 1919.7448 | 990.0001 | 3013 | 13 | 4 | 2017-04-05 13:00 | WEEKDAY | 18.6578 | 11.33 | 820.127 | 795.5232 | 0 | 795.5232 | 2994.4588 | 0 | 0 | NA | 99.82%
| 13 | 5 | 2017-05-06 13:00 | 990.0001 | 505.5928 | 962.6943 | 922.2024 | 1887.1519 | 255.3499 | 812.53 | 1963.3183 | 955.7847 | 127.6749 | 924.1802 | 250 | 233.3788 | 934.1435 | 990.0001 | 1887.1519 | 990.0001 | 3014 | 14 | 4 | 2017-04-05 14:00 | WEEKDAY | 20.7593 | 1.96 | 846.341 | 820.9508 | 169 | 989.9508 | 2994.4588 | 0 | 0 | NA | 99.82%
| 14 | 5 | 2017-05-06 14:00 | 990.0001 | 524.1469 | 855.9452 | 838.4135 | 1714.5132 | 264.7207 | 896.338 | 1631.2881 | 953.0774 | 132.3603 | 883.6976 | 250 | 223.156 | 937.6606 | 990.0001 | 1714.5132 | 990.0001 | 3015 | 15 | 4 | 2017-04-05 15:00 | WEEKDAY | 20.854 | 1.96 | 934.904 | 906.8569 | 0 | 906.8569 | 2820.232 | 0 | 0 | NA | 94.01%
| 15 | 5 | 2017-05-06 15:00 | 927.2862 | 1196.2628 | 802.7291 | 773.7667 | 1651.9008 | 604.1731 | 850.377 | 1809.6748 | 956.9389 | 302.0866 | 865.4993 | 238.6125 | 218.5604 | 926.5253 | 927.2862 | 1651.9008 | 927.2862 | 3016 | 16 | 4 | 2017-04-05 16:00 | WEEKDAY | 21.1685 | 1.96 | 886.334 | 859.744 | 130 | 989.744 | 2820.232 | 0 | 0 | NA | 94.01%
| 16 | 5 | 2017-05-06 16:00 | 829.2946 | 174.3228 | 719.4272 | 494.3003 | 1043.5174 | 88.0418 | 703.331 | 1652.3069 | 929.1611 | 44.0209 | 780.3137 | 230.1362 | 197.0489 | 832.2499 | 829.2946 | 1043.5174 | 829.2946 | 3017 | 17 | 4 | 2017-04-05 17:00 | WEEKDAY | 20.6035 | 19.93 | 731.545 | 709.5986 | 280 | 989.5986 | 2686.2114 | 0 | 0 | NA | 89.54%
| 17 | 5 | 2017-05-06 17:00 | 415.4236 | 490.7856 | 646.0755 | 150.8458 | 469.3286 | 247.8715 | 507.592 | 818.2427 | 860.9099 | 123.9358 | 426.2593 | 191.6345 | 107.6412 | 668.4321 | 415.4236 | 469.3286 | 415.4236 | 3018 | 18 | 4 | 2017-04-05 18:00 | WEEKDAY | 20.9876 | 19.93 | 527.035 | 0 | 0 | 0 | 2397.5516 | 0 | 0 | NA | 79.92%
| 18 | 5 | 2017-05-06 18:00 | 2.9281 | 487.774 | 241.0652 | 37.1173 | 55.9597 | 246.3505 | 53.8105 | 355.7749 | 680.7732 | 123.1753 | 189.5717 | 74.9676 | 47.8716 | 185.7327 | 2.9281 | 55.9597 | 2.9281 | 3019 | 19 | 4 | 2017-04-05 19:00 | WEEKDAY | 22.9945 | 19.93 | 60.0133 | 0 | 0 | 0 | 2924.5866 | 0 | 0 | NA | 97.49%
| 19 | 5 | 2017-05-06 19:00 | 0 | 0 | 10.3288 | 0 | 0 | 0 | 0 | 0 | 272.538 | 0 | 2.96 | 0 | 0.74746 | 0 | 0 | 0 | 0 | 3020 | 20 | 4 | 2017-04-05 20:00 | WEEKDAY | 100.6653 | 12.08 | 0 | 0 | 0 | 0 | 2984.5999 | 0 | 0 | NA | 99.49%
| 20 | 5 | 2017-05-06 20:00 | 0 | 0 | 0 | 0 | 0 | 0 | 0 | 0 | 0 | 0 | 0 | 0 | 0 | 0 | 0 | 0 | 0 | 3021 | 21 | 4 | 2017-04-05 21:00 | WEEKDAY | 126.8747 | 12.08 | 0 | 0 | 0 | 0 | 2984.5999 | 0 | 0 | NA | 99.49%
| 21 | 5 | 2017-05-06 21:00 | 0 | 0 | 0 | 0 | 0 | 0 | 0 | 0 | 0 | 0 | 0 | 0 | 0 | 0 | 0 | 0 | 0 | 3022 | 22 | 4 | 2017-04-05 22:00 | WEEKDAY | 33.0067 | 12.08 | 0 | 0 | 0 | 0 | 2984.5999 | 0 | 0 | NA | 99.49%
| 22 | 5 | 2017-05-06 22:00 | 0 | 0 | 0 | 0 | 0 | 0 | 0 | 0 | 0 | 0 | 0 | 0 | 0 | 0 | 0 | 0 | 0 | 3023 | 23 | 4 | 2017-04-05 23:00 | WEEKDAY | 26.9137 | 2.27 | 0 | 0 | 0 | 0 | 2984.5999 | 0 | 0 | NA | 99.49%
| 23 | 5 | 2017-05-06 23:00 | 0 | 0 | 0 | 0 | 0 | 0 | 0 | 0 | 0 | 0 | 0 | 0 | 0 | 0 | 0 | 0 | 0 | 3024 | 0 | 4 | 2017-04-06 | WEEKDAY | 23.0362 | 2.27 | 0 | 0 | 0 | 0 | 2984.5999 | 0 | 0 | NA | 99.49%
| 0 | 5 | 2017-05-07 | 0 | 0 | 0 | 0 | 0 | 0 | 0 | 0 | 0 | 0 | 0 | 0 | 0 | 0 | 0 | 0 | 0 | 3025 | 1 | 4 | 2017-04-06 01:00 | WEEKDAY | 22.9778 | 2.27 | 0 | 0 | 0 | 0 | 2984.5999 | 0 | 0 | NA | 99.49%
| 1 | 5 | 2017-05-07 01:00 | 0 | 0 | 0 | 0 | 0 | 0 | 0 | 0 | 0 | 0 | 0 | 0 | 0 | 0 | 0 | 0 | 0 | 3026 | 2 | 4 | 2017-04-06 02:00 | WEEKDAY | 22.6466 | 2.27 | 0 | 0 | 0 | 0 | 2984.5999 | 0 | 0 | NA | 99.49%
| 2 | 5 | 2017-05-07 02:00 | 0 | 0 | 0 | 0 | 0 | 0 | 0 | 0 | 0 | 0 | 0 | 0 | 0 | 0 | 0 | 0 | 0 | 3027 | 3 | 4 | 2017-04-06 03:00 | WEEKDAY | 22.0119 | 2.27 | 0 | 0 | 0 | 0 | 2984.5999 | 0 | 0 | NA | 99.49%
| 3 | 5 | 2017-05-07 03:00 | 0 | 0 | 0 | 0 | 0 | 0 | 0 | 0 | 0 | 0 | 0 | 0 | 0 | 0 | 0 | 0 | 0 | 3028 | 4 | 4 | 2017-04-06 04:00 | WEEKDAY | 21.998 | 2.27 | 0 | 0 | 0 | 0 | 2984.5999 | 0 | 0 | NA | 99.49%
| 4 | 5 | 2017-05-07 04:00 | 0 | 0 | 0 | 0 | 0 | 0 | 0 | 0 | 0 | 0 | 0 | 0 | 0 | 0 | 0 | 0 | 0 | 3029 | 5 | 4 | 2017-04-06 05:00 | WEEKDAY | 22.4768 | 2.27 | 0 | 0 | 0 | 0 | 2984.5999 | 0 | 0 | NA | 99.49%
| 5 | 5 | 2017-05-07 05:00 | 119.761 | 0 | 0 | 0 | 0 | 0 | 0 | 0 | 0 | 0 | 0 | 0 | 0 | 0 | 119.761 | 0 | 119.761 | 3030 | 6 | 4 | 2017-04-06 06:00 | WEEKDAY | 23.7182 | 20.45 | 0 | 0 | 0 | 0 | 2984.5999 | 0 | 0 | NA | 99.49%
| 6 | 5 | 2017-05-07 06:00 | 614.3999 | 37.9336 | 94.3514 | 86.5735 | 329.8253 | 19.1584 | 212.296 | 90.7892 | 315.604 | 9.5792 | 60.4682 | 54.7583 | 15.2697 | 235.3477 | 614.3999 | 329.8253 | 614.3999 | 3031 | 7 | 4 | 2017-04-06 07:00 | WEEKDAY | 39.6231 | 20.45 | 222.159 | 215.4942 | 0 | 215.4942 | 2984.5999 | 0 | 0 | NA | 99.49%
| 7 | 5 | 2017-05-07 07:00 | 843.8125 | 133.4073 | 90.1742 | 162.2491 | 1305.304 | 67.3774 | 736.015 | 545.6278 | 319.9768 | 33.6887 | 169.1526 | 188.1614 | 42.7153 | 721.8119 | 843.8125 | 1305.304 | 843.8125 | 3032 | 8 | 4 | 2017-04-06 08:00 | WEEKDAY | 25.4106 | 20.45 | 766.006 | 743.0258 | 0 | 743.0258 | 2984.5999 | 0 | 0 | NA | 99.49%
| 8 | 5 | 2017-05-07 08:00 | 990.0001 | 299.0177 | 541.5707 | 150.6656 | 1758.433 | 151.019 | 918.236 | 392.545 | 486.1912 | 75.5095 | 207.8174 | 233.6688 | 52.4791 | 887.5995 | 990.0001 | 1758.433 | 990.0001 | 3033 | 9 | 4 | 2017-04-06 09:00 | WEEKDAY | 23.8045 | 11.33 | 958.24 | 929.4928 | 0 | 929.4928 | 2984.5999 | 0 | 0 | NA | 99.49%
| 9 | 5 | 2017-05-07 09:00 | 990.0001 | 1353.438 | 924.9909 | 308.9586 | 1963.8474 | 683.5546 | 966.617 | 811.3216 | 492.9783 | 341.7773 | 281.7974 | 250 | 71.161 | 956.0701 | 990.0001 | 1963.8474 | 990.0001 | 3034 | 10 | 4 | 2017-04-06 10:00 | WEEKDAY | 24.634 | 11.33 | 1009.5 | 979.215 | 0 | 979.215 | 2984.5999 | 0 | 0 | NA | 99.49%
| 10 | 5 | 2017-05-07 10:00 | 990.0001 | 521.4292 | 934.7797 | 297.1572 | 1948.1706 | 263.3481 | 964.365 | 1139.374 | 816.1434 | 131.674 | 345.3425 | 250 | 87.2077 | 959.8874 | 990.0001 | 1948.1706 | 990.0001 | 3035 | 11 | 4 | 2017-04-06 11:00 | WEEKDAY | 22.9388 | 11.33 | 1007.04 | 976.8288 | 0 | 976.8288 | 2984.5999 | 0 | 0 | NA | 99.49%
| 11 | 5 | 2017-05-07 11:00 | 988.8761 | 598.0926 | 953.7806 | 377.1511 | 1826.1038 | 302.067 | 954.732 | 1498.1644 | 779.3659 | 151.0335 | 702.32 | 250 | 177.3535 | 962.6228 | 988.8761 | 1826.1038 | 988.8761 | 3036 | 12 | 4 | 2017-04-06 12:00 | WEEKDAY | 22.9277 | 11.33 | 996.77 | 966.8669 | 0 | 966.8669 | 2984.5999 | 0 | 0 | NA | 99.49%
| 12 | 5 | 2017-05-07 12:00 | 896.2234 | 626.1532 | 866.5627 | 898.6581 | 1666.1324 | 316.239 | 942.222 | 1183.4811 | 787.2083 | 158.1195 | 729.9948 | 250 | 184.3421 | 954.1498 | 896.2234 | 1666.1324 | 896.2234 | 3037 | 13 | 4 | 2017-04-06 13:00 | WEEKDAY | 23.0195 | 11.33 | 983.462 | 953.9581 | 0 | 953.9581 | 2984.5999 | 0 | 0 | NA | 99.49%
| 13 | 5 | 2017-05-07 13:00 | 719.5266 | 599.2462 | 944.7386 | 279.5911 | 1778.7902 | 302.6496 | 938.686 | 974.0859 | 838.4777 | 151.3248 | 653.9134 | 250 | 165.1297 | 951.5237 | 719.5266 | 1778.7902 | 719.5266 | 3038 | 14 | 4 | 2017-04-06 14:00 | WEEKDAY | 23.284 | 1.96 | 979.695 | 950.3042 | 0 | 950.3042 | 2984.5999 | 0 | 0 | NA | 99.49%
| 14 | 5 | 2017-05-07 14:00 | 454.701 | 721.7378 | 915.6776 | 459.639 | 1281.2564 | 364.5141 | 943.217 | 826.7392 | 757.3159 | 182.257 | 493.1897 | 248.5674 | 124.5429 | 954.0141 | 454.701 | 1281.2564 | 454.701 | 3039 | 15 | 4 | 2017-04-06 15:00 | WEEKDAY | 26.9443 | 1.96 | 984.501 | 954.966 | 0 | 954.966 | 2984.5999 | 0 | 0 | NA | 99.49%
| 15 | 5 | 2017-05-07 15:00 | 750.3864 | 1029.5661 | 874.6367 | 203.2093 | 1399.5519 | 519.9829 | 952.575 | 1571.4375 | 990.3519 | 259.9914 | 452.4397 | 243.6353 | 114.2524 | 929.0057 | 750.3864 | 1399.5519 | 750.3864 | 3040 | 16 | 4 | 2017-04-06 16:00 | WEEKDAY | 30.2511 | 1.96 | 994.45 | 964.6165 | 0 | 964.6165 | 2984.5999 | 0 | 0 | NA | 99.49%
| 16 | 5 | 2017-05-07 16:00 | 643.0404 | 240.7154 | 669.2724 | 183.1494 | 1350.1866 | 121.5734 | 962.041 | 1233.9051 | 652.261 | 60.7867 | 208.239 | 231.9715 | 52.5856 | 829.557 | 643.0404 | 1350.1866 | 643.0404 | 3041 | 17 | 4 | 2017-04-06 17:00 | WEEKDAY | 30.2399 | 19.93 | 1004.68 | 974.5396 | 0 | 974.5396 | 2984.5999 | 0 | 0 | NA | 99.49%
| 17 | 5 | 2017-05-07 17:00 | 371.1007 | 1408.1884 | 165.6307 | 125.4369 | 462.3499 | 711.2062 | 891.584 | 706.5927 | 602.3273 | 355.6031 | 236.3441 | 188.0855 | 59.6829 | 657.8272 | 371.1007 | 462.3499 | 371.1007 | 3042 | 18 | 4 | 2017-04-06 18:00 | WEEKDAY | 32.6978 | 19.93 | 930.005 | 902.1048 | 0 | 902.1048 | 2984.5999 | 0 | 0 | NA | 99.49%
| 18 | 5 | 2017-05-07 18:00 | 10.8866 | 92.6149 | 61.048 | 24.9035 | 91.3188 | 46.7752 | 682.105 | 320.4953 | 548.3769 | 23.3876 | 164.0658 | 73.004 | 41.4308 | 187.8205 | 10.8866 | 91.3188 | 10.8866 | 3043 | 19 | 4 | 2017-04-06 19:00 | WEEKDAY | 26.9443 | 19.93 | 709.404 | 688.1219 | 0 | 688.1219 | 2984.5999 | 0 | 0 | NA | 99.49%
| 19 | 5 | 2017-05-07 19:00 | 0 | 0 | 4.9795 | 0 | 0 | 0 | 0 | 0 | 184.3078 | 0 | 9.8114 | 0 | 2.4776 | 0 | 0 | 0 | 0 | 3044 | 20 | 4 | 2017-04-06 20:00 | WEEKDAY | 24.1524 | 12.08 | 0 | 0 | 0 | 0 | 2984.5999 | 0 | 0 | NA | 99.49%
| 20 | 5 | 2017-05-07 20:00 | 0 | 0 | 0 | 0 | 0 | 0 | 0 | 0 | 0 | 0 | 0 | 0 | 0 | 0 | 0 | 0 | 0 | 3045 | 21 | 4 | 2017-04-06 21:00 | WEEKDAY | 26.4906 | 12.08 | 0 | 0 | 0 | 0 | 2984.5999 | 0 | 0 | NA | 99.49%
| 21 | 5 | 2017-05-07 21:00 | 0 | 0 | 0 | 0 | 0 | 0 | 0 | 0 | 0 | 0 | 0 | 0 | 0 | 0 | 0 | 0 | 0 | 3046 | 22 | 4 | 2017-04-06 22:00 | WEEKDAY | 22.7273 | 12.08 | 0 | 0 | 0 | 0 | 2984.5999 | 0 | 0 | NA | 99.49%
| 22 | 5 | 2017-05-07 22:00 | 0 | 0 | 0 | 0 | 0 | 0 | 0 | 0 | 0 | 0 | 0 | 0 | 0 | 0 | 0 | 0 | 0 | 3047 | 23 | 4 | 2017-04-06 23:00 | WEEKDAY | 21.0015 | 2.27 | 0 | 0 | 0 | 0 | 2984.5999 | 0 | 0 | NA | 99.49%
| 23 | 5 | 2017-05-07 23:00 | 0 | 0 | 0 | 0 | 0 | 0 | 0 | 0 | 0 | 0 | 0 | 0 | 0 | 0 | 0 | 0 | 0 | 3048 | 0 | 4 | 2017-04-07 | WEEKDAY | 19.3286 | 2.27 | 0 | 0 | 0 | 0 | 2984.5999 | 0 | 0 | NA | 99.49%
| 0 | 5 | 2017-05-08 | 0 | 0 | 0 | 0 | 0 | 0 | 0 | 0 | 0 | 0 | 0 | 0 | 0 | 0 | 0 | 0 | 0 | 3049 | 1 | 4 | 2017-04-07 01:00 | WEEKDAY | 18.9501 | 2.27 | 0 | 0 | 0 | 0 | 2984.5999 | 0 | 0 | NA | 99.49%
| 1 | 5 | 2017-05-08 01:00 | 0 | 0 | 0 | 0 | 0 | 0 | 0 | 0 | 0 | 0 | 0 | 0 | 0 | 0 | 0 | 0 | 0 | 3050 | 2 | 4 | 2017-04-07 02:00 | WEEKDAY | 16.3252 | 2.27 | 0 | 0 | 0 | 0 | 2984.5999 | 0 | 0 | NA | 99.49%
| 2 | 5 | 2017-05-08 02:00 | 0 | 0 | 0 | 0 | 0 | 0 | 0 | 0 | 0 | 0 | 0 | 0 | 0 | 0 | 0 | 0 | 0 | 3051 | 3 | 4 | 2017-04-07 03:00 | WEEKDAY | 15.9578 | 2.27 | 0 | 0 | 0 | 0 | 2984.5999 | 0 | 0 | NA | 99.49%
| 3 | 5 | 2017-05-08 03:00 | 0 | 0 | 0 | 0 | 0 | 0 | 0 | 0 | 0 | 0 | 0 | 0 | 0 | 0 | 0 | 0 | 0 | 3052 | 4 | 4 | 2017-04-07 04:00 | WEEKDAY | 17.8033 | 2.27 | 0 | 0 | 0 | 0 | 2984.5999 | 0 | 0 | NA | 99.49%
| 4 | 5 | 2017-05-08 04:00 | 0 | 0 | 0 | 0 | 0 | 0 | 0 | 0 | 0 | 0 | 0 | 0 | 0 | 0 | 0 | 0 | 0 | 3053 | 5 | 4 | 2017-04-07 05:00 | WEEKDAY | 18.463 | 2.27 | 0 | 0 | 0 | 0 | 2984.5999 | 0 | 0 | NA | 99.49%
| 5 | 5 | 2017-05-08 05:00 | 160.2355 | 0 | 0 | 0 | 0 | 0 | 0 | 0 | 0 | 0 | 0 | 0 | 0 | 0 | 160.2355 | 0 | 160.2355 | 3054 | 6 | 4 | 2017-04-07 06:00 | WEEKDAY | 19.6849 | 20.45 | 0 | 0 | 0 | 0 | 2984.5999 | 0 | 0 | NA | 99.49%
| 6 | 5 | 2017-05-08 06:00 | 636.3328 | 50.9934 | 56.8407 | 31.5228 | 54.8412 | 25.7543 | 0 | 60.2619 | 327.3343 | 12.8771 | 133.7445 | 50.3881 | 33.7739 | 266.9663 | 636.3328 | 54.8412 | 636.3328 | 3055 | 7 | 4 | 2017-04-07 07:00 | WEEKDAY | 21.2409 | 20.45 | 3.3513 | 0 | 0 | 0 | 2984.5999 | 0 | 0 | NA | 99.49%
| 7 | 5 | 2017-05-08 07:00 | 848.8275 | 128.7576 | 93.0094 | 80.7157 | 414.2135 | 65.0291 | 263.623 | 442.9316 | 731.5284 | 32.5145 | 701.056 | 179.1836 | 177.0343 | 470.6119 | 848.8275 | 414.2135 | 848.8275 | 3056 | 8 | 4 | 2017-04-07 08:00 | WEEKDAY | 20.2082 | 20.45 | 274.882 | 266.6355 | 0 | 266.6355 | 2987.9512 | 0 | 0 | NA | 99.6%
| 8 | 5 | 2017-05-08 08:00 | 936.5433 | 261.5025 | 444.6946 | 75.6682 | 663.2066 | 132.072 | 119.701 | 1472.23 | 911.3063 | 66.036 | 876.3865 | 236.3382 | 221.3097 | 535.1992 | 936.5433 | 663.2066 | 936.5433 | 3057 | 9 | 4 | 2017-04-07 09:00 | WEEKDAY | 19.7434 | 11.33 | 127.272 | 123.4538 | 0 | 123.4538 | 2987.9512 | 0 | 0 | NA | 99.6%
| 9 | 5 | 2017-05-08 09:00 | 990.0001 | 844.6632 | 427.9156 | 105.2019 | 1260.3658 | 426.5976 | 133.896 | 901.2248 | 975.2186 | 213.2988 | 898.0494 | 249.726 | 226.7802 | 847.2964 | 990.0001 | 1260.3658 | 990.0001 | 3058 | 10 | 4 | 2017-04-07 10:00 | WEEKDAY | 19.877 | 11.33 | 141.761 | 137.5082 | 0 | 137.5082 | 2987.9512 | 0 | 0 | NA | 99.6%
| 10 | 5 | 2017-05-08 10:00 | 988.6782 | 1194.9471 | 500.9805 | 137.1605 | 1350.4779 | 603.5086 | 990 | 1710.1446 | 842.93 | 301.7543 | 952.1529 | 250 | 240.4427 | 909.9298 | 988.6782 | 1350.4779 | 988.6782 | 3059 | 11 | 4 | 2017-04-07 11:00 | WEEKDAY | 19.5652 | 11.33 | 1051.87 | 990 | 0 | 990 | 2987.9512 | 0 | 0 | NA | 99.6%
| 11 | 5 | 2017-05-08 11:00 | 990.0001 | 969.4279 | 477.8925 | 161.9002 | 971.4644 | 489.6101 | 990 | 1702.255 | 768.0217 | 244.805 | 945.4701 | 250 | 238.7551 | 918.4456 | 990.0001 | 971.4644 | 990.0001 | 3060 | 12 | 4 | 2017-04-07 12:00 | WEEKDAY | 19.4845 | 11.33 | 1049.43 | 990 | 0 | 990 | 2987.9512 | 0 | 0 | NA | 99.6%
| 12 | 5 | 2017-05-08 12:00 | 990.0001 | 1409.1748 | 594.1194 | 169.5022 | 964.3626 | 711.7044 | 990 | 873.5041 | 861.9342 | 355.8522 | 990.0001 | 250 | 250 | 733.9104 | 990.0001 | 964.3626 | 990.0001 | 3061 | 13 | 4 | 2017-04-07 13:00 | WEEKDAY | 20.0356 | 11.33 | 1046.16 | 990 | 0 | 990 | 2987.9512 | 0 | 0 | NA | 99.6%
| 13 | 5 | 2017-05-08 13:00 | 990.0001 | 673.4145 | 548.4163 | 162.9951 | 623.3529 | 340.1083 | 990 | 1096.9883 | 842.5371 | 170.0542 | 990.0001 | 250 | 250 | 555.7476 | 990.0001 | 623.3529 | 990.0001 | 3062 | 14 | 4 | 2017-04-07 14:00 | WEEKDAY | 20.5311 | 1.96 | 1044.69 | 990 | 0 | 990 | 2987.9512 | 0 | 0 | NA | 99.6%
| 14 | 5 | 2017-05-08 14:00 | 990.0001 | 1011.5472 | 847.9524 | 137.5453 | 261.3953 | 510.8824 | 898.944 | 673.2889 | 741.6989 | 255.4412 | 990.0001 | 250 | 250 | 492.0929 | 990.0001 | 261.3953 | 990.0001 | 3063 | 15 | 4 | 2017-04-07 15:00 | WEEKDAY | 20.5951 | 1.96 | 937.936 | 909.7979 | 0 | 909.7979 | 2987.9512 | 0 | 0 | NA | 99.6%
| 15 | 5 | 2017-05-08 15:00 | 987.3382 | 386.8467 | 680.7173 | 209.6004 | 461.1701 | 195.3771 | 902.157 | 718.8482 | 989.7647 | 97.6886 | 990.0001 | 212.804 | 250 | 363.8472 | 987.3382 | 461.1701 | 987.3382 | 3064 | 16 | 4 | 2017-04-07 16:00 | WEEKDAY | 20.6313 | 1.96 | 941.357 | 913.1163 | 77 | 990.1163 | 2987.9512 | 0 | 0 | NA | 99.6%
| 16 | 5 | 2017-05-08 16:00 | 826.7297 | 1265.0658 | 724.9289 | 302.6838 | 311.4428 | 638.9221 | 986.133 | 1432.1951 | 990.4223 | 319.4611 | 951.1975 | 216.6282 | 240.2014 | 561.5575 | 826.7297 | 311.4428 | 826.7297 | 3065 | 17 | 4 | 2017-04-07 17:00 | WEEKDAY | 21.6584 | 19.93 | 1030.54 | 990 | 0 | 990 | 2908.5697 | 0 | 0 | NA | 96.95%
| 17 | 5 | 2017-05-08 17:00 | 473.5353 | 1253.2051 | 511.6728 | 422.9708 | 372.0766 | 632.9319 | 710.768 | 926.3749 | 0 | 316.4659 | 785.0249 | 178.181 | 198.2386 | 484.7726 | 473.5353 | 372.0766 | 473.5353 | 3066 | 18 | 4 | 2017-04-07 18:00 | WEEKDAY | 22.7996 | 19.93 | 739.505 | 717.3198 | 0 | 717.3198 | 2908.5697 | 0 | 0 | NA | 96.95%
| 18 | 5 | 2017-05-08 18:00 | 16.993 | 233.4572 | 205.0759 | 13.5356 | 30.2855 | 117.9077 | 239.927 | 234.975 | 0 | 58.9538 | 309.3348 | 74.4329 | 78.1149 | 99.3727 | 16.993 | 30.2855 | 16.993 | 3067 | 19 | 4 | 2017-04-07 19:00 | WEEKDAY | 21.188 | 19.93 | 250.479 | 242.9646 | 0 | 242.9646 | 2908.5697 | 0 | 0 | NA | 96.95%
| 19 | 5 | 2017-05-08 19:00 | 0 | 0 | 10.9967 | 0 | 0 | 0 | 0 | 0 | 0 | 0 | 8.4703 | 0 | 2.139 | 0 | 0 | 0 | 0 | 3068 | 20 | 4 | 2017-04-07 20:00 | WEEKDAY | 21.7057 | 12.08 | 0 | 0 | 0 | 0 | 2908.5697 | 0 | 0 | NA | 96.95%
| 20 | 5 | 2017-05-08 20:00 | 0 | 0 | 0 | 0 | 0 | 0 | 0 | 0 | 0 | 0 | 0 | 0 | 0 | 0 | 0 | 0 | 0 | 3069 | 21 | 4 | 2017-04-07 21:00 | WEEKDAY | 21.7169 | 12.08 | 0 | 0 | 0 | 0 | 2908.5697 | 0 | 0 | NA | 96.95%
| 21 | 5 | 2017-05-08 21:00 | 0 | 0 | 0 | 0 | 0 | 0 | 0 | 0 | 0 | 0 | 0 | 0 | 0 | 0 | 0 | 0 | 0 | 3070 | 22 | 4 | 2017-04-07 22:00 | WEEKDAY | 19.7434 | 12.08 | 0 | 0 | 0 | 0 | 2908.5697 | 0 | 0 | NA | 96.95%
| 22 | 5 | 2017-05-08 22:00 | 0 | 0 | 0 | 0 | 0 | 0 | 0 | 0 | 0 | 0 | 0 | 0 | 0 | 0 | 0 | 0 | 0 | 3071 | 23 | 4 | 2017-04-07 23:00 | WEEKDAY | 17.3496 | 2.27 | 0 | 0 | 0 | 0 | 2908.5697 | 0 | 0 | NA | 96.95%
| 23 | 5 | 2017-05-08 23:00 | 0 | 0 | 0 | 0 | 0 | 0 | 0 | 0 | 0 | 0 | 0 | 0 | 0 | 0 | 0 | 0 | 0 | 3072 | 0 | 4 | 2017-04-08 | WEEKEND | 14.914 | 2.27 | 0 | 0 | 0 | 0 | 2908.5697 | 0 | 0 | NA | 96.95%
| 0 | 5 | 2017-05-09 | 0 | 0 | 0 | 0 | 0 | 0 | 0 | 0 | 0 | 0 | 0 | 0 | 0 | 0 | 0 | 0 | 0 | 3073 | 1 | 4 | 2017-04-08 01:00 | WEEKEND | 13.1799 | 2.27 | 0 | 0 | 0 | 0 | 2908.5697 | 0 | 0 | NA | 96.95%
| 1 | 5 | 2017-05-09 01:00 | 0 | 0 | 0 | 0 | 0 | 0 | 0 | 0 | 0 | 0 | 0 | 0 | 0 | 0 | 0 | 0 | 0 | 3074 | 2 | 4 | 2017-04-08 02:00 | WEEKEND | 11.7659 | 2.27 | 0 | 0 | 0 | 0 | 2908.5697 | 0 | 0 | NA | 96.95%
| 2 | 5 | 2017-05-09 02:00 | 0 | 0 | 0 | 0 | 0 | 0 | 0 | 0 | 0 | 0 | 0 | 0 | 0 | 0 | 0 | 0 | 0 | 3075 | 3 | 4 | 2017-04-08 03:00 | WEEKEND | 9.0519 | 2.27 | 0 | 0 | 0 | 0 | 2908.5697 | 0 | 0 | NA | 96.95%
| 3 | 5 | 2017-05-09 03:00 | 0 | 0 | 0 | 0 | 0 | 0 | 0 | 0 | 0 | 0 | 0 | 0 | 0 | 0 | 0 | 0 | 0 | 3076 | 4 | 4 | 2017-04-08 04:00 | WEEKEND | 8.3505 | 2.27 | 0 | 0 | 0 | 0 | 2908.5697 | 0 | 0 | NA | 96.95%
| 4 | 5 | 2017-05-09 04:00 | 0 | 0 | 0 | 0 | 0 | 0 | 0 | 0 | 0 | 0 | 0 | 0 | 0 | 0 | 0 | 0 | 0 | 3077 | 5 | 4 | 2017-04-08 05:00 | WEEKEND | 10.658 | 2.27 | 0 | 0 | 0 | 0 | 2908.5697 | 0 | 0 | NA | 96.95%
| 5 | 5 | 2017-05-09 05:00 | 153.0915 | 0 | 0 | 0 | 0 | 0 | 0 | 0 | 0 | 0 | 0 | 0 | 0 | 0 | 153.0915 | 0 | 153.0915 | 3078 | 6 | 4 | 2017-04-08 06:00 | WEEKEND | 11.4847 | 2.27 | 0 | 0 | 0 | 0 | 2908.5697 | 0 | 0 | NA | 96.95%
| 6 | 5 | 2017-05-09 06:00 | 743.4899 | 58.2184 | 51.2671 | 151.9977 | 5.0498 | 29.4032 | 0 | 467.9788 | 0 | 14.7016 | 68.4469 | 47.4235 | 17.2846 | 251.8476 | 743.4899 | 5.0498 | 743.4899 | 3079 | 7 | 4 | 2017-04-08 07:00 | WEEKEND | 14.5327 | 2.27 | 4.6797 | 0 | 0 | 0 | 2908.5697 | 0 | 0 | NA | 96.95%
| 7 | 5 | 2017-05-09 07:00 | 988.2527 | 137.4344 | 198.0531 | 114.4881 | 97.1022 | 69.4113 | 10.4044 | 1443.9944 | 0 | 34.7056 | 73.0787 | 177.2044 | 18.4542 | 701.59 | 988.2527 | 97.1022 | 988.2527 | 3080 | 8 | 4 | 2017-04-08 08:00 | WEEKEND | 19.1477 | 2.27 | 15.7707 | 0 | 0 | 0 | 2913.2495 | 0 | 0 | NA | 97.11%
| 8 | 5 | 2017-05-09 08:00 | 990.0001 | 272.4086 | 465.3145 | 128.8528 | 156.7213 | 137.5801 | 90.6664 | 1340.4568 | 121.4944 | 68.79 | 343.8564 | 161.3486 | 86.8324 | 902.3741 | 990.0001 | 156.7213 | 990.0001 | 3081 | 9 | 4 | 2017-04-08 09:00 | WEEKEND | 21.7085 | 2.27 | 97.6257 | 94.6969 | 0 | 94.6969 | 2929.0202 | 0 | 0 | NA | 97.63%
| 9 | 5 | 2017-05-09 09:00 | 990.0001 | 392.3277 | 639.8663 | 174.0273 | 562.2289 | 198.1453 | 74.7677 | 1457.3361 | 129.0119 | 99.0727 | 199.7929 | 211.3576 | 50.4528 | 990.0001 | 990.0001 | 562.2289 | 990.0001 | 3082 | 10 | 4 | 2017-04-08 10:00 | WEEKEND | 20.6174 | 2.27 | 81.3956 | 78.9537 | 0 | 78.9537 | 2929.0202 | 0 | 0 | NA | 97.63%
| 10 | 5 | 2017-05-09 10:00 | 990.0001 | 513.8163 | 936.3145 | 277.9514 | 1072.6893 | 259.5032 | 236.374 | 948.7698 | 747.5848 | 129.7516 | 309.3274 | 113.1714 | 78.113 | 990.0001 | 990.0001 | 1072.6893 | 990.0001 | 3083 | 11 | 4 | 2017-04-08 11:00 | WEEKEND | 22.7273 | 2.27 | 246.841 | 239.4358 | 0 | 239.4358 | 2929.0202 | 0 | 0 | NA | 97.63%
| 11 | 5 | 2017-05-09 11:00 | 990.0001 | 601.3111 | 950.8872 | 720.793 | 1980.0001 | 303.6925 | 196.539 | 1237.8279 | 508.635 | 151.8462 | 433.8255 | 54.1686 | 109.5519 | 950.4355 | 990.0001 | 1980.0001 | 990.0001 | 3084 | 12 | 4 | 2017-04-08 12:00 | WEEKEND | 23.0362 | 2.27 | 205.937 | 199.7589 | 0 | 199.7589 | 2929.0202 | 0 | 0 | NA | 97.63%
| 12 | 5 | 2017-05-09 12:00 | 990.0001 | 635.9055 | 990.0001 | 990.0001 | 1720.3628 | 321.1644 | 153.507 | 1123.6479 | 990.4309 | 160.5822 | 260.244 | 51.6518 | 65.7182 | 986.7952 | 990.0001 | 1720.3628 | 990.0001 | 3085 | 13 | 4 | 2017-04-08 13:00 | WEEKEND | 23.1782 | 2.27 | 161.84 | 156.9848 | 0 | 156.9848 | 2929.0202 | 0 | 0 | NA | 97.63%
| 13 | 5 | 2017-05-09 13:00 | 990.0001 | 605.4254 | 907.3859 | 976.5072 | 1867.0447 | 305.7704 | 143.351 | 1148.7342 | 989.6053 | 152.8852 | 278.4076 | 94.6982 | 70.3049 | 990.0001 | 990.0001 | 1867.0447 | 990.0001 | 3086 | 14 | 4 | 2017-04-08 14:00 | WEEKEND | 24.801 | 2.27 | 151.444 | 146.9007 | 0 | 146.9007 | 2929.0202 | 0 | 0 | NA | 97.63%
| 14 | 5 | 2017-05-09 14:00 | 990.0001 | 525.656 | 848.8555 | 969.9447 | 882.8582 | 265.4828 | 305.67 | 960.871 | 989.7258 | 132.7414 | 866.097 | 193.3561 | 218.7114 | 990.0001 | 990.0001 | 882.8582 | 990.0001 | 3087 | 15 | 4 | 2017-04-08 15:00 | WEEKEND | 26.73 | 2.27 | 318.109 | 308.5657 | 0 | 308.5657 | 2929.0202 | 0 | 0 | NA | 97.63%
| 15 | 5 | 2017-05-09 15:00 | 989.4569 | 407.2151 | 807.4967 | 221.2423 | 1905.7382 | 205.6642 | 457.008 | 1045.0863 | 951.6089 | 102.8321 | 887.6599 | 205.9643 | 224.1565 | 990.0001 | 989.4569 | 1905.7382 | 989.4569 | 3088 | 16 | 4 | 2017-04-08 16:00 | WEEKEND | 27.6875 | 2.27 | 474.606 | 460.3678 | 530 | 990.3678 | 2929.0202 | 0 | 0 | NA | 97.63%
| 16 | 5 | 2017-05-09 16:00 | 894.5553 | 286.1208 | 733.6834 | 72.6816 | 1902.8429 | 144.5055 | 118.351 | 210.6813 | 0 | 72.2527 | 782.2356 | 147.1558 | 197.5342 | 902.9198 | 894.5553 | 1902.8429 | 894.5553 | 3089 | 17 | 4 | 2017-04-08 17:00 | WEEKEND | 30.2928 | 2.27 | 125.895 | 122.1181 | 868 | 990.1182 | 2382.6284 | 0 | 0 | NA | 79.42%
| 17 | 5 | 2017-05-09 17:00 | 453.2553 | 151.793 | 499.8286 | 85.474 | 1499.0631 | 76.6632 | 460.717 | 70.1626 | 0 | 38.3316 | 387.3429 | 73.2801 | 97.8139 | 710.9637 | 453.2553 | 1499.0631 | 453.2553 | 3090 | 18 | 4 | 2017-04-08 18:00 | WEEKEND | 26.819 | 2.27 | 478.478 | 0 | 0 | 0 | 1487.7831 | 0 | 0 | NA | 49.59%
| 18 | 5 | 2017-05-09 18:00 | 18.4419 | 66.3685 | 72.2329 | 21.6597 | 419.3823 | 33.5195 | 177.431 | 369.9952 | 0 | 16.7597 | 16.0814 | 26.7285 | 4.061 | 210.9112 | 18.4419 | 419.3823 | 18.4419 | 3091 | 19 | 4 | 2017-04-08 19:00 | WEEKEND | 24.2805 | 2.27 | 186.375 | 0 | 0 | 0 | 1966.2611 | 0 | 0 | NA | 65.54%
| 19 | 5 | 2017-05-09 19:00 | 0 | 0 | 13.8385 | 0 | 0 | 0 | 0 | 0 | 0 | 0 | 7.4106 | 0 | 1.8714 | 0 | 0 | 0 | 0 | 3092 | 20 | 4 | 2017-04-08 20:00 | WEEKEND | 23.2728 | 2.27 | 0 | 0 | 0 | 0 | 2152.6361 | 0 | 0 | NA | 71.75%
| 20 | 5 | 2017-05-09 20:00 | 0 | 0 | 0 | 0 | 0 | 0 | 0 | 0 | 0 | 0 | 0 | 0 | 0 | 0 | 0 | 0 | 0 | 3093 | 21 | 4 | 2017-04-08 21:00 | WEEKEND | 22.6911 | 2.27 | 0 | 0 | 0 | 0 | 2152.6361 | 0 | 0 | NA | 71.75%
| 21 | 5 | 2017-05-09 21:00 | 0 | 0 | 0 | 0 | 0 | 0 | 0 | 0 | 0 | 0 | 0 | 0 | 0 | 0 | 0 | 0 | 0 | 3094 | 22 | 4 | 2017-04-08 22:00 | WEEKEND | 21.5192 | 2.27 | 0 | 0 | 0 | 0 | 2152.6361 | 0 | 0 | NA | 71.75%
| 22 | 5 | 2017-05-09 22:00 | 0 | 0 | 0 | 0 | 0 | 0 | 0 | 0 | 0 | 0 | 0 | 0 | 0 | 0 | 0 | 0 | 0 | 3095 | 23 | 4 | 2017-04-08 23:00 | WEEKEND | 20.879 | 2.27 | 0 | 0 | 0 | 0 | 2152.6361 | 0 | 0 | NA | 71.75%
| 23 | 5 | 2017-05-09 23:00 | 0 | 0 | 0 | 0 | 0 | 0 | 0 | 0 | 0 | 0 | 0 | 0 | 0 | 0 | 0 | 0 | 0 | 3096 | 0 | 4 | 2017-04-09 | WEEKEND | 16.3725 | 2.27 | 0 | 0 | 0 | 0 | 2152.6361 | 0 | 0 | NA | 71.75%
| 0 | 5 | 2017-05-10 | 0 | 0 | 0 | 0 | 0 | 0 | 0 | 0 | 0 | 0 | 0 | 0 | 0 | 0 | 0 | 0 | 0 | 3097 | 1 | 4 | 2017-04-09 01:00 | WEEKEND | 16.0107 | 2.27 | 0 | 0 | 0 | 0 | 2152.6361 | 0 | 0 | NA | 71.75%
| 1 | 5 | 2017-05-10 01:00 | 0 | 0 | 0 | 0 | 0 | 0 | 0 | 0 | 0 | 0 | 0 | 0 | 0 | 0 | 0 | 0 | 0 | 3098 | 2 | 4 | 2017-04-09 02:00 | WEEKEND | 14.2682 | 2.27 | 0 | 0 | 0 | 0 | 2152.6361 | 0 | 0 | NA | 71.75%
| 2 | 5 | 2017-05-10 02:00 | 0 | 0 | 0 | 0 | 0 | 0 | 0 | 0 | 0 | 0 | 0 | 0 | 0 | 0 | 0 | 0 | 0 | 3099 | 3 | 4 | 2017-04-09 03:00 | WEEKEND | 11.3734 | 2.27 | 0 | 0 | 0 | 0 | 2152.6361 | 0 | 0 | NA | 71.75%
| 3 | 5 | 2017-05-10 03:00 | 0 | 0 | 0 | 0 | 0 | 0 | 0 | 0 | 0 | 0 | 0 | 0 | 0 | 0 | 0 | 0 | 0 | 3100 | 4 | 4 | 2017-04-09 04:00 | WEEKEND | 9.0519 | 2.27 | 0 | 0 | 0 | 0 | 2152.6361 | 0 | 0 | NA | 71.75%
| 4 | 5 | 2017-05-10 04:00 | 0 | 0 | 0 | 0 | 0 | 0 | 0 | 0 | 0 | 0 | 0 | 0 | 0 | 0 | 0 | 0 | 0 | 3101 | 5 | 4 | 2017-04-09 05:00 | WEEKEND | 7.9385 | 2.27 | 0 | 0 | 0 | 0 | 2152.6361 | 0 | 0 | NA | 71.75%
| 5 | 5 | 2017-05-10 05:00 | 141.7227 | 0 | 0 | 0 | 0 | 0 | 0 | 0 | 0 | 0 | 0 | 0 | 0 | 0 | 141.7227 | 0 | 141.7227 | 3102 | 6 | 4 | 2017-04-09 06:00 | WEEKEND | 11.571 | 2.27 | 0 | 0 | 0 | 0 | 2152.6361 | 0 | 0 | NA | 71.75%
| 6 | 5 | 2017-05-10 06:00 | 739.5782 | 77.0928 | 46.1784 | 110.9395 | 505.8666 | 38.9358 | 0.32938 | 288.1307 | 0 | 19.4679 | 44.7101 | 47.4039 | 11.2904 | 256.4146 | 739.5782 | 505.8666 | 739.5782 | 3103 | 7 | 4 | 2017-04-09 07:00 | WEEKEND | 13.1019 | 2.27 | 5.4834 | 0 | 0 | 0 | 2152.6361 | 0 | 0 | NA | 71.75%
| 7 | 5 | 2017-05-10 07:00 | 927.5437 | 165.9806 | 114.7 | 192.0596 | 1682.95 | 83.8286 | 60.9545 | 1311.0021 | 727.5359 | 41.9143 | 226.693 | 171.3169 | 57.2457 | 731.3939 | 927.5437 | 1682.95 | 927.5437 | 3104 | 8 | 4 | 2017-04-09 08:00 | WEEKEND | 12.587 | 2.27 | 67.3367 | 0 | 0 | 0 | 2158.1195 | 0 | 0 | NA | 71.94%
| 8 | 5 | 2017-05-10 08:00 | 990.0001 | 1630.6823 | 197.2626 | 236.4013 | 1980.0001 | 823.5769 | 236.72 | 1590.0855 | 151.3937 | 411.7885 | 468.0558 | 218.5494 | 118.1959 | 925.2971 | 990.0001 | 1980.0001 | 990.0001 | 3105 | 9 | 4 | 2017-04-09 09:00 | WEEKEND | 19.6404 | 2.27 | 247.212 | 0 | 0 | 0 | 2225.4562 | 0 | 0 | NA | 74.18%
| 9 | 5 | 2017-05-10 09:00 | 990.0001 | 1626.1502 | 258.2424 | 227.3633 | 1980.0001 | 821.288 | 508.921 | 1762.4403 | 189.6825 | 410.644 | 800.8072 | 193.7592 | 202.224 | 977.5474 | 990.0001 | 1980.0001 | 990.0001 | 3106 | 10 | 4 | 2017-04-09 10:00 | WEEKEND | 20.5394 | 2.27 | 528.573 | 512.7158 | 0 | 512.7158 | 2472.6682 | 0 | 0 | NA | 82.42%
| 10 | 5 | 2017-05-10 10:00 | 990.0001 | 1754.1337 | 396.5619 | 369.6662 | 1980.0001 | 885.9261 | 768.475 | 1483.3315 | 553.5722 | 442.9631 | 990.0001 | 250 | 250 | 972.7457 | 990.0001 | 1980.0001 | 990.0001 | 3107 | 11 | 4 | 2017-04-09 11:00 | WEEKEND | 21.6194 | 2.27 | 800.117 | 776.1135 | 0 | 776.1135 | 2472.6682 | 0 | 0 | NA | 82.42%
| 11 | 5 | 2017-05-10 11:00 | 990.0001 | 1980.0001 | 628.1035 | 810.0259 | 1980.0001 | 1000.0001 | 698.683 | 1780.9849 | 604.6379 | 500 | 990.0001 | 250 | 250 | 978.2786 | 990.0001 | 1980.0001 | 990.0001 | 3108 | 12 | 4 | 2017-04-09 12:00 | WEEKEND | 22.9611 | 2.27 | 726.727 | 704.9252 | 0 | 704.9252 | 2472.6682 | 0 | 0 | NA | 82.42%
| 12 | 5 | 2017-05-10 12:00 | 990.0001 | 1980.0001 | 578.4129 | 809.6063 | 1980.0001 | 1000.0001 | 714.258 | 1772.6738 | 470.2317 | 500 | 990.0001 | 250 | 250 | 979.2381 | 990.0001 | 1980.0001 | 990.0001 | 3109 | 13 | 4 | 2017-04-09 13:00 | WEEKEND | 23.0529 | 2.27 | 743.057 | 720.7653 | 269 | 989.7653 | 2472.6682 | 0 | 0 | NA | 82.42%
| 13 | 5 | 2017-05-10 13:00 | 990.0001 | 1980.0001 | 457.6256 | 438.4491 | 1980.0001 | 1000.0001 | 983.77 | 1798.5571 | 732.2152 | 500 | 990.0001 | 250 | 250 | 976.4319 | 990.0001 | 1980.0001 | 990.0001 | 3110 | 14 | 4 | 2017-04-09 14:00 | WEEKEND | 23.117 | 2.27 | 1027.85 | 990 | 0 | 990 | 2195.3486 | 0 | 0 | NA | 73.18%
| 14 | 5 | 2017-05-10 14:00 | 990.0001 | 1808.7065 | 335.7026 | 346.6121 | 1980.0001 | 913.4881 | 820.679 | 1531.1644 | 849.7588 | 456.7441 | 990.0001 | 184.1262 | 250 | 932.5791 | 990.0001 | 1980.0001 | 990.0001 | 3111 | 15 | 4 | 2017-04-09 15:00 | WEEKEND | 23.1253 | 2.27 | 855.087 | 829.4344 | 161 | 990.4344 | 2195.3486 | 0 | 0 | NA | 73.18%
| 15 | 5 | 2017-05-10 15:00 | 977.8931 | 1883.2372 | 358.1947 | 271.8704 | 1980.0001 | 951.1299 | 736.457 | 1725.1308 | 701.7824 | 475.5649 | 990.0001 | 241.5 | 250 | 958.1187 | 977.8931 | 1980.0001 | 977.8931 | 3112 | 16 | 4 | 2017-04-09 16:00 | WEEKEND | 23.1365 | 2.27 | 766.391 | 743.3993 | 247 | 990.3993 | 2029.3692 | 0 | 0 | NA | 67.65%
| 16 | 5 | 2017-05-10 16:00 | 845.7619 | 1452.1383 | 200.7363 | 603.0003 | 1980.0001 | 733.4032 | 619.136 | 1649.2169 | 963.6067 | 366.7016 | 949.8931 | 231.8672 | 239.872 | 869.7472 | 845.7619 | 1980.0001 | 845.7619 | 3113 | 17 | 4 | 2017-04-09 17:00 | WEEKEND | 23.0223 | 2.27 | 643.431 | 0 | 0 | 0 | 1774.73 | 0 | 0 | NA | 59.16%
| 17 | 5 | 2017-05-10 17:00 | 470.1767 | 1120.3313 | 191.1482 | 463.5786 | 1626.219 | 565.8239 | 764.933 | 259.0834 | 891.528 | 282.9119 | 805.506 | 183.1529 | 203.4106 | 700.1274 | 470.1767 | 1626.219 | 470.1767 | 3114 | 18 | 4 | 2017-04-09 18:00 | WEEKEND | 23.0195 | 2.27 | 796.383 | 772.4915 | 0 | 772.4915 | 2418.161 | 0 | 0 | NA | 80.61%
| 18 | 5 | 2017-05-10 18:00 | 30.7036 | 254.923 | 93.1069 | 104.9815 | 519.9146 | 128.749 | 270.456 | 363.0289 | 711.981 | 64.3745 | 341.6694 | 70.7206 | 86.2802 | 205.9391 | 30.7036 | 519.9146 | 30.7036 | 3115 | 19 | 4 | 2017-04-09 19:00 | WEEKEND | 22.9221 | 2.27 | 281.873 | 0 | 0 | 0 | 2418.161 | 0 | 0 | NA | 80.61%
| 19 | 5 | 2017-05-10 19:00 | 0 | 0 | 9.3009 | 0 | 1.2998 | 0 | 0 | 0 | 296.7249 | 0 | 12.5048 | 0 | 3.1578 | 0 | 0 | 1.2998 | 0 | 3116 | 20 | 4 | 2017-04-09 20:00 | WEEKEND | 24.5783 | 2.27 | 0 | 0 | 0 | 0 | 2700.034 | 0 | 0 | NA | 90%
| 20 | 5 | 2017-05-10 20:00 | 0 | 0 | 0 | 0 | 0 | 0 | 0 | 0 | 0 | 0 | 0 | 0 | 0 | 0 | 0 | 0 | 0 | 3117 | 21 | 4 | 2017-04-09 21:00 | WEEKEND | 27.8266 | 2.27 | 0 | 0 | 0 | 0 | 2700.034 | 0 | 0 | NA | 90%
| 21 | 5 | 2017-05-10 21:00 | 0 | 0 | 0 | 0 | 0 | 0 | 0 | 0 | 0 | 0 | 0 | 0 | 0 | 0 | 0 | 0 | 0 | 3118 | 22 | 4 | 2017-04-09 22:00 | WEEKEND | 25.2658 | 2.27 | 0 | 0 | 0 | 0 | 2700.034 | 0 | 0 | NA | 90%
| 22 | 5 | 2017-05-10 22:00 | 0 | 0 | 0 | 0 | 0 | 0 | 0 | 0 | 0 | 0 | 0 | 0 | 0 | 0 | 0 | 0 | 0 | 3119 | 23 | 4 | 2017-04-09 23:00 | WEEKEND | 22.6132 | 2.27 | 0 | 0 | 0 | 0 | 2700.034 | 0 | 0 | NA | 90%
| 23 | 5 | 2017-05-10 23:00 | 0 | 0 | 0 | 0 | 0 | 0 | 0 | 0 | 0 | 0 | 0 | 0 | 0 | 0 | 0 | 0 | 0 | 3120 | 0 | 4 | 2017-04-10 | WEEKDAY | 21.8282 | 2.27 | 0 | 0 | 0 | 0 | 2700.034 | 0 | 0 | NA | 90%
| 0 | 5 | 2017-05-11 | 0 | 0 | 0 | 0 | 0 | 0 | 0 | 0 | 0 | 0 | 0 | 0 | 0 | 0 | 0 | 0 | 0 | 3121 | 1 | 4 | 2017-04-10 01:00 | WEEKDAY | 21.7197 | 2.27 | 0 | 0 | 0 | 0 | 2700.034 | 0 | 0 | NA | 90%
| 1 | 5 | 2017-05-11 01:00 | 0 | 0 | 0 | 0 | 0 | 0 | 0 | 0 | 0 | 0 | 0 | 0 | 0 | 0 | 0 | 0 | 0 | 3122 | 2 | 4 | 2017-04-10 02:00 | WEEKDAY | 20.4086 | 2.27 | 0 | 0 | 0 | 0 | 2700.034 | 0 | 0 | NA | 90%
| 2 | 5 | 2017-05-11 02:00 | 0 | 0 | 0 | 0 | 0 | 0 | 0 | 0 | 0 | 0 | 0 | 0 | 0 | 0 | 0 | 0 | 0 | 3123 | 3 | 4 | 2017-04-10 03:00 | WEEKDAY | 20.2973 | 2.27 | 0 | 0 | 0 | 0 | 2700.034 | 0 | 0 | NA | 90%
| 3 | 5 | 2017-05-11 03:00 | 0 | 0 | 0 | 0 | 0 | 0 | 0 | 0 | 0 | 0 | 0 | 0 | 0 | 0 | 0 | 0 | 0 | 3124 | 4 | 4 | 2017-04-10 04:00 | WEEKDAY | 20.2667 | 2.27 | 0 | 0 | 0 | 0 | 2700.034 | 0 | 0 | NA | 90%
| 4 | 5 | 2017-05-11 04:00 | 0 | 0 | 0 | 0 | 0 | 0 | 0 | 0 | 0 | 0 | 0 | 0 | 0 | 0 | 0 | 0 | 0 | 3125 | 5 | 4 | 2017-04-10 05:00 | WEEKDAY | 21.2409 | 2.27 | 0 | 0 | 0 | 0 | 2700.034 | 0 | 0 | NA | 90%
| 5 | 5 | 2017-05-11 05:00 | 178.625 | 0 | 0 | 0 | 0 | 0 | 0 | 0 | 0 | 0 | 0 | 0 | 0 | 0 | 178.625 | 0 | 178.625 | 3126 | 6 | 4 | 2017-04-10 06:00 | WEEKDAY | 22.7941 | 20.45 | 0 | 0 | 0 | 0 | 2700.034 | 0 | 0 | NA | 90%
| 6 | 5 | 2017-05-11 06:00 | 754.7442 | 418.7181 | 189.76 | 217.2049 | 482.1938 | 211.4738 | 296.781 | 419.1013 | 331.9864 | 105.7369 | 188.5178 | 48.793 | 47.6055 | 288.6519 | 754.7442 | 482.1938 | 754.7442 | 3127 | 7 | 4 | 2017-04-10 07:00 | WEEKDAY | 36.3831 | 20.45 | 309.056 | 299.7843 | 0 | 299.7843 | 2700.034 | 0 | 0 | NA | 90%
| 7 | 5 | 2017-05-11 07:00 | 960.5635 | 1491.5144 | 802.3358 | 491.9995 | 1596.4569 | 753.2901 | 787.321 | 242.891 | 317.1929 | 376.6451 | 652.843 | 17.7338 | 164.8593 | 749.693 | 960.5635 | 1596.4569 | 960.5635 | 3128 | 8 | 4 | 2017-04-10 08:00 | WEEKDAY | 30.2845 | 20.45 | 820.093 | 795.4902 | 0 | 795.4902 | 2700.034 | 0 | 0 | NA | 90%
| 8 | 5 | 2017-05-11 08:00 | 990.0001 | 1786.5108 | 990.0001 | 378.1159 | 1905.5461 | 902.2782 | 964.494 | 754.8152 | 359.5421 | 451.1391 | 857.5003 | 152.8462 | 216.5405 | 923.5445 | 990.0001 | 1905.5461 | 990.0001 | 3129 | 9 | 4 | 2017-04-10 09:00 | WEEKDAY | 24.0105 | 11.33 | 1007.49 | 977.2653 | 0 | 977.2653 | 2700.034 | 0 | 0 | NA | 90%
| 9 | 5 | 2017-05-11 09:00 | 990.0001 | 1980.0001 | 990.0001 | 181.6766 | 1980.0001 | 1000.0001 | 990 | 787.7989 | 272.0433 | 500 | 856.1652 | 101.7589 | 216.2033 | 975.4429 | 990.0001 | 1980.0001 | 990.0001 | 3130 | 10 | 4 | 2017-04-10 10:00 | WEEKDAY | 22.6549 | 11.33 | 1089.58 | 990 | 0 | 990 | 2700.034 | 0 | 0 | NA | 90%
| 10 | 5 | 2017-05-11 10:00 | 990.0001 | 1980.0001 | 990.0001 | 146.4765 | 1980.0001 | 1000.0001 | 990 | 668.2563 | 584.2223 | 500 | 948.4001 | 237.0925 | 239.495 | 990.0001 | 990.0001 | 1980.0001 | 990.0001 | 3131 | 11 | 4 | 2017-04-10 11:00 | WEEKDAY | 21.5025 | 11.33 | 1090.52 | 990 | 0 | 990 | 2700.034 | 0 | 0 | NA | 90%
| 11 | 5 | 2017-05-11 11:00 | 990.0001 | 1980.0001 | 990.0001 | 536.2584 | 1980.0001 | 1000.0001 | 990 | 1711.2536 | 738.6249 | 500 | 981.2894 | 242.2104 | 247.8004 | 990.0001 | 990.0001 | 1980.0001 | 990.0001 | 3132 | 12 | 4 | 2017-04-10 12:00 | WEEKDAY | 21.8783 | 11.33 | 1079.41 | 990 | 0 | 990 | 2700.034 | 0 | 0 | NA | 90%
| 12 | 5 | 2017-05-11 12:00 | 990.0001 | 1980.0001 | 990.0001 | 403.675 | 1980.0001 | 1000.0001 | 990 | 1944.4696 | 558.7268 | 500 | 907.9928 | 186.8751 | 229.2911 | 975.1123 | 990.0001 | 1980.0001 | 990.0001 | 3133 | 13 | 4 | 2017-04-10 13:00 | WEEKDAY | 22.8637 | 11.33 | 1067.49 | 990 | 0 | 990 | 2700.034 | 0 | 0 | NA | 90%
| 13 | 5 | 2017-05-11 13:00 | 990.0001 | 1980.0001 | 990.0001 | 446.4751 | 1980.0001 | 1000.0001 | 990 | 1980.0001 | 706.0669 | 500 | 961.1487 | 144.4518 | 242.7143 | 977.5012 | 990.0001 | 1980.0001 | 990.0001 | 3134 | 14 | 4 | 2017-04-10 14:00 | WEEKDAY | 23.4343 | 1.96 | 1062.82 | 990 | 0 | 990 | 2700.034 | 0 | 0 | NA | 90%
| 14 | 5 | 2017-05-11 14:00 | 990.0001 | 1816.5739 | 990.0001 | 765.6464 | 1980.0001 | 917.4616 | 990 | 1923.4333 | 695.165 | 458.7308 | 990.0001 | 195.6244 | 250 | 974.0385 | 990.0001 | 1980.0001 | 990.0001 | 3135 | 15 | 4 | 2017-04-10 15:00 | WEEKDAY | 31.8544 | 1.96 | 1047.14 | 990 | 0 | 990 | 2700.034 | 0 | 0 | NA | 90%
| 15 | 5 | 2017-05-11 15:00 | 966.5501 | 1980.0001 | 990.0001 | 630.5225 | 1980.0001 | 1000.0001 | 990 | 1880.2396 | 258.8707 | 500 | 914.3341 | 137.42 | 230.8924 | 920.8423 | 966.5501 | 1980.0001 | 966.5501 | 3136 | 16 | 4 | 2017-04-10 16:00 | WEEKDAY | 34.9329 | 1.96 | 1069.7 | 990 | 0 | 990 | 2700.034 | 0 | 0 | NA | 90%
| 16 | 5 | 2017-05-11 16:00 | 813.7077 | 1258.451 | 990.0001 | 491.5477 | 1870.962 | 635.5813 | 990 | 1611.861 | 968.6798 | 317.7907 | 878.9122 | 100.3977 | 221.9475 | 807.0477 | 813.7077 | 1870.962 | 813.7077 | 3137 | 17 | 4 | 2017-04-10 17:00 | WEEKDAY | 35.434 | 19.93 | 1059.74 | 990 | 0 | 990 | 2700.034 | 0 | 0 | NA | 90%
| 17 | 5 | 2017-05-11 17:00 | 434.0489 | 1508.8309 | 885.4747 | 133.8143 | 1433.6924 | 762.0358 | 944.753 | 704.5137 | 223.9672 | 381.0179 | 671.6826 | 164.0156 | 169.6168 | 529.0943 | 434.0489 | 1433.6924 | 434.0489 | 3138 | 18 | 4 | 2017-04-10 18:00 | WEEKDAY | 35.1834 | 19.93 | 986.498 | 956.9031 | 0 | 956.9031 | 2700.034 | 0 | 0 | NA | 90%
| 18 | 5 | 2017-05-11 18:00 | 0 | 515.4524 | 465.9547 | 136.3498 | 410.1989 | 260.3295 | 734.056 | 382.6685 | 123.2133 | 130.1648 | 221.9757 | 79.7406 | 56.0545 | 135.1447 | 0 | 410.1989 | 0 | 3139 | 19 | 4 | 2017-04-10 19:00 | WEEKDAY | 39.7595 | 19.93 | 763.966 | 741.047 | 0 | 741.047 | 2700.034 | 0 | 0 | NA | 90%
| 19 | 5 | 2017-05-11 19:00 | 0 | 0 | 33.2473 | 0 | 0 | 0 | 0 | 0 | 25.2231 | 0 | 10.6832 | 0 | 2.6978 | 0 | 0 | 0 | 0 | 3140 | 20 | 4 | 2017-04-10 20:00 | WEEKDAY | 47.545 | 12.08 | 0 | 0 | 0 | 0 | 2700.034 | 0 | 0 | NA | 90%
| 20 | 5 | 2017-05-11 20:00 | 0 | 0 | 0 | 0 | 0 | 0 | 0 | 0 | 0 | 0 | 0 | 0 | 0 | 0 | 0 | 0 | 0 | 3141 | 21 | 4 | 2017-04-10 21:00 | WEEKDAY | 36.0129 | 12.08 | 0 | 0 | 0 | 0 | 2700.034 | 0 | 0 | NA | 90%
| 21 | 5 | 2017-05-11 21:00 | 0 | 0 | 0 | 0 | 0 | 0 | 0 | 0 | 0 | 0 | 0 | 0 | 0 | 0 | 0 | 0 | 0 | 3142 | 22 | 4 | 2017-04-10 22:00 | WEEKDAY | 29.4884 | 12.08 | 0 | 0 | 0 | 0 | 2700.034 | 0 | 0 | NA | 90%
| 22 | 5 | 2017-05-11 22:00 | 0 | 0 | 0 | 0 | 0 | 0 | 0 | 0 | 0 | 0 | 0 | 0 | 0 | 0 | 0 | 0 | 0 | 3143 | 23 | 4 | 2017-04-10 23:00 | WEEKDAY | 26.5936 | 2.27 | 0 | 0 | 0 | 0 | 2700.034 | 0 | 0 | NA | 90%
| 23 | 5 | 2017-05-11 23:00 | 0 | 0 | 0 | 0 | 0 | 0 | 0 | 0 | 0 | 0 | 0 | 0 | 0 | 0 | 0 | 0 | 0 | 3144 | 0 | 4 | 2017-04-11 | WEEKDAY | 23.5317 | 2.27 | 0 | 0 | 0 | 0 | 2700.034 | 0 | 0 | NA | 90%
| 0 | 5 | 2017-05-12 | 0 | 0 | 0 | 0 | 0 | 0 | 0 | 0 | 0 | 0 | 0 | 0 | 0 | 0 | 0 | 0 | 0 | 3145 | 1 | 4 | 2017-04-11 01:00 | WEEKDAY | 22.5185 | 2.27 | 0 | 0 | 0 | 0 | 2700.034 | 0 | 0 | NA | 90%
| 1 | 5 | 2017-05-12 01:00 | 0 | 0 | 0 | 0 | 0 | 0 | 0 | 0 | 0 | 0 | 0 | 0 | 0 | 0 | 0 | 0 | 0 | 3146 | 2 | 4 | 2017-04-11 02:00 | WEEKDAY | 21.4552 | 2.27 | 0 | 0 | 0 | 0 | 2700.034 | 0 | 0 | NA | 90%
| 2 | 5 | 2017-05-12 02:00 | 0 | 0 | 0 | 0 | 0 | 0 | 0 | 0 | 0 | 0 | 0 | 0 | 0 | 0 | 0 | 0 | 0 | 3147 | 3 | 4 | 2017-04-11 03:00 | WEEKDAY | 20.7092 | 2.27 | 0 | 0 | 0 | 0 | 2700.034 | 0 | 0 | NA | 90%
| 3 | 5 | 2017-05-12 03:00 | 0 | 0 | 0 | 0 | 0 | 0 | 0 | 0 | 0 | 0 | 0 | 0 | 0 | 0 | 0 | 0 | 0 | 3148 | 4 | 4 | 2017-04-11 04:00 | WEEKDAY | 21.0655 | 2.27 | 0 | 0 | 0 | 0 | 2700.034 | 0 | 0 | NA | 90%
| 4 | 5 | 2017-05-12 04:00 | 0 | 0 | 0 | 0 | 0 | 0 | 0 | 0 | 0 | 0 | 0 | 0 | 0 | 0 | 0 | 0 | 0 | 3149 | 5 | 4 | 2017-04-11 05:00 | WEEKDAY | 22.1372 | 2.27 | 0 | 0 | 0 | 0 | 2700.034 | 0 | 0 | NA | 90%
| 5 | 5 | 2017-05-12 05:00 | 29.5054 | 0 | 0 | 0 | 0 | 0 | 0 | 0 | 0 | 0 | 0 | 0 | 0 | 0 | 29.5054 | 0 | 29.5054 | 3150 | 6 | 4 | 2017-04-11 06:00 | WEEKDAY | 22.8303 | 20.45 | 0 | 0 | 0 | 0 | 2700.034 | 0 | 0 | NA | 90%
| 6 | 5 | 2017-05-12 06:00 | 192.7876 | 44.8677 | 173.2307 | 167.1981 | 359.9048 | 22.6605 | 325.237 | 248.7954 | 26.7885 | 11.3302 | 100.7157 | 56.3639 | 25.4333 | 271.7967 | 192.7876 | 359.9048 | 192.7876 | 3151 | 7 | 4 | 2017-04-11 07:00 | WEEKDAY | 22.9026 | 20.45 | 338.417 | 328.2645 | 0 | 328.2645 | 2700.034 | 0 | 0 | NA | 90%
| 7 | 5 | 2017-05-12 07:00 | 245.7096 | 88.9926 | 762.1769 | 142.4805 | 1381.0115 | 44.9457 | 816.456 | 777.8435 | 109.5654 | 22.4729 | 614.8378 | 196.1814 | 155.2621 | 713.0256 | 245.7096 | 1381.0115 | 245.7096 | 3152 | 8 | 4 | 2017-04-11 08:00 | WEEKDAY | 22.9778 | 20.45 | 850.854 | 825.3284 | 0 | 825.3284 | 2700.034 | 0 | 0 | NA | 90%
| 8 | 5 | 2017-05-12 08:00 | 410.9053 | 216.2593 | 951.0799 | 80.1712 | 1850.6738 | 109.2219 | 990 | 545.2971 | 664.4578 | 54.6109 | 744.7083 | 235.3709 | 188.0577 | 908.8236 | 410.9053 | 1850.6738 | 410.9053 | 3153 | 9 | 4 | 2017-04-11 09:00 | WEEKDAY | 23.3842 | 11.33 | 1036.4 | 990 | 0 | 990 | 2700.034 | 0 | 0 | NA | 90%
| 9 | 5 | 2017-05-12 09:00 | 314.7932 | 318.9767 | 990.0001 | 153.924 | 1980.0001 | 161.0994 | 990 | 439.582 | 419.5434 | 80.5497 | 585.9281 | 250 | 147.9616 | 962.6399 | 314.7932 | 1980.0001 | 314.7932 | 3154 | 10 | 4 | 2017-04-11 10:00 | WEEKDAY | 159.72 | 11.33 | 1094.15 | 990 | 0 | 990 | 2700.034 | 0 | 0 | NA | 90%
| 10 | 5 | 2017-05-12 10:00 | 422.1786 | 497.5762 | 990.0001 | 314.9896 | 1973.2786 | 251.3011 | 990 | 459.0938 | 597.5394 | 125.6505 | 858.4902 | 250 | 216.7905 | 978.2233 | 422.1786 | 1973.2786 | 422.1786 | 3155 | 11 | 4 | 2017-04-11 11:00 | WEEKDAY | 26.357 | 11.33 | 1054.05 | 990 | 0 | 990 | 2700.034 | 0 | 0 | NA | 90%
| 11 | 5 | 2017-05-12 11:00 | 456.8606 | 1734.49 | 990.0001 | 469.2321 | 1037.3802 | 876.0051 | 990 | 1336.3181 | 774.7361 | 438.0025 | 882.1272 | 250 | 222.7594 | 989.9856 | 456.8606 | 1037.3802 | 456.8606 | 3156 | 12 | 4 | 2017-04-11 12:00 | WEEKDAY | 26.7355 | 11.33 | 1038.1 | 990 | 0 | 990 | 2700.034 | 0 | 0 | NA | 90%
| 12 | 5 | 2017-05-12 12:00 | 931.809 | 1144.276 | 990.0001 | 686.9101 | 839.1093 | 577.9172 | 848.113 | 1485.119 | 989.5066 | 288.9586 | 808.4041 | 250 | 204.1424 | 970.4351 | 931.809 | 839.1093 | 931.809 | 3157 | 13 | 4 | 2017-04-11 13:00 | WEEKDAY | 47.0495 | 11.33 | 883.677 | 857.1667 | 0 | 857.1667 | 2700.034 | 0 | 0 | NA | 90%
| 13 | 5 | 2017-05-12 13:00 | 319.6962 | 582.5765 | 990.0001 | 671.906 | 1227.0227 | 294.2305 | 923.025 | 1045.58 | 990 | 147.1153 | 660.5804 | 250 | 166.8132 | 980.4545 | 319.6962 | 1227.0227 | 319.6962 | 3158 | 14 | 4 | 2017-04-11 14:00 | WEEKDAY | 27.2727 | 1.96 | 962.884 | 933.9975 | 0 | 933.9975 | 2700.034 | 0 | 0 | NA | 90%
| 14 | 5 | 2017-05-12 14:00 | 920.2819 | 735.6084 | 990.0001 | 544.8747 | 1111.7806 | 371.5194 | 926.455 | 1545.2837 | 990 | 185.7597 | 881.5367 | 250 | 222.6103 | 957.8582 | 920.2819 | 1111.7806 | 920.2819 | 3159 | 15 | 4 | 2017-04-11 15:00 | WEEKDAY | 26.0424 | 1.96 | 966.516 | 937.5205 | 0 | 937.5205 | 2700.034 | 0 | 0 | NA | 90%
| 15 | 5 | 2017-05-12 15:00 | 624.5075 | 799.8932 | 990.0001 | 249.7656 | 1303.7065 | 403.9865 | 927.383 | 1159.3138 | 986.393 | 201.9932 | 881.1994 | 250 | 222.5251 | 948.5646 | 624.5075 | 1303.7065 | 624.5075 | 3160 | 16 | 4 | 2017-04-11 16:00 | WEEKDAY | 27.359 | 1.96 | 967.514 | 938.4886 | 0 | 938.4886 | 2700.034 | 0 | 0 | NA | 90%
| 16 | 5 | 2017-05-12 16:00 | 124.9744 | 779.6694 | 990.0001 | 171.1764 | 1045.0295 | 393.7724 | 922.497 | 496.0584 | 958.7499 | 196.8862 | 721.7039 | 231.739 | 182.2485 | 835.9387 | 124.9744 | 1045.0295 | 124.9744 | 3161 | 17 | 4 | 2017-04-11 17:00 | WEEKDAY | 31.2003 | 19.93 | 962.372 | 933.5008 | 0 | 933.5008 | 2700.034 | 0 | 0 | NA | 90%
| 17 | 5 | 2017-05-12 17:00 | 424.6201 | 954.4179 | 843.5968 | 197.7286 | 521.0697 | 482.0292 | 668.513 | 95.2091 | 898.7312 | 241.0146 | 423.8855 | 183.7326 | 107.0418 | 641.2666 | 424.6201 | 521.0697 | 424.6201 | 3162 | 18 | 4 | 2017-04-11 18:00 | WEEKDAY | 23.6403 | 19.93 | 695.024 | 674.1733 | 0 | 674.1733 | 2700.034 | 0 | 0 | NA | 90%
| 18 | 5 | 2017-05-12 18:00 | 33.6676 | 314.8293 | 425.6508 | 25.7767 | 171.2527 | 159.0047 | 544.851 | 19.2358 | 712.4301 | 79.5023 | 331.6273 | 76.2155 | 83.7443 | 191.6832 | 33.6676 | 171.2527 | 33.6676 | 3163 | 19 | 4 | 2017-04-11 19:00 | WEEKDAY | 22.8498 | 19.93 | 565.895 | 548.9181 | 0 | 548.9181 | 2700.034 | 0 | 0 | NA | 90%
| 19 | 5 | 2017-05-12 19:00 | 0 | 0 | 29.0798 | 0 | 0 | 0 | 0 | 0 | 990.1511 | 0 | 11.2991 | 0 | 2.8533 | 0 | 0 | 0 | 0 | 3164 | 20 | 4 | 2017-04-11 20:00 | WEEKDAY | 22.8999 | 12.08 | 0 | 0 | 0 | 0 | 2700.034 | 0 | 0 | NA | 90%
| 20 | 5 | 2017-05-12 20:00 | 0 | 0 | 0 | 0 | 0 | 0 | 0 | 0 | 0 | 0 | 0 | 0 | 0 | 0 | 0 | 0 | 0 | 3165 | 21 | 4 | 2017-04-11 21:00 | WEEKDAY | 23.2478 | 12.08 | 0 | 0 | 0 | 0 | 2700.034 | 0 | 0 | NA | 90%
| 21 | 5 | 2017-05-12 21:00 | 0 | 0 | 0 | 0 | 0 | 0 | 0 | 0 | 0 | 0 | 0 | 0 | 0 | 0 | 0 | 0 | 0 | 3166 | 22 | 4 | 2017-04-11 22:00 | WEEKDAY | 22.6382 | 12.08 | 0 | 0 | 0 | 0 | 2700.034 | 0 | 0 | NA | 90%
| 22 | 5 | 2017-05-12 22:00 | 0 | 0 | 0 | 0 | 0 | 0 | 0 | 0 | 0 | 0 | 0 | 0 | 0 | 0 | 0 | 0 | 0 | 3167 | 23 | 4 | 2017-04-11 23:00 | WEEKDAY | 21.0572 | 2.27 | 0 | 0 | 0 | 0 | 2700.034 | 0 | 0 | NA | 90%
| 23 | 5 | 2017-05-12 23:00 | 0 | 0 | 0 | 0 | 0 | 0 | 0 | 0 | 0 | 0 | 0 | 0 | 0 | 0 | 0 | 0 | 0 | 3168 | 0 | 4 | 2017-04-12 | WEEKDAY | 19.3008 | 2.27 | 0 | 0 | 0 | 0 | 2700.034 | 0 | 0 | NA | 90%
| 0 | 5 | 2017-05-13 | 0 | 0 | 0 | 0 | 0 | 0 | 0 | 0 | 0 | 0 | 0 | 0 | 0 | 0 | 0 | 0 | 0 | 3169 | 1 | 4 | 2017-04-12 01:00 | WEEKDAY | 13.1882 | 2.27 | 0 | 0 | 0 | 0 | 2700.034 | 0 | 0 | NA | 90%
| 1 | 5 | 2017-05-13 01:00 | 0 | 0 | 0 | 0 | 0 | 0 | 0 | 0 | 0 | 0 | 0 | 0 | 0 | 0 | 0 | 0 | 0 | 3170 | 2 | 4 | 2017-04-12 02:00 | WEEKDAY | 11.5933 | 2.27 | 0 | 0 | 0 | 0 | 2700.034 | 0 | 0 | NA | 90%
| 2 | 5 | 2017-05-13 02:00 | 0 | 0 | 0 | 0 | 0 | 0 | 0 | 0 | 0 | 0 | 0 | 0 | 0 | 0 | 0 | 0 | 0 | 3171 | 3 | 4 | 2017-04-12 03:00 | WEEKDAY | 16.5396 | 2.27 | 0 | 0 | 0 | 0 | 2700.034 | 0 | 0 | NA | 90%
| 3 | 5 | 2017-05-13 03:00 | 0 | 0 | 0 | 0 | 0 | 0 | 0 | 0 | 0 | 0 | 0 | 0 | 0 | 0 | 0 | 0 | 0 | 3172 | 4 | 4 | 2017-04-12 04:00 | WEEKDAY | 18.2959 | 2.27 | 0 | 0 | 0 | 0 | 2700.034 | 0 | 0 | NA | 90%
| 4 | 5 | 2017-05-13 04:00 | 0 | 0 | 0 | 0 | 0 | 0 | 0 | 0 | 0 | 0 | 0 | 0 | 0 | 0 | 0 | 0 | 0 | 3173 | 5 | 4 | 2017-04-12 05:00 | WEEKDAY | 19.0725 | 2.27 | 0 | 0 | 0 | 0 | 2700.034 | 0 | 0 | NA | 90%
| 5 | 5 | 2017-05-13 05:00 | 167.6825 | 0 | 0 | 0 | 0 | 0 | 0 | 0 | 0 | 0 | 0 | 0 | 0 | 0 | 167.6825 | 0 | 167.6825 | 3174 | 6 | 4 | 2017-04-12 06:00 | WEEKDAY | 21.5025 | 20.45 | 0 | 0 | 0 | 0 | 2700.034 | 0 | 0 | NA | 90%
| 6 | 5 | 2017-05-13 06:00 | 733.3536 | 49.6986 | 189.7436 | 71.576 | 29.6417 | 25.1003 | 148.829 | 477.6954 | 0 | 12.5501 | 27.7385 | 54.9836 | 7.0047 | 192.727 | 733.3536 | 29.6417 | 733.3536 | 3175 | 7 | 4 | 2017-04-12 07:00 | WEEKDAY | 22.9026 | 20.45 | 157.15 | 0 | 0 | 0 | 2700.034 | 0 | 0 | NA | 90%
| 7 | 5 | 2017-05-13 07:00 | 960.2319 | 155.8913 | 753.6549 | 528.499 | 93.8168 | 78.733 | 803.969 | 1365.4705 | 729.0666 | 39.3665 | 90.947 | 169.9416 | 22.9664 | 146.2483 | 960.2319 | 93.8168 | 960.2319 | 3176 | 8 | 4 | 2017-04-12 08:00 | WEEKDAY | 23.0696 | 20.45 | 837.707 | 812.5758 | 0 | 812.5758 | 2857.184 | 0 | 0 | NA | 95.24%
| 8 | 5 | 2017-05-13 08:00 | 990.0001 | 847.3441 | 978.2027 | 290.5369 | 220.1746 | 427.9516 | 978.563 | 1873.6523 | 989.8022 | 213.9758 | 180.2911 | 49.7898 | 45.5281 | 202.8262 | 990.0001 | 220.1746 | 990.0001 | 3177 | 9 | 4 | 2017-04-12 09:00 | WEEKDAY | 22.9583 | 11.33 | 1022.52 | 990 | 0 | 990 | 2857.184 | 0 | 0 | NA | 95.24%
| 9 | 5 | 2017-05-13 09:00 | 990.0001 | 1934.9864 | 990.0001 | 422.3046 | 257.0453 | 977.2659 | 990 | 1750.6628 | 0 | 488.6329 | 750.0234 | 62.5282 | 189.3999 | 441.8402 | 990.0001 | 257.0453 | 990.0001 | 3178 | 10 | 4 | 2017-04-12 10:00 | WEEKDAY | 22.8776 | 11.33 | 1076.01 | 990 | 0 | 990 | 2857.184 | 0 | 0 | NA | 95.24%
| 10 | 5 | 2017-05-13 10:00 | 990.0001 | 1980.0001 | 990.0001 | 771.8502 | 751.3992 | 1000.0001 | 990 | 1980.0001 | 642.2962 | 500 | 899.182 | 134.5452 | 227.0662 | 400.9201 | 990.0001 | 751.3992 | 990.0001 | 3179 | 11 | 4 | 2017-04-12 11:00 | WEEKDAY | 22.7913 | 11.33 | 1085.54 | 990 | 0 | 990 | 2857.184 | 0 | 0 | NA | 95.24%
| 11 | 5 | 2017-05-13 11:00 | 990.0001 | 1967.5243 | 981.1716 | 870.0309 | 958.3806 | 993.6991 | 990 | 1980.0001 | 990 | 496.8496 | 497.9684 | 142.0497 | 125.7496 | 540.307 | 990.0001 | 958.3806 | 990.0001 | 3180 | 12 | 4 | 2017-04-12 12:00 | WEEKDAY | 22.7774 | 11.33 | 1073.88 | 990 | 0 | 990 | 2857.184 | 0 | 0 | NA | 95.24%
| 12 | 5 | 2017-05-13 12:00 | 990.0001 | 1980.0001 | 990.0001 | 785.6954 | 1153.155 | 1000.0001 | 990 | 1917.012 | 990 | 500 | 731.0662 | 129.923 | 184.6127 | 635.2664 | 990.0001 | 1153.155 | 990.0001 | 3181 | 13 | 4 | 2017-04-12 13:00 | WEEKDAY | 22.7857 | 11.33 | 1044.51 | 990 | 0 | 990 | 2857.184 | 0 | 0 | NA | 95.24%
| 13 | 5 | 2017-05-13 13:00 | 990.0001 | 1980.0001 | 916.2137 | 781.1534 | 1678.6435 | 1000.0001 | 990 | 1980.0001 | 990 | 500 | 493.9588 | 80.0301 | 124.7371 | 651.4785 | 990.0001 | 1678.6435 | 990.0001 | 3182 | 14 | 4 | 2017-04-12 14:00 | WEEKDAY | 22.9082 | 1.96 | 1040.14 | 990 | 0 | 990 | 2857.184 | 0 | 0 | NA | 95.24%
| 14 | 5 | 2017-05-13 14:00 | 990.0001 | 1980.0001 | 990.0001 | 862.9058 | 1728.9609 | 1000.0001 | 990 | 1980.0001 | 990 | 500 | 956.2926 | 118.984 | 241.488 | 579.3451 | 990.0001 | 1728.9609 | 990.0001 | 3183 | 15 | 4 | 2017-04-12 15:00 | WEEKDAY | 22.6215 | 1.96 | 1043.39 | 990 | 0 | 990 | 2857.184 | 0 | 0 | NA | 95.24%
| 15 | 5 | 2017-05-13 15:00 | 990.0001 | 1942.9918 | 939.884 | 842.8896 | 1184.3397 | 981.309 | 990 | 1938.8675 | 990 | 490.6545 | 867.8373 | 102.523 | 219.1508 | 221.442 | 990.0001 | 1184.3397 | 990.0001 | 3184 | 16 | 4 | 2017-04-12 16:00 | WEEKDAY | 22.8581 | 1.96 | 1042.32 | 990 | 0 | 990 | 2857.184 | 0 | 0 | NA | 95.24%
| 16 | 5 | 2017-05-13 16:00 | 861.5007 | 1833.0972 | 990.0001 | 437.1142 | 1157.9529 | 925.8067 | 987.742 | 1772.1191 | 990.358 | 462.9033 | 843.3841 | 212.9538 | 212.9758 | 117.4307 | 861.5007 | 1157.9529 | 861.5007 | 3185 | 17 | 4 | 2017-04-12 17:00 | WEEKDAY | 23.5902 | 19.93 | 1032.04 | 990 | 0 | 990 | 2857.184 | 0 | 0 | NA | 95.24%
| 17 | 5 | 2017-05-13 17:00 | 471.7596 | 1476.4012 | 888.7627 | 443.305 | 966.263 | 745.6572 | 922.686 | 1379.5381 | 440.3334 | 372.8286 | 697.5813 | 96.1155 | 176.1569 | 80.7803 | 471.7596 | 966.263 | 471.7596 | 3186 | 18 | 4 | 2017-04-12 18:00 | WEEKDAY | 25.1322 | 19.93 | 962.984 | 934.0945 | 0 | 934.0945 | 2857.184 | 0 | 0 | NA | 95.24%
| 18 | 5 | 2017-05-13 18:00 | 36.3939 | 491.4622 | 451.3961 | 177.2946 | 164.5244 | 248.2132 | 724.056 | 452.5918 | 715.5118 | 124.1066 | 265.5367 | 63.4777 | 67.0547 | 58.1744 | 36.3939 | 164.5244 | 36.3939 | 3187 | 19 | 4 | 2017-04-12 19:00 | WEEKDAY | 24.3473 | 19.93 | 753.389 | 730.7873 | 0 | 730.7873 | 2857.184 | 0 | 0 | NA | 95.24%
| 19 | 5 | 2017-05-13 19:00 | 0 | 0 | 32.295 | 0 | 0 | 0 | 0 | 0 | 0 | 0 | 10.5828 | 0 | 2.6724 | 0 | 0 | 0 | 0 | 3188 | 20 | 4 | 2017-04-12 20:00 | WEEKDAY | 24.4308 | 12.08 | 0 | 0 | 970 | 970 | 2857.184 | 0 | 0 | NA | 95.24%
| 20 | 5 | 2017-05-13 20:00 | 0 | 0 | 0 | 0 | 0 | 0 | 0 | 0 | 0 | 0 | 0 | 0 | 0 | 0 | 0 | 0 | 0 | 3189 | 21 | 4 | 2017-04-12 21:00 | WEEKDAY | 31.7625 | 12.08 | 0 | 0 | 0 | 0 | 1857.184 | 0 | 0 | NA | 61.91%
| 21 | 5 | 2017-05-13 21:00 | 0 | 0 | 0 | 0 | 0 | 0 | 0 | 0 | 0 | 0 | 0 | 0 | 0 | 0 | 0 | 0 | 0 | 3190 | 22 | 4 | 2017-04-12 22:00 | WEEKDAY | 31.1696 | 12.08 | 0 | 0 | 0 | 0 | 1857.184 | 0 | 0 | NA | 61.91%
| 22 | 5 | 2017-05-13 22:00 | 0 | 0 | 0 | 0 | 0 | 0 | 0 | 0 | 0 | 0 | 0 | 0 | 0 | 0 | 0 | 0 | 0 | 3191 | 23 | 4 | 2017-04-12 23:00 | WEEKDAY | 162.3393 | 2.27 | 0 | 0 | 0 | 0 | 1857.184 | 0 | 0 | NA | 61.91%
| 23 | 5 | 2017-05-13 23:00 | 0 | 0 | 0 | 0 | 0 | 0 | 0 | 0 | 970 | 0 | 0 | 0 | 0 | 0 | 0 | 0 | 0 | 3192 | 0 | 4 | 2017-04-13 | WEEKDAY | 25.1851 | 2.27 | 0 | 0 | 0 | 0 | 1857.184 | 0 | 0 | NA | 61.91%
| 0 | 5 | 2017-05-14 | 0 | 0 | 0 | 0 | 0 | 0 | 0 | 0 | 0 | 0 | 0 | 0 | 0 | 0 | 0 | 0 | 0 | 3193 | 1 | 4 | 2017-04-13 01:00 | WEEKDAY | 26.1788 | 2.27 | 0 | 0 | 0 | 0 | 1857.184 | 0 | 0 | NA | 61.91%
| 1 | 5 | 2017-05-14 01:00 | 0 | 0 | 0 | 0 | 0 | 0 | 0 | 0 | 0 | 0 | 0 | 0 | 0 | 0 | 0 | 0 | 0 | 3194 | 2 | 4 | 2017-04-13 02:00 | WEEKDAY | 22.6215 | 2.27 | 0 | 0 | 0 | 0 | 1857.184 | 0 | 0 | NA | 61.91%
| 2 | 5 | 2017-05-14 02:00 | 0 | 0 | 0 | 0 | 0 | 0 | 0 | 0 | 0 | 0 | 0 | 0 | 0 | 0 | 0 | 0 | 0 | 3195 | 3 | 4 | 2017-04-13 03:00 | WEEKDAY | 21.8644 | 2.27 | 0 | 0 | 0 | 0 | 1857.184 | 0 | 0 | NA | 61.91%
| 3 | 5 | 2017-05-14 03:00 | 0 | 0 | 0 | 0 | 0 | 0 | 0 | 0 | 0 | 0 | 0 | 0 | 0 | 0 | 0 | 0 | 0 | 3196 | 4 | 4 | 2017-04-13 04:00 | WEEKDAY | 22.062 | 2.27 | 0 | 0 | 0 | 0 | 1857.184 | 0 | 0 | NA | 61.91%
| 4 | 5 | 2017-05-14 04:00 | 0 | 0 | 0 | 0 | 0 | 0 | 0 | 0 | 0 | 0 | 0 | 0 | 0 | 0 | 0 | 0 | 0 | 3197 | 5 | 4 | 2017-04-13 05:00 | WEEKDAY | 22.0787 | 2.27 | 0 | 0 | 0 | 0 | 1857.184 | 0 | 0 | NA | 61.91%
| 5 | 5 | 2017-05-14 05:00 | 195.6254 | 0 | 0 | 0 | 0 | 0 | 0 | 0 | 0 | 0 | 0 | 0 | 0 | 0 | 195.6254 | 0 | 195.6254 | 3198 | 6 | 4 | 2017-04-13 06:00 | WEEKDAY | 22.7857 | 20.45 | 0 | 0 | 0 | 0 | 1857.184 | 0 | 0 | NA | 61.91%
| 6 | 5 | 2017-05-14 06:00 | 713.849 | 48.4171 | 119.1402 | 204.4377 | 70.6306 | 24.4531 | 292.783 | 553.4017 | 0 | 12.2265 | 22.3112 | 53.6315 | 5.6341 | 210.6723 | 713.849 | 70.6306 | 713.849 | 3199 | 7 | 4 | 2017-04-13 07:00 | WEEKDAY | 184.7242 | 20.45 | 304.935 | 0 | 0 | 0 | 1857.184 | 0 | 0 | NA | 61.91%
| 7 | 5 | 2017-05-14 07:00 | 990.0001 | 113.9989 | 628.6744 | 501.8115 | 266.3636 | 57.5752 | 806.814 | 1172.6546 | 0 | 28.7876 | 100.8347 | 23.9458 | 25.4633 | 205.1383 | 990.0001 | 266.3636 | 990.0001 | 3200 | 8 | 4 | 2017-04-13 08:00 | WEEKDAY | 35.3059 | 20.45 | 840.668 | 815.448 | 0 | 815.448 | 2162.119 | 0 | 0 | NA | 72.07%
| 8 | 5 | 2017-05-14 08:00 | 990.0001 | 181.1014 | 900.3061 | 775.8243 | 1000.7547 | 91.4654 | 835.803 | 1402.4411 | 586.9295 | 45.7327 | 184.6436 | 46.4408 | 46.6272 | 294.6187 | 990.0001 | 1000.7547 | 990.0001 | 3201 | 9 | 4 | 2017-04-13 09:00 | WEEKDAY | 54.4007 | 11.33 | 871.171 | 845.0359 | 145 | 990.0359 | 2162.119 | 0 | 0 | NA | 72.07%
| 9 | 5 | 2017-05-14 09:00 | 990.0001 | 392.0845 | 990.0001 | 891.2724 | 1472.3545 | 198.0225 | 990 | 1940.0504 | 672.243 | 99.0112 | 645.1737 | 57.8377 | 162.9227 | 354.011 | 990.0001 | 1472.3545 | 990.0001 | 3202 | 10 | 4 | 2017-04-13 10:00 | WEEKDAY | 326.0787 | 11.33 | 1070.45 | 990 | 0 | 990 | 2012.6345 | 0 | 0 | NA | 67.09%
| 10 | 5 | 2017-05-14 10:00 | 990.0001 | 505.6359 | 990.0001 | 916.2721 | 1416.7656 | 255.3717 | 990 | 1980.0001 | 747.9767 | 127.6858 | 890.8628 | 162.1589 | 224.9653 | 353.9537 | 990.0001 | 1416.7656 | 990.0001 | 3203 | 11 | 4 | 2017-04-13 11:00 | WEEKDAY | 30.2205 | 11.33 | 1063.62 | 990 | 0 | 990 | 2012.6345 | 0 | 0 | NA | 67.09%
| 11 | 5 | 2017-05-14 11:00 | 990.0001 | 1617.2233 | 990.0001 | 825.8689 | 1205.9863 | 816.7794 | 990 | 1980.0001 | 543.7005 | 408.3897 | 665.1919 | 229.6914 | 167.9777 | 571.4086 | 990.0001 | 1205.9863 | 990.0001 | 3204 | 12 | 4 | 2017-04-13 12:00 | WEEKDAY | 23.2951 | 11.33 | 1048.05 | 990 | 0 | 990 | 2012.6345 | 0 | 0 | NA | 67.09%
| 12 | 5 | 2017-05-14 12:00 | 990.0001 | 1980.0001 | 990.0001 | 886.4391 | 1861.805 | 1000.0001 | 987.91 | 1980.0001 | 589.7629 | 500 | 962.7567 | 240.486 | 243.1204 | 340.3063 | 990.0001 | 1861.805 | 990.0001 | 3205 | 13 | 4 | 2017-04-13 13:00 | WEEKDAY | 24.0355 | 11.33 | 1032.2 | 990 | 0 | 990 | 2012.6345 | 0 | 0 | NA | 67.09%
| 13 | 5 | 2017-05-14 13:00 | 965.6692 | 1980.0001 | 990.0001 | 940.8663 | 1839.2076 | 1000.0001 | 981.479 | 1792.6098 | 963.3148 | 500 | 838.3684 | 180.207 | 211.7092 | 346.8683 | 965.6692 | 1839.2076 | 965.6692 | 3206 | 14 | 4 | 2017-04-13 14:00 | WEEKDAY | 25.2213 | 1.96 | 1025.34 | 990 | 0 | 990 | 2012.6345 | 0 | 0 | NA | 67.09%
| 14 | 5 | 2017-05-14 14:00 | 449.3656 | 1980.0001 | 990.0001 | 922.7977 | 1980.0001 | 1000.0001 | 990 | 1840.6991 | 965.8843 | 500 | 732.5215 | 148.5906 | 184.9802 | 353.1471 | 449.3656 | 1980.0001 | 449.3656 | 3207 | 15 | 4 | 2017-04-13 15:00 | WEEKDAY | 39.278 | 1.96 | 1040.67 | 990 | 0 | 990 | 2012.6345 | 0 | 0 | NA | 67.09%
| 15 | 5 | 2017-05-14 15:00 | 919.6319 | 1865.1284 | 990.0001 | 540.7548 | 1980.0001 | 941.9841 | 990 | 1397.7588 | 960.3698 | 470.992 | 416.091 | 223.474 | 105.0735 | 395.4987 | 919.6319 | 1980.0001 | 919.6319 | 3208 | 16 | 4 | 2017-04-13 16:00 | WEEKDAY | 23.3396 | 1.96 | 1038.19 | 990 | 0 | 990 | 2012.6345 | 0 | 0 | NA | 67.09%
| 16 | 5 | 2017-05-14 16:00 | 793.3752 | 1661.6232 | 935.6361 | 300.2841 | 1776.3383 | 839.2036 | 982.568 | 403.0954 | 943.7208 | 419.6018 | 240.495 | 180.3662 | 60.7311 | 347.7794 | 793.3752 | 1776.3383 | 793.3752 | 3209 | 17 | 4 | 2017-04-13 17:00 | WEEKDAY | 23.4426 | 19.93 | 1026.62 | 990 | 0 | 990 | 2012.6345 | 0 | 0 | NA | 67.09%
| 17 | 5 | 2017-05-14 17:00 | 519.4721 | 1382.9373 | 742.3473 | 222.99 | 1324.3995 | 698.4532 | 913.396 | 266.996 | 877.979 | 349.2266 | 380.339 | 57.6039 | 96.0452 | 131.7372 | 519.4721 | 1324.3995 | 519.4721 | 3210 | 18 | 4 | 2017-04-13 18:00 | WEEKDAY | 23.2116 | 19.93 | 953.203 | 0 | 0 | 0 | 2012.6345 | 0 | 0 | NA | 67.09%
| 18 | 5 | 2017-05-14 18:00 | 39.6176 | 434.6347 | 322.6833 | 149.7143 | 346.1276 | 219.5125 | 708.604 | 90.499 | 0 | 109.7562 | 196.1827 | 71.809 | 49.5411 | 40.1789 | 39.6176 | 346.1276 | 39.6176 | 3211 | 19 | 4 | 2017-04-13 19:00 | WEEKDAY | 23.2478 | 19.93 | 737.19 | 715.0743 | 0 | 715.0743 | 2965.8375 | 0 | 0 | NA | 98.86%
| 19 | 5 | 2017-05-14 19:00 | 0 | 0 | 19.3196 | 0 | 0 | 0 | 0 | 0 | 0 | 0 | 4.025 | 0 | 1.0164 | 0 | 0 | 0 | 0 | 3212 | 20 | 4 | 2017-04-13 20:00 | WEEKDAY | 23.4232 | 12.08 | 0 | 0 | 0 | 0 | 2965.8375 | 0 | 0 | NA | 98.86%
| 20 | 5 | 2017-05-14 20:00 | 0 | 0 | 0 | 0 | 0 | 0 | 0 | 0 | 0 | 0 | 0 | 0 | 0 | 0 | 0 | 0 | 0 | 3213 | 21 | 4 | 2017-04-13 21:00 | WEEKDAY | 23.8602 | 12.08 | 0 | 0 | 0 | 0 | 2965.8375 | 0 | 0 | NA | 98.86%
| 21 | 5 | 2017-05-14 21:00 | 0 | 0 | 0 | 0 | 0 | 0 | 0 | 0 | 0 | 0 | 0 | 0 | 0 | 0 | 0 | 0 | 0 | 3214 | 22 | 4 | 2017-04-13 22:00 | WEEKDAY | 22.7412 | 12.08 | 0 | 0 | 0 | 0 | 2965.8375 | 0 | 0 | NA | 98.86%
| 22 | 5 | 2017-05-14 22:00 | 0 | 0 | 0 | 0 | 0 | 0 | 0 | 0 | 0 | 0 | 0 | 0 | 0 | 0 | 0 | 0 | 0 | 3215 | 23 | 4 | 2017-04-13 23:00 | WEEKDAY | 57.9386 | 2.27 | 0 | 0 | 0 | 0 | 2965.8375 | 0 | 0 | NA | 98.86%
| 23 | 5 | 2017-05-14 23:00 | 0 | 0 | 0 | 0 | 0 | 0 | 0 | 0 | 0 | 0 | 0 | 0 | 0 | 0 | 0 | 0 | 0 | 3216 | 0 | 4 | 2017-04-14 | WEEKDAY | 20.3585 | 2.27 | 0 | 0 | 970 | 970 | 2965.8375 | 0 | 0 | NA | 98.86%
| 0 | 5 | 2017-05-15 | 0 | 0 | 0 | 0 | 0 | 0 | 0 | 0 | 0 | 0 | 0 | 0 | 0 | 0 | 0 | 0 | 0 | 3217 | 1 | 4 | 2017-04-14 01:00 | WEEKDAY | 18.8471 | 2.27 | 0 | 0 | 0 | 0 | 1965.8375 | 0 | 0 | NA | 65.53%
| 1 | 5 | 2017-05-15 01:00 | 0 | 0 | 0 | 0 | 0 | 0 | 0 | 0 | 0 | 0 | 0 | 0 | 0 | 0 | 0 | 0 | 0 | 3218 | 2 | 4 | 2017-04-14 02:00 | WEEKDAY | 17.9452 | 2.27 | 0 | 0 | 0 | 0 | 1965.8375 | 0 | 0 | NA | 65.53%
| 2 | 5 | 2017-05-15 02:00 | 0 | 0 | 0 | 0 | 0 | 0 | 0 | 0 | 0 | 0 | 0 | 0 | 0 | 0 | 0 | 0 | 0 | 3219 | 3 | 4 | 2017-04-14 03:00 | WEEKDAY | 15.081 | 2.27 | 0 | 0 | 0 | 0 | 1965.8375 | 0 | 0 | NA | 65.53%
| 3 | 5 | 2017-05-15 03:00 | 0 | 0 | 0 | 0 | 0 | 0 | 0 | 0 | 0 | 0 | 0 | 0 | 0 | 0 | 0 | 0 | 0 | 3220 | 4 | 4 | 2017-04-14 04:00 | WEEKDAY | 10.0234 | 2.27 | 0 | 0 | 0 | 0 | 1965.8375 | 0 | 0 | NA | 65.53%
| 4 | 5 | 2017-05-15 04:00 | 0 | 0 | 0 | 0 | 0 | 0 | 0 | 0 | 0 | 0 | 0 | 0 | 0 | 0 | 0 | 0 | 0 | 3221 | 5 | 4 | 2017-04-14 05:00 | WEEKDAY | 14.2153 | 2.27 | 0 | 0 | 0 | 0 | 1965.8375 | 0 | 0 | NA | 65.53%
| 5 | 5 | 2017-05-15 05:00 | 194.479 | 0 | 0 | 0 | 0 | 0 | 0 | 0 | 0 | 0 | 0 | 0 | 0 | 0 | 194.479 | 0 | 194.479 | 3222 | 6 | 4 | 2017-04-14 06:00 | WEEKDAY | 18.115 | 20.45 | 0 | 0 | 0 | 0 | 1965.8375 | 0 | 0 | NA | 65.53%
| 6 | 5 | 2017-05-15 06:00 | 741.9842 | 167.7904 | 141.5428 | 277.3651 | 59.6225 | 84.7426 | 0 | 551.2518 | 24.0508 | 42.3713 | 25.1317 | 56.8015 | 6.3464 | 121.6206 | 741.9842 | 59.6225 | 741.9842 | 3223 | 7 | 4 | 2017-04-14 07:00 | WEEKDAY | 15.0281 | 20.45 | 2.4426 | 0 | 0 | 0 | 1965.8375 | 0 | 0 | NA | 65.53%
| 7 | 5 | 2017-05-15 07:00 | 867.6657 | 136.2661 | 671.6195 | 691.6464 | 309.5832 | 68.8213 | 68.9164 | 1368.3597 | 87.6132 | 34.4106 | 198.2908 | 176.5397 | 50.0734 | 582.9658 | 867.6657 | 309.5832 | 867.6657 | 3224 | 8 | 4 | 2017-04-14 08:00 | WEEKDAY | 18.8053 | 20.45 | 75.4333 | 0 | 0 | 0 | 1968.2801 | 0 | 0 | NA | 65.61%
| 8 | 5 | 2017-05-15 08:00 | 990.0001 | 1724.6198 | 906.6488 | 862.6777 | 377.1813 | 871.0201 | 76.356 | 1799.7684 | 99.1631 | 435.5101 | 680.5106 | 229.8871 | 171.8461 | 805.3571 | 990.0001 | 377.1813 | 990.0001 | 3225 | 9 | 4 | 2017-04-14 09:00 | WEEKDAY | 18.3266 | 11.33 | 83.0179 | 0 | 0 | 0 | 2043.7134 | 0 | 0 | NA | 68.12%
| 9 | 5 | 2017-05-15 09:00 | 982.0689 | 1956.038 | 990.0001 | 959.0605 | 595.0487 | 987.898 | 742.377 | 1980.0001 | 634.2937 | 493.949 | 952.9754 | 249.6769 | 240.6504 | 921.9879 | 982.0689 | 595.0487 | 982.0689 | 3226 | 10 | 4 | 2017-04-14 10:00 | WEEKDAY | 17.4136 | 11.33 | 772.767 | 0 | 0 | 0 | 2126.7313 | 0 | 0 | NA | 70.89%
| 10 | 5 | 2017-05-15 10:00 | 987.1666 | 1980.0001 | 990.0001 | 990.0001 | 718.5055 | 1000.0001 | 289.782 | 1980.0001 | 267.7355 | 500 | 964.895 | 250 | 243.6603 | 928.7169 | 987.1666 | 718.5055 | 987.1666 | 3227 | 11 | 4 | 2017-04-14 11:00 | WEEKDAY | 17.1102 | 11.33 | 301.77 | 292.7169 | 0 | 292.7169 | 2899.4983 | 0 | 0 | NA | 96.65%
| 11 | 5 | 2017-05-15 11:00 | 837.9071 | 1944.6642 | 990.0001 | 958.9573 | 823.9587 | 982.1536 | 687.176 | 1980.0001 | 973.88 | 491.0768 | 917.9772 | 250 | 231.8124 | 959.7749 | 837.9071 | 823.9587 | 837.9071 | 3228 | 12 | 4 | 2017-04-14 12:00 | WEEKDAY | 20.8234 | 11.33 | 714.754 | 693.3114 | 0 | 693.3114 | 2899.4983 | 0 | 0 | NA | 96.65%
| 12 | 5 | 2017-05-15 12:00 | 451.6089 | 1952.6358 | 965.7447 | 990.0001 | 943.0429 | 986.1797 | 687.975 | 1980.0001 | 761.7274 | 493.0898 | 990.0001 | 248.4438 | 250 | 970.2308 | 451.6089 | 943.0429 | 451.6089 | 3229 | 13 | 4 | 2017-04-14 13:00 | WEEKDAY | 26.3597 | 11.33 | 715.594 | 694.1262 | 0 | 694.1262 | 2899.4983 | 0 | 0 | NA | 96.65%
| 13 | 5 | 2017-05-15 13:00 | 768.545 | 1959.5556 | 990.0001 | 984.412 | 936.9937 | 989.6746 | 692.911 | 1980.0001 | 769.0761 | 494.8373 | 990.0001 | 249.9045 | 250 | 783.2491 | 768.545 | 936.9937 | 768.545 | 3230 | 14 | 4 | 2017-04-14 14:00 | WEEKDAY | 28.3472 | 1.96 | 720.777 | 699.1537 | 0 | 699.1537 | 2899.4983 | 0 | 0 | NA | 96.65%
| 14 | 5 | 2017-05-15 14:00 | 929.1803 | 1951.6327 | 755.8316 | 978.0906 | 878.3095 | 985.6731 | 563.739 | 1980.0001 | 944.4143 | 492.8365 | 990.0001 | 249.0075 | 250 | 425.2052 | 929.1803 | 878.3095 | 929.1803 | 3231 | 15 | 4 | 2017-04-14 15:00 | WEEKDAY | 31.0277 | 1.96 | 585.672 | 568.1018 | 0 | 568.1018 | 2899.4983 | 0 | 0 | NA | 96.65%
| 15 | 5 | 2017-05-15 15:00 | 233.7718 | 1783.4771 | 702.0409 | 869.3863 | 672.8916 | 900.746 | 158.805 | 1941.8387 | 667.2649 | 450.373 | 990.0001 | 242.0768 | 250 | 640.2731 | 233.7718 | 672.8916 | 233.7718 | 3232 | 16 | 4 | 2017-04-14 16:00 | WEEKDAY | 27.796 | 1.96 | 167.283 | 162.2645 | 0 | 162.2645 | 2899.4983 | 0 | 0 | NA | 96.65%
| 16 | 5 | 2017-05-15 16:00 | 154.1928 | 1043.8388 | 586.8815 | 661.1363 | 239.1105 | 527.1913 | 338.076 | 1711.0753 | 922.1315 | 263.5957 | 944.492 | 223.5423 | 238.5081 | 814.6016 | 154.1928 | 239.1105 | 154.1928 | 3233 | 17 | 4 | 2017-04-14 17:00 | WEEKDAY | 29.3882 | 19.93 | 351.573 | 341.0258 | 0 | 341.0258 | 2899.4983 | 0 | 0 | NA | 96.65%
| 17 | 5 | 2017-05-15 17:00 | 221.8181 | 148.178 | 478.7964 | 149.2853 | 689.3814 | 74.8374 | 930.643 | 1416.415 | 857.7797 | 37.4187 | 789.9769 | 31.8653 | 199.4891 | 439.9353 | 221.8181 | 689.3814 | 221.8181 | 3234 | 18 | 4 | 2017-04-14 18:00 | WEEKDAY | 28.6394 | 19.93 | 971.665 | 942.515 | 0 | 942.515 | 2899.4983 | 0 | 0 | NA | 96.65%
| 18 | 5 | 2017-05-15 18:00 | 7.8588 | 123.8999 | 201.0638 | 34.4564 | 56.1401 | 62.5757 | 174.688 | 471.8092 | 693.387 | 31.2879 | 356.887 | 4.8453 | 90.123 | 225.2703 | 7.8588 | 56.1401 | 7.8588 | 3235 | 19 | 4 | 2017-04-14 19:00 | WEEKDAY | 29.2769 | 19.93 | 183.567 | 178.06 | 0 | 178.06 | 2899.4983 | 0 | 0 | NA | 96.65%
| 19 | 5 | 2017-05-15 19:00 | 0 | 0 | 19.0807 | 0 | 0 | 0 | 0 | 0 | 312.0519 | 0 | 14.4159 | 0 | 3.6404 | 0 | 0 | 0 | 0 | 3236 | 20 | 4 | 2017-04-14 20:00 | WEEKDAY | 23.4788 | 12.08 | 0 | 0 | 0 | 0 | 2899.4983 | 0 | 0 | NA | 96.65%
| 20 | 5 | 2017-05-15 20:00 | 0 | 0 | 0 | 0 | 0 | 0 | 0 | 0 | 0 | 0 | 0 | 0 | 0 | 0 | 0 | 0 | 0 | 3237 | 21 | 4 | 2017-04-14 21:00 | WEEKDAY | 22.4879 | 12.08 | 0 | 0 | 0 | 0 | 2899.4983 | 0 | 0 | NA | 96.65%
| 21 | 5 | 2017-05-15 21:00 | 0 | 0 | 0 | 0 | 0 | 0 | 0 | 0 | 0 | 0 | 0 | 0 | 0 | 0 | 0 | 0 | 0 | 3238 | 22 | 4 | 2017-04-14 22:00 | WEEKDAY | 21.3439 | 12.08 | 0 | 0 | 0 | 0 | 2899.4983 | 0 | 0 | NA | 96.65%
| 22 | 5 | 2017-05-15 22:00 | 0 | 0 | 0 | 0 | 0 | 0 | 0 | 0 | 0 | 0 | 0 | 0 | 0 | 0 | 0 | 0 | 0 | 3239 | 23 | 4 | 2017-04-14 23:00 | WEEKDAY | 20.417 | 2.27 | 0 | 0 | 0 | 0 | 2899.4983 | 0 | 0 | NA | 96.65%
| 23 | 5 | 2017-05-15 23:00 | 0 | 0 | 0 | 0 | 0 | 0 | 0 | 0 | 0 | 0 | 0 | 0 | 0 | 0 | 0 | 0 | 0 | 3240 | 0 | 4 | 2017-04-15 | WEEKEND | 19.6376 | 2.27 | 0 | 0 | 0 | 0 | 2899.4983 | 0 | 0 | NA | 96.65%
| 0 | 5 | 2017-05-16 | 0 | 0 | 0 | 0 | 0 | 0 | 0 | 0 | 0 | 0 | 0 | 0 | 0 | 0 | 0 | 0 | 0 | 3241 | 1 | 4 | 2017-04-15 01:00 | WEEKEND | 22.6132 | 2.27 | 0 | 0 | 0 | 0 | 2899.4983 | 0 | 0 | NA | 96.65%
| 1 | 5 | 2017-05-16 01:00 | 0 | 0 | 0 | 0 | 0 | 0 | 0 | 0 | 0 | 0 | 0 | 0 | 0 | 0 | 0 | 0 | 0 | 3242 | 2 | 4 | 2017-04-15 02:00 | WEEKEND | 20.8289 | 2.27 | 0 | 0 | 0 | 0 | 2899.4983 | 0 | 0 | NA | 96.65%
| 2 | 5 | 2017-05-16 02:00 | 0 | 0 | 0 | 0 | 0 | 0 | 0 | 0 | 0 | 0 | 0 | 0 | 0 | 0 | 0 | 0 | 0 | 3243 | 3 | 4 | 2017-04-15 03:00 | WEEKEND | 20.3752 | 2.27 | 0 | 0 | 0 | 0 | 2899.4983 | 0 | 0 | NA | 96.65%
| 3 | 5 | 2017-05-16 03:00 | 0 | 0 | 0 | 0 | 0 | 0 | 0 | 0 | 0 | 0 | 0 | 0 | 0 | 0 | 0 | 0 | 0 | 3244 | 4 | 4 | 2017-04-15 04:00 | WEEKEND | 20.1637 | 2.27 | 0 | 0 | 0 | 0 | 2899.4983 | 0 | 0 | NA | 96.65%
| 4 | 5 | 2017-05-16 04:00 | 0 | 0 | 0 | 0 | 0 | 0 | 0 | 0 | 0 | 0 | 0 | 0 | 0 | 0 | 0 | 0 | 0 | 3245 | 5 | 4 | 2017-04-15 05:00 | WEEKEND | 19.7935 | 2.27 | 0 | 0 | 0 | 0 | 2899.4983 | 0 | 0 | NA | 96.65%
| 5 | 5 | 2017-05-16 05:00 | 65.3461 | 0 | 0 | 0 | 0 | 0 | 0 | 0 | 0 | 0 | 0 | 0 | 0 | 0 | 65.3461 | 0 | 65.3461 | 3246 | 6 | 4 | 2017-04-15 06:00 | WEEKEND | 19.6933 | 2.27 | 0 | 0 | 0 | 0 | 2899.4983 | 0 | 0 | NA | 96.65%
| 6 | 5 | 2017-05-16 06:00 | 168.4342 | 404.5707 | 113.099 | 122.734 | 5.0612 | 204.3287 | 278.792 | 364.6395 | 49.3465 | 102.1643 | 32.3535 | 11.0618 | 8.1701 | 301.2054 | 168.4342 | 5.0612 | 168.4342 | 3247 | 7 | 4 | 2017-04-15 07:00 | WEEKEND | 20.1275 | 2.27 | 290.502 | 281.7869 | 0 | 281.7869 | 2899.4983 | 0 | 0 | NA | 96.65%
| 7 | 5 | 2017-05-16 07:00 | 190.6041 | 1418.5315 | 294.5197 | 78.236 | 171.9904 | 716.4301 | 759.325 | 575.7074 | 422.1702 | 358.215 | 126.3409 | 23.7977 | 31.9043 | 731.7777 | 190.6041 | 171.9904 | 190.6041 | 3248 | 8 | 4 | 2017-04-15 08:00 | WEEKEND | 19.7601 | 2.27 | 790.629 | 766.9101 | 0 | 766.9101 | 2899.4983 | 0 | 0 | NA | 96.65%
| 8 | 5 | 2017-05-16 08:00 | 278.3058 | 1808.7134 | 631.9102 | 114.8547 | 305.3299 | 913.4916 | 128.937 | 647.729 | 891.593 | 456.7458 | 237.1894 | 68.6719 | 59.8963 | 865.0925 | 278.3058 | 305.3299 | 278.3058 | 3249 | 9 | 4 | 2017-04-15 09:00 | WEEKEND | 20.5255 | 2.27 | 136.74 | 132.6378 | 0 | 132.6378 | 2899.4983 | 0 | 0 | NA | 96.65%
| 9 | 5 | 2017-05-16 09:00 | 486.8419 | 1959.874 | 218.2592 | 175.8158 | 268.0285 | 989.8354 | 231.368 | 1423.4218 | 950.6951 | 494.9177 | 311.2648 | 181.5265 | 78.6022 | 941.6348 | 486.8419 | 268.0285 | 486.8419 | 3250 | 10 | 4 | 2017-04-15 10:00 | WEEKEND | 19.3537 | 2.27 | 241.7 | 234.449 | 0 | 234.449 | 2899.4983 | 0 | 0 | NA | 96.65%
| 10 | 5 | 2017-05-16 10:00 | 482.0682 | 1729.4676 | 248.1537 | 220.1974 | 560.6523 | 873.4685 | 259.296 | 1518.4058 | 962.2293 | 436.7342 | 325.5167 | 105.4913 | 82.2012 | 953.866 | 482.0682 | 560.6523 | 482.0682 | 3251 | 11 | 4 | 2017-04-15 11:00 | WEEKEND | 19.5931 | 2.27 | 270.377 | 262.2657 | 0 | 262.2657 | 2899.4983 | 0 | 0 | NA | 96.65%
| 11 | 5 | 2017-05-16 11:00 | 493.5456 | 1959.5602 | 748.3843 | 586.4026 | 1523.1312 | 989.6769 | 174.312 | 1965.5959 | 965.7349 | 494.8384 | 486.1406 | 235.7064 | 122.7628 | 973.8196 | 493.5456 | 1523.1312 | 493.5456 | 3252 | 12 | 4 | 2017-04-15 12:00 | WEEKEND | 21.7113 | 2.27 | 183.134 | 177.64 | 0 | 177.64 | 2899.4983 | 0 | 0 | NA | 96.65%
| 12 | 5 | 2017-05-16 12:00 | 432.415 | 756.6456 | 686.947 | 495.7343 | 1844.84 | 382.1442 | 399.714 | 1939.6254 | 982.998 | 191.0721 | 442.5682 | 87.9403 | 111.7596 | 940.9608 | 432.415 | 1844.84 | 432.415 | 3253 | 13 | 4 | 2017-04-15 13:00 | WEEKEND | 22.4907 | 2.27 | 415.198 | 402.7421 | 0 | 402.7421 | 2899.4983 | 0 | 0 | NA | 96.65%
| 13 | 5 | 2017-05-16 13:00 | 403.8896 | 1980.0001 | 653.1147 | 251.4426 | 1808.998 | 1000.0001 | 744.569 | 1774.6374 | 965.5943 | 500 | 441.6534 | 105.7339 | 111.5286 | 962.7103 | 403.8896 | 1808.998 | 403.8896 | 3254 | 14 | 4 | 2017-04-15 14:00 | WEEKEND | 22.872 | 2.27 | 774.817 | 751.5725 | 0 | 751.5725 | 2899.4983 | 0 | 0 | NA | 96.65%
| 14 | 5 | 2017-05-16 14:00 | 614.8841 | 519.2337 | 628.7345 | 457.2372 | 1980.0001 | 262.2392 | 303.924 | 1909.1598 | 989.6497 | 131.1196 | 603.0899 | 197.8657 | 152.2954 | 929.4422 | 614.8841 | 1980.0001 | 614.8841 | 3255 | 15 | 4 | 2017-04-15 15:00 | WEEKEND | 23.2144 | 2.27 | 316.267 | 306.779 | 0 | 306.779 | 2899.4983 | 0 | 0 | NA | 96.65%
| 15 | 5 | 2017-05-16 15:00 | 432.2614 | 519.0977 | 540.1358 | 634.9565 | 1980.0001 | 262.1706 | 194.796 | 1602.0676 | 962.9762 | 131.0853 | 491.4832 | 199.5222 | 124.1119 | 918.3801 | 432.2614 | 1980.0001 | 432.2614 | 3256 | 16 | 4 | 2017-04-15 16:00 | WEEKEND | 24.0801 | 2.27 | 204.089 | 197.9663 | 0 | 197.9663 | 2899.4983 | 0 | 0 | NA | 96.65%
| 16 | 5 | 2017-05-16 16:00 | 338.5688 | 1553.4688 | 344.8934 | 461.5782 | 1716.5733 | 784.5802 | 227.422 | 1216.0731 | 963.2818 | 392.2901 | 381.5552 | 118.371 | 96.3523 | 831.431 | 338.5688 | 1716.5733 | 338.5688 | 3257 | 17 | 4 | 2017-04-15 17:00 | WEEKEND | 23.6598 | 2.27 | 237.587 | 230.4594 | 0 | 230.4594 | 2899.4983 | 0 | 0 | NA | 96.65%
| 17 | 5 | 2017-05-16 17:00 | 64.8556 | 1468.9222 | 112.4685 | 75.4181 | 948.3029 | 741.8799 | 873.481 | 227.2495 | 896.5603 | 370.9399 | 566.2398 | 86.8171 | 142.9899 | 594.7744 | 64.8556 | 948.3029 | 64.8556 | 3258 | 18 | 4 | 2017-04-15 18:00 | WEEKEND | 22.95 | 2.27 | 910.783 | 883.4595 | 0 | 883.4595 | 2899.4983 | 0 | 0 | NA | 96.65%
| 18 | 5 | 2017-05-16 18:00 | 15.6857 | 250.6382 | 25.8485 | 22.8984 | 198.9564 | 126.5849 | 95.3126 | 186.0666 | 717.6661 | 63.2925 | 213.9832 | 71.3166 | 54.0362 | 197.6345 | 15.6857 | 198.9564 | 15.6857 | 3259 | 19 | 4 | 2017-04-15 19:00 | WEEKEND | 22.602 | 2.27 | 102.339 | 99.2688 | 0 | 99.2688 | 2899.4983 | 0 | 0 | NA | 96.65%
| 19 | 5 | 2017-05-16 19:00 | 0 | 0 | 18.8427 | 0 | 0 | 0 | 0 | 0 | 318.9156 | 0 | 7.0346 | 0 | 1.7764 | 0 | 0 | 0 | 0 | 3260 | 20 | 4 | 2017-04-15 20:00 | WEEKEND | 22.8442 | 2.27 | 0 | 0 | 0 | 0 | 2899.4983 | 0 | 0 | NA | 96.65%
| 20 | 5 | 2017-05-16 20:00 | 0 | 0 | 0 | 0 | 0 | 0 | 0 | 0 | 0 | 0 | 0 | 0 | 0 | 0 | 0 | 0 | 0 | 3261 | 21 | 4 | 2017-04-15 21:00 | WEEKEND | 23.2951 | 2.27 | 0 | 0 | 0 | 0 | 2899.4983 | 0 | 0 | NA | 96.65%
| 21 | 5 | 2017-05-16 21:00 | 0 | 0 | 0 | 0 | 0 | 0 | 0 | 0 | 0 | 0 | 0 | 0 | 0 | 0 | 0 | 0 | 0 | 3262 | 22 | 4 | 2017-04-15 22:00 | WEEKEND | 22.7217 | 2.27 | 0 | 0 | 0 | 0 | 2899.4983 | 0 | 0 | NA | 96.65%
| 22 | 5 | 2017-05-16 22:00 | 0 | 0 | 0 | 0 | 0 | 0 | 0 | 0 | 0 | 0 | 0 | 0 | 0 | 0 | 0 | 0 | 0 | 3263 | 23 | 4 | 2017-04-15 23:00 | WEEKEND | 21.6918 | 2.27 | 0 | 0 | 0 | 0 | 2899.4983 | 0 | 0 | NA | 96.65%
| 23 | 5 | 2017-05-16 23:00 | 0 | 0 | 0 | 0 | 0 | 0 | 0 | 0 | 0 | 0 | 0 | 0 | 0 | 0 | 0 | 0 | 0 | 3264 | 0 | 4 | 2017-04-16 | WEEKEND | 20.0579 | 2.27 | 0 | 0 | 0 | 0 | 2899.4983 | 0 | 0 | NA | 96.65%
| 0 | 5 | 2017-05-17 | 0 | 0 | 0 | 0 | 0 | 0 | 0 | 0 | 0 | 0 | 0 | 0 | 0 | 0 | 0 | 0 | 0 | 3265 | 1 | 4 | 2017-04-16 01:00 | WEEKEND | 20.8011 | 2.27 | 0 | 0 | 0 | 0 | 2899.4983 | 0 | 0 | NA | 96.65%
| 1 | 5 | 2017-05-17 01:00 | 0 | 0 | 0 | 0 | 0 | 0 | 0 | 0 | 0 | 0 | 0 | 0 | 0 | 0 | 0 | 0 | 0 | 3266 | 2 | 4 | 2017-04-16 02:00 | WEEKEND | 20.1525 | 2.27 | 0 | 0 | 0 | 0 | 2899.4983 | 0 | 0 | NA | 96.65%
| 2 | 5 | 2017-05-17 02:00 | 0 | 0 | 0 | 0 | 0 | 0 | 0 | 0 | 0 | 0 | 0 | 0 | 0 | 0 | 0 | 0 | 0 | 3267 | 3 | 4 | 2017-04-16 03:00 | WEEKEND | 19.9883 | 2.27 | 0 | 0 | 0 | 0 | 2899.4983 | 0 | 0 | NA | 96.65%
| 3 | 5 | 2017-05-17 03:00 | 0 | 0 | 0 | 0 | 0 | 0 | 0 | 0 | 0 | 0 | 0 | 0 | 0 | 0 | 0 | 0 | 0 | 3268 | 4 | 4 | 2017-04-16 04:00 | WEEKEND | 19.4344 | 2.27 | 0 | 0 | 0 | 0 | 2899.4983 | 0 | 0 | NA | 96.65%
| 4 | 5 | 2017-05-17 04:00 | 0 | 0 | 0 | 0 | 0 | 0 | 0 | 0 | 0 | 0 | 0 | 0 | 0 | 0 | 0 | 0 | 0 | 3269 | 5 | 4 | 2017-04-16 05:00 | WEEKEND | 19.5318 | 2.27 | 0 | 0 | 0 | 0 | 2899.4983 | 0 | 0 | NA | 96.65%
| 5 | 5 | 2017-05-17 05:00 | 96.8041 | 0 | 0 | 0 | 0 | 0 | 0 | 0 | 0 | 0 | 0 | 0 | 0 | 0 | 96.8041 | 0 | 96.8041 | 3270 | 6 | 4 | 2017-04-16 06:00 | WEEKEND | 20.2722 | 2.27 | 0 | 0 | 0 | 0 | 2899.4983 | 0 | 0 | NA | 96.65%
| 6 | 5 | 2017-05-17 06:00 | 778.8928 | 44.5193 | 43.7788 | 246.9854 | 101.6085 | 22.4845 | 281.352 | 301.4258 | 328.3906 | 11.2423 | 29.1979 | 68.6219 | 7.3732 | 160.8536 | 778.8928 | 101.6085 | 778.8928 | 3271 | 7 | 4 | 2017-04-16 07:00 | WEEKEND | 20.8568 | 2.27 | 293.1 | 284.307 | 0 | 284.307 | 2899.4983 | 0 | 0 | NA | 96.65%
| 7 | 5 | 2017-05-17 07:00 | 963.8376 | 174.5345 | 58.2178 | 375.7067 | 251.586 | 88.1488 | 98.1896 | 275.6344 | 730.7058 | 44.0744 | 54.7808 | 188.53 | 13.8335 | 344.4762 | 963.8376 | 251.586 | 963.8376 | 3272 | 8 | 4 | 2017-04-16 08:00 | WEEKEND | 21.0655 | 2.27 | 105.306 | 102.1468 | 0 | 102.1468 | 2899.4983 | 0 | 0 | NA | 96.65%
| 8 | 5 | 2017-05-17 08:00 | 990.0001 | 301.6756 | 90.3889 | 477.4284 | 284.4161 | 152.3614 | 221.893 | 452.8757 | 915.8808 | 76.1807 | 202.2791 | 229.762 | 51.0806 | 704.9058 | 990.0001 | 284.4161 | 990.0001 | 3273 | 9 | 4 | 2017-04-16 09:00 | WEEKEND | 22.4851 | 2.27 | 231.955 | 224.9964 | 0 | 224.9964 | 2899.4983 | 0 | 0 | NA | 96.65%
| 9 | 5 | 2017-05-17 09:00 | 990.0001 | 539.9706 | 320.6865 | 579.4012 | 756.9891 | 272.7124 | 330.163 | 1285.2913 | 978.2256 | 136.3562 | 321.1159 | 240.9595 | 81.0899 | 899.6307 | 990.0001 | 756.9891 | 990.0001 | 3274 | 10 | 4 | 2017-04-16 10:00 | WEEKEND | 22.4072 | 2.27 | 343.358 | 333.0573 | 0 | 333.0573 | 2899.4983 | 0 | 0 | NA | 96.65%
| 10 | 5 | 2017-05-17 10:00 | 990.0001 | 886.9408 | 335.1521 | 640.3826 | 982.3109 | 447.9499 | 435.621 | 1590.0024 | 987.7316 | 223.9749 | 446.5569 | 152.9637 | 112.7669 | 817.9401 | 990.0001 | 982.3109 | 990.0001 | 3275 | 11 | 4 | 2017-04-16 11:00 | WEEKEND | 22.5436 | 2.27 | 452.391 | 438.8193 | 0 | 438.8193 | 2899.4983 | 0 | 0 | NA | 96.65%
| 11 | 5 | 2017-05-17 11:00 | 990.0001 | 1500.655 | 233.3461 | 676.1639 | 1658.5932 | 757.9066 | 635.936 | 1643.8115 | 990 | 378.9533 | 497.7687 | 234.3867 | 125.6992 | 682.2919 | 990.0001 | 1658.5932 | 990.0001 | 3276 | 12 | 4 | 2017-04-16 12:00 | WEEKEND | 23.3536 | 2.27 | 660.963 | 641.1341 | 0 | 641.1341 | 2899.4983 | 0 | 0 | NA | 96.65%
| 12 | 5 | 2017-05-17 12:00 | 990.0001 | 1287.4475 | 285.1998 | 680.6342 | 1972.7369 | 650.226 | 704.668 | 1796.6093 | 989.6615 | 325.113 | 514.4989 | 250 | 129.924 | 838.4295 | 990.0001 | 1972.7369 | 990.0001 | 3277 | 13 | 4 | 2017-04-16 13:00 | WEEKEND | 24.8678 | 2.27 | 732.971 | 710.9819 | 0 | 710.9819 | 2899.4983 | 0 | 0 | NA | 96.65%
| 13 | 5 | 2017-05-17 13:00 | 990.0001 | 1948.1741 | 422.5458 | 666.2 | 1809.349 | 983.9263 | 512.174 | 1252.13 | 984.7246 | 491.9632 | 499.2742 | 210.9934 | 126.0793 | 698.6801 | 990.0001 | 1809.349 | 990.0001 | 3278 | 14 | 4 | 2017-04-16 14:00 | WEEKEND | 25.4746 | 2.27 | 531.853 | 515.8974 | 0 | 515.8974 | 2899.4983 | 0 | 0 | NA | 96.65%
| 14 | 5 | 2017-05-17 14:00 | 990.0001 | 1682.071 | 421.0696 | 629.674 | 1797.9146 | 849.5308 | 688.784 | 1581.9582 | 985.714 | 424.7654 | 439.3521 | 250 | 110.9475 | 495.2345 | 990.0001 | 1797.9146 | 990.0001 | 3279 | 15 | 4 | 2017-04-16 15:00 | WEEKEND | 25.6973 | 2.27 | 716.308 | 694.8188 | 295 | 989.8188 | 2899.4983 | 0 | 0 | NA | 96.65%
| 15 | 5 | 2017-05-17 15:00 | 990.0001 | 1845.6681 | 231.4525 | 562.6377 | 1775.8648 | 932.1556 | 985.536 | 1859.2456 | 979.1665 | 466.0778 | 363.6867 | 246.4597 | 91.8401 | 276.5727 | 990.0001 | 1775.8648 | 990.0001 | 3280 | 16 | 4 | 2017-04-16 16:00 | WEEKEND | 25.2269 | 2.27 | 1029.7 | 990 | 0 | 990 | 2595.3746 | 0 | 0 | NA | 86.51%
| 16 | 5 | 2017-05-17 16:00 | 862.7612 | 1770.3786 | 286.1746 | 479.8943 | 1328.0589 | 894.1306 | 971.542 | 1703.8374 | 989.9878 | 447.0653 | 824.9615 | 227.5665 | 208.3236 | 543.2539 | 862.7612 | 1328.0589 | 862.7612 | 3281 | 17 | 4 | 2017-04-16 17:00 | WEEKEND | 24.5894 | 2.27 | 1014.83 | 984.3851 | 0 | 984.3851 | 2595.3746 | 0 | 0 | NA | 86.51%
| 17 | 5 | 2017-05-17 17:00 | 443.7118 | 1543.7753 | 95.2902 | 343.9744 | 990.3118 | 779.6845 | 256.703 | 486.8359 | 893.8055 | 389.8422 | 579.48 | 101.937 | 146.3333 | 248.0871 | 443.7118 | 990.3118 | 443.7118 | 3282 | 18 | 4 | 2017-04-16 18:00 | WEEKEND | 23.8518 | 2.27 | 267.679 | 0 | 0 | 0 | 2595.3746 | 0 | 0 | NA | 86.51%
| 18 | 5 | 2017-05-17 18:00 | 0.54868 | 603.9926 | 41.4182 | 108.1511 | 277.0577 | 305.0467 | 42.5814 | 71.1641 | 715.0442 | 152.5234 | 252.7577 | 78.3528 | 63.8277 | 150.2841 | 0.54868 | 277.0577 | 0.54868 | 3283 | 19 | 4 | 2017-04-16 19:00 | WEEKEND | 22.7857 | 2.27 | 48.5365 | 0 | 0 | 0 | 2863.0536 | 0 | 0 | NA | 95.44%
| 19 | 5 | 2017-05-17 19:00 | 0 | 0 | 8.8839 | 0 | 0 | 0 | 0 | 0 | 0 | 0 | 17.177 | 0 | 4.3376 | 0 | 0 | 0 | 0 | 3284 | 20 | 4 | 2017-04-16 20:00 | WEEKEND | 22.7857 | 2.27 | 0 | 0 | 0 | 0 | 2911.5901 | 0 | 0 | NA | 97.05%
| 20 | 5 | 2017-05-17 20:00 | 0 | 0 | 0 | 0 | 0 | 0 | 0 | 0 | 0 | 0 | 0 | 0 | 0 | 0 | 0 | 0 | 0 | 3285 | 21 | 4 | 2017-04-16 21:00 | WEEKEND | 22.9388 | 2.27 | 0 | 0 | 0 | 0 | 2911.5901 | 0 | 0 | NA | 97.05%
| 21 | 5 | 2017-05-17 21:00 | 0 | 0 | 0 | 0 | 0 | 0 | 0 | 0 | 0 | 0 | 0 | 0 | 0 | 0 | 0 | 0 | 0 | 3286 | 22 | 4 | 2017-04-16 22:00 | WEEKEND | 22.7078 | 2.27 | 0 | 0 | 0 | 0 | 2911.5901 | 0 | 0 | NA | 97.05%
| 22 | 5 | 2017-05-17 22:00 | 0 | 0 | 0 | 0 | 0 | 0 | 0 | 0 | 0 | 0 | 0 | 0 | 0 | 0 | 0 | 0 | 0 | 3287 | 23 | 4 | 2017-04-16 23:00 | WEEKEND | 22.4656 | 2.27 | 0 | 0 | 0 | 0 | 2911.5901 | 0 | 0 | NA | 97.05%
| 23 | 5 | 2017-05-17 23:00 | 0 | 0 | 0 | 0 | 0 | 0 | 0 | 0 | 0 | 0 | 0 | 0 | 0 | 0 | 0 | 0 | 0 | 3288 | 0 | 4 | 2017-04-17 | WEEKDAY | 21.6111 | 2.27 | 0 | 0 | 0 | 0 | 2911.5901 | 0 | 0 | NA | 97.05%
| 0 | 5 | 2017-05-18 | 0 | 0 | 0 | 0 | 0 | 0 | 0 | 0 | 0 | 0 | 0 | 0 | 0 | 0 | 0 | 0 | 0 | 3289 | 1 | 4 | 2017-04-17 01:00 | WEEKDAY | 21.9952 | 2.27 | 0 | 0 | 0 | 0 | 2911.5901 | 0 | 0 | NA | 97.05%
| 1 | 5 | 2017-05-18 01:00 | 0 | 0 | 0 | 0 | 0 | 0 | 0 | 0 | 0 | 0 | 0 | 0 | 0 | 0 | 0 | 0 | 0 | 3290 | 2 | 4 | 2017-04-17 02:00 | WEEKDAY | 21.3272 | 2.27 | 0 | 0 | 0 | 0 | 2911.5901 | 0 | 0 | NA | 97.05%
| 2 | 5 | 2017-05-18 02:00 | 0 | 0 | 0 | 0 | 0 | 0 | 0 | 0 | 0 | 0 | 0 | 0 | 0 | 0 | 0 | 0 | 0 | 3291 | 3 | 4 | 2017-04-17 03:00 | WEEKDAY | 21.4719 | 2.27 | 0 | 0 | 0 | 0 | 2911.5901 | 0 | 0 | NA | 97.05%
| 3 | 5 | 2017-05-18 03:00 | 0 | 0 | 0 | 0 | 0 | 0 | 0 | 0 | 0 | 0 | 0 | 0 | 0 | 0 | 0 | 0 | 0 | 3292 | 4 | 4 | 2017-04-17 04:00 | WEEKDAY | 22.396 | 2.27 | 0 | 0 | 0 | 0 | 2911.5901 | 0 | 0 | NA | 97.05%
| 4 | 5 | 2017-05-18 04:00 | 0 | 0 | 0 | 0 | 0 | 0 | 0 | 0 | 0 | 0 | 0 | 0 | 0 | 0 | 0 | 0 | 0 | 3293 | 5 | 4 | 2017-04-17 05:00 | WEEKDAY | 22.5046 | 2.27 | 0 | 0 | 0 | 0 | 2911.5901 | 0 | 0 | NA | 97.05%
| 5 | 5 | 2017-05-18 05:00 | 24.2135 | 0 | 0 | 0 | 0 | 0 | 0 | 0 | 0 | 0 | 0 | 0 | 0 | 0 | 24.2135 | 0 | 24.2135 | 3294 | 6 | 4 | 2017-04-17 06:00 | WEEKDAY | 22.6939 | 20.45 | 0 | 0 | 0 | 0 | 2911.5901 | 0 | 0 | NA | 97.05%
| 6 | 5 | 2017-05-18 06:00 | 788.4452 | 45.8458 | 55.4995 | 153.6581 | 268.1785 | 23.1544 | 253.896 | 103.3749 | 324.142 | 11.5772 | 82.7358 | 69.4123 | 20.8929 | 179.8322 | 788.4452 | 268.1785 | 788.4452 | 3295 | 7 | 4 | 2017-04-17 07:00 | WEEKDAY | 22.9917 | 20.45 | 264.866 | 256.92 | 0 | 256.92 | 2911.5901 | 0 | 0 | NA | 97.05%
| 7 | 5 | 2017-05-18 07:00 | 990.0001 | 147.1994 | 160.5777 | 150.8054 | 1110.6387 | 74.3431 | 428.344 | 992.2681 | 726.1333 | 37.1716 | 79.9899 | 197.5849 | 20.1995 | 568.2463 | 990.0001 | 1110.6387 | 990.0001 | 3296 | 8 | 4 | 2017-04-17 08:00 | WEEKDAY | 22.9026 | 20.45 | 444.919 | 431.5714 | 0 | 431.5714 | 2911.5901 | 0 | 0 | NA | 97.05%
| 8 | 5 | 2017-05-18 08:00 | 990.0001 | 279.5878 | 275.218 | 345.5773 | 1536.7051 | 141.206 | 954.036 | 870.2356 | 655.4678 | 70.603 | 432.6781 | 221.925 | 109.2621 | 822.3585 | 990.0001 | 1536.7051 | 990.0001 | 3297 | 9 | 4 | 2017-04-17 09:00 | WEEKDAY | 23.4065 | 11.33 | 996.456 | 966.5623 | 0 | 966.5623 | 2911.5901 | 0 | 0 | NA | 97.05%
| 9 | 5 | 2017-05-18 09:00 | 990.0001 | 395.2706 | 348.9261 | 193.5308 | 1756.4962 | 199.6316 | 990 | 1489.8097 | 974.8403 | 99.8158 | 753.5309 | 250 | 190.2856 | 930.6707 | 990.0001 | 1756.4962 | 990.0001 | 3298 | 10 | 4 | 2017-04-17 10:00 | WEEKDAY | 29.9254 | 11.33 | 1062.5 | 990 | 0 | 990 | 2911.5901 | 0 | 0 | NA | 97.05%
| 10 | 5 | 2017-05-18 10:00 | 990.0001 | 509.8983 | 731.9527 | 197.5326 | 1556.8601 | 257.5244 | 990 | 1980.0001 | 742.3817 | 128.7622 | 961.7962 | 250 | 242.8778 | 946.8374 | 990.0001 | 1556.8601 | 990.0001 | 3299 | 11 | 4 | 2017-04-17 11:00 | WEEKDAY | 33.3936 | 11.33 | 1063.61 | 990 | 0 | 990 | 2911.5901 | 0 | 0 | NA | 97.05%
| 11 | 5 | 2017-05-18 11:00 | 990.0001 | 587.7484 | 924.8008 | 576.1913 | 1488.4463 | 296.8426 | 990 | 1980.0001 | 555.3337 | 148.4213 | 990.0001 | 250 | 250 | 975.1727 | 990.0001 | 1488.4463 | 990.0001 | 3300 | 12 | 4 | 2017-04-17 12:00 | WEEKDAY | 32.6811 | 11.33 | 1057.76 | 990 | 0 | 990 | 2911.5901 | 0 | 0 | NA | 97.05%
| 12 | 5 | 2017-05-18 12:00 | 990.0001 | 769.0295 | 613.3651 | 489.9654 | 1713.3387 | 388.3988 | 990 | 1980.0001 | 975.3447 | 194.1994 | 990.0001 | 250 | 250 | 957.8029 | 990.0001 | 1713.3387 | 990.0001 | 3301 | 13 | 4 | 2017-04-17 13:00 | WEEKDAY | 32.5029 | 11.33 | 1049.4 | 990 | 0 | 990 | 2911.5901 | 0 | 0 | NA | 97.05%
| 13 | 5 | 2017-05-18 13:00 | 990.0001 | 1151.6061 | 669.2773 | 774.9186 | 1686.0841 | 581.6192 | 990 | 1980.0001 | 975.7812 | 290.8096 | 975.0787 | 250 | 246.232 | 953.5785 | 990.0001 | 1686.0841 | 990.0001 | 3302 | 14 | 4 | 2017-04-17 14:00 | WEEKDAY | 24.9708 | 1.96 | 1048.3 | 990 | 0 | 990 | 2911.5901 | 0 | 0 | NA | 97.05%
| 14 | 5 | 2017-05-18 14:00 | 990.0001 | 1791.0305 | 890.722 | 567.6317 | 1777.1755 | 904.5609 | 990 | 1980.0001 | 978.2353 | 452.2804 | 990.0001 | 247.1015 | 250 | 915.9653 | 990.0001 | 1777.1755 | 990.0001 | 3303 | 15 | 4 | 2017-04-17 15:00 | WEEKDAY | 23.7349 | 1.96 | 1055.16 | 990 | 0 | 990 | 2911.5901 | 0 | 0 | NA | 97.05%
| 15 | 5 | 2017-05-18 15:00 | 900.1176 | 697.1386 | 851.1642 | 688.2418 | 1294.4123 | 352.0902 | 990 | 1962.9357 | 989.8042 | 176.0451 | 990.0001 | 248.7844 | 250 | 926.8863 | 900.1176 | 1294.4123 | 900.1176 | 3304 | 16 | 4 | 2017-04-17 16:00 | WEEKDAY | 22.8859 | 1.96 | 1049.84 | 990 | 0 | 990 | 2911.5901 | 0 | 0 | NA | 97.05%
| 16 | 5 | 2017-05-18 16:00 | 850.1563 | 327.914 | 313.6152 | 627.7825 | 1553.8562 | 165.6131 | 990 | 1799.0312 | 989.9126 | 82.8066 | 969.1531 | 229.3678 | 244.7356 | 783.1163 | 850.1563 | 1553.8562 | 850.1563 | 3305 | 17 | 4 | 2017-04-17 17:00 | WEEKDAY | 22.7829 | 19.93 | 1045.79 | 990 | 0 | 990 | 2911.5901 | 0 | 0 | NA | 97.05%
| 17 | 5 | 2017-05-18 17:00 | 535.9709 | 1422.2704 | 358.2951 | 157.8093 | 1390.6405 | 718.3184 | 927.551 | 1416.6103 | 887.8555 | 359.1592 | 784.6207 | 190.582 | 198.1365 | 504.4584 | 535.9709 | 1390.6405 | 535.9709 | 3306 | 18 | 4 | 2017-04-17 18:00 | WEEKDAY | 22.6549 | 19.93 | 968.307 | 939.2578 | 0 | 939.2578 | 2911.5901 | 0 | 0 | NA | 97.05%
| 18 | 5 | 2017-05-18 18:00 | 53.6395 | 488.6096 | 188.8169 | 188.8483 | 519.0913 | 246.7725 | 483.314 | 476.4851 | 712.6629 | 123.3863 | 347.0421 | 88.4251 | 87.6369 | 137.7621 | 53.6395 | 519.0913 | 53.6395 | 3307 | 19 | 4 | 2017-04-17 19:00 | WEEKDAY | 22.0286 | 19.93 | 501.931 | 486.8731 | 0 | 486.8731 | 2911.5901 | 0 | 0 | NA | 97.05%
| 19 | 5 | 2017-05-18 19:00 | 0 | 0 | 26.5838 | 0 | 0 | 0 | 0 | 0 | 318.7517 | 0 | 15.3287 | 0 | 3.8709 | 0 | 0 | 0 | 0 | 3308 | 20 | 4 | 2017-04-17 20:00 | WEEKDAY | 21.8644 | 12.08 | 0 | 0 | 0 | 0 | 2911.5901 | 0 | 0 | NA | 97.05%
| 20 | 5 | 2017-05-18 20:00 | 0 | 0 | 0 | 0 | 0 | 0 | 0 | 0 | 0 | 0 | 0 | 0 | 0 | 0 | 0 | 0 | 0 | 3309 | 21 | 4 | 2017-04-17 21:00 | WEEKDAY | 22.5686 | 12.08 | 0 | 0 | 0 | 0 | 2911.5901 | 0 | 0 | NA | 97.05%
| 21 | 5 | 2017-05-18 21:00 | 0 | 0 | 0 | 0 | 0 | 0 | 0 | 0 | 0 | 0 | 0 | 0 | 0 | 0 | 0 | 0 | 0 | 3310 | 22 | 4 | 2017-04-17 22:00 | WEEKDAY | 22.1984 | 12.08 | 0 | 0 | 0 | 0 | 2911.5901 | 0 | 0 | NA | 97.05%
| 22 | 5 | 2017-05-18 22:00 | 0 | 0 | 0 | 0 | 0 | 0 | 0 | 0 | 0 | 0 | 0 | 0 | 0 | 0 | 0 | 0 | 0 | 3311 | 23 | 4 | 2017-04-17 23:00 | WEEKDAY | 21.3661 | 2.27 | 0 | 0 | 0 | 0 | 2911.5901 | 0 | 0 | NA | 97.05%
| 23 | 5 | 2017-05-18 23:00 | 0 | 0 | 0 | 0 | 0 | 0 | 0 | 0 | 0 | 0 | 0 | 0 | 0 | 0 | 0 | 0 | 0 | 3312 | 0 | 4 | 2017-04-18 | WEEKDAY | 19.7406 | 2.27 | 0 | 0 | 0 | 0 | 2911.5901 | 0 | 0 | NA | 97.05%
| 0 | 5 | 2017-05-19 | 0 | 0 | 0 | 0 | 0 | 0 | 0 | 0 | 0 | 0 | 0 | 0 | 0 | 0 | 0 | 0 | 0 | 3313 | 1 | 4 | 2017-04-18 01:00 | WEEKDAY | 19.2423 | 2.27 | 0 | 0 | 0 | 0 | 2911.5901 | 0 | 0 | NA | 97.05%
| 1 | 5 | 2017-05-19 01:00 | 0 | 0 | 0 | 0 | 0 | 0 | 0 | 0 | 0 | 0 | 0 | 0 | 0 | 0 | 0 | 0 | 0 | 3314 | 2 | 4 | 2017-04-18 02:00 | WEEKDAY | 18.154 | 2.27 | 0 | 0 | 0 | 0 | 2911.5901 | 0 | 0 | NA | 97.05%
| 2 | 5 | 2017-05-19 02:00 | 0 | 0 | 0 | 0 | 0 | 0 | 0 | 0 | 0 | 0 | 0 | 0 | 0 | 0 | 0 | 0 | 0 | 3315 | 3 | 4 | 2017-04-18 03:00 | WEEKDAY | 18.3349 | 2.27 | 0 | 0 | 0 | 0 | 2911.5901 | 0 | 0 | NA | 97.05%
| 3 | 5 | 2017-05-19 03:00 | 0 | 0 | 0 | 0 | 0 | 0 | 0 | 0 | 0 | 0 | 0 | 0 | 0 | 0 | 0 | 0 | 0 | 3316 | 4 | 4 | 2017-04-18 04:00 | WEEKDAY | 19.0197 | 2.27 | 0 | 0 | 0 | 0 | 2911.5901 | 0 | 0 | NA | 97.05%
| 4 | 5 | 2017-05-19 04:00 | 0 | 0 | 0 | 0 | 0 | 0 | 0 | 0 | 0 | 0 | 0 | 0 | 0 | 0 | 0 | 0 | 0 | 3317 | 5 | 4 | 2017-04-18 05:00 | WEEKDAY | 19.5235 | 2.27 | 0 | 0 | 0 | 0 | 2911.5901 | 0 | 0 | NA | 97.05%
| 5 | 5 | 2017-05-19 05:00 | 220.7193 | 0 | 0 | 0 | 0 | 0 | 0 | 0 | 0 | 0 | 0 | 0 | 0 | 0 | 220.7193 | 0 | 220.7193 | 3318 | 6 | 4 | 2017-04-18 06:00 | WEEKDAY | 20.6591 | 20.45 | 0 | 0 | 0 | 0 | 2911.5901 | 0 | 0 | NA | 97.05%
| 6 | 5 | 2017-05-19 06:00 | 788.4543 | 43.4437 | 187.3537 | 177.4335 | 544.9732 | 21.9413 | 307.083 | 559.7275 | 322.4115 | 10.9706 | 129.6797 | 65.9707 | 32.7474 | 329.1455 | 788.4543 | 544.9732 | 788.4543 | 3319 | 7 | 4 | 2017-04-18 07:00 | WEEKDAY | 22.4211 | 20.45 | 319.633 | 310.044 | 0 | 310.044 | 2911.5901 | 0 | 0 | NA | 97.05%
| 7 | 5 | 2017-05-19 07:00 | 924.6763 | 133.7762 | 712.6742 | 184.5221 | 1622.1478 | 67.5637 | 778.924 | 1471.6451 | 719.3966 | 33.7819 | 593.7621 | 180.9613 | 149.9399 | 623.8478 | 924.6763 | 1622.1478 | 924.6763 | 3320 | 8 | 4 | 2017-04-18 08:00 | WEEKDAY | 22.3404 | 20.45 | 811.277 | 786.9387 | 0 | 786.9387 | 2911.5901 | 0 | 0 | NA | 97.05%
| 8 | 5 | 2017-05-19 08:00 | 972.7787 | 240.3966 | 909.8875 | 215.5465 | 1980.0001 | 121.4124 | 957.098 | 1846.7997 | 903.3018 | 60.7062 | 835.0997 | 227.3033 | 210.8838 | 780.9034 | 972.7787 | 1980.0001 | 972.7787 | 3321 | 9 | 4 | 2017-04-18 09:00 | WEEKDAY | 22.7969 | 11.33 | 999.749 | 969.7565 | 0 | 969.7565 | 2911.5901 | 0 | 0 | NA | 97.05%
| 9 | 5 | 2017-05-19 09:00 | 990.0001 | 407.0527 | 990.0001 | 152.6253 | 1980.0001 | 205.5822 | 990 | 1980.0001 | 944.7257 | 102.7911 | 958.7381 | 229.6831 | 242.1056 | 907.4373 | 990.0001 | 1980.0001 | 990.0001 | 3322 | 10 | 4 | 2017-04-18 10:00 | WEEKDAY | 22.9138 | 11.33 | 1071.61 | 990 | 0 | 990 | 2911.5901 | 0 | 0 | NA | 97.05%
| 10 | 5 | 2017-05-19 10:00 | 947.1725 | 515.9042 | 990.0001 | 186.1186 | 1980.0001 | 260.5577 | 990 | 1980.0001 | 953.5731 | 130.2788 | 961.7019 | 250 | 242.854 | 938.0323 | 947.1725 | 1980.0001 | 947.1725 | 3323 | 11 | 4 | 2017-04-18 11:00 | WEEKDAY | 23.0362 | 11.33 | 1073.93 | 990 | 0 | 990 | 2911.5901 | 0 | 0 | NA | 97.05%
| 11 | 5 | 2017-05-19 11:00 | 990.0001 | 593.2882 | 990.0001 | 454.0101 | 1980.0001 | 299.6405 | 990 | 1980.0001 | 956.6615 | 149.8202 | 990.0001 | 250 | 250 | 937.3427 | 990.0001 | 1980.0001 | 990.0001 | 3324 | 12 | 4 | 2017-04-18 12:00 | WEEKDAY | 24.6006 | 11.33 | 1063.82 | 990 | 0 | 990 | 2911.5901 | 0 | 0 | NA | 97.05%
| 12 | 5 | 2017-05-19 12:00 | 990.0001 | 1179.1212 | 847.9773 | 251.2563 | 1980.0001 | 595.5158 | 990 | 1980.0001 | 971.9303 | 297.7579 | 990.0001 | 250 | 250 | 912.6116 | 990.0001 | 1980.0001 | 990.0001 | 3325 | 13 | 4 | 2017-04-18 13:00 | WEEKDAY | 24.6813 | 11.33 | 1058.31 | 990 | 0 | 990 | 2911.5901 | 0 | 0 | NA | 97.05%
| 13 | 5 | 2017-05-19 13:00 | 990.0001 | 1058.664 | 983.7673 | 701.2194 | 1980.0001 | 534.6788 | 990 | 1905.2137 | 989.8818 | 267.3394 | 990.0001 | 250 | 250 | 907.5712 | 990.0001 | 1980.0001 | 990.0001 | 3326 | 14 | 4 | 2017-04-18 14:00 | WEEKDAY | 24.4308 | 1.96 | 1059.17 | 990 | 0 | 990 | 2911.5901 | 0 | 0 | NA | 97.05%
| 14 | 5 | 2017-05-19 14:00 | 990.0001 | 1821.7018 | 793.8915 | 613.6557 | 1980.0001 | 920.0514 | 318.371 | 1963.6768 | 990.1137 | 460.0257 | 990.0001 | 249.9186 | 250 | 703.3956 | 990.0001 | 1980.0001 | 990.0001 | 3327 | 15 | 4 | 2017-04-18 15:00 | WEEKDAY | 27.0417 | 1.96 | 331.192 | 321.2562 | 0 | 321.2562 | 2911.5901 | 0 | 0 | NA | 97.05%
| 15 | 5 | 2017-05-19 15:00 | 953.151 | 762.2913 | 990.0001 | 389.1965 | 1980.0001 | 384.9956 | 990 | 1943.6397 | 990.3935 | 192.4978 | 978.3251 | 244.0325 | 247.0518 | 682.8184 | 953.151 | 1980.0001 | 953.151 | 3328 | 16 | 4 | 2017-04-18 16:00 | WEEKDAY | 29.8085 | 1.96 | 1061.66 | 990 | 0 | 990 | 2911.5901 | 0 | 0 | NA | 97.05%
| 16 | 5 | 2017-05-19 16:00 | 860.2337 | 1216.2885 | 483.2999 | 775.2765 | 1917.5338 | 614.2871 | 990 | 1772.0681 | 990.3769 | 307.1436 | 868.7596 | 233.8492 | 219.3837 | 595.7574 | 860.2337 | 1917.5338 | 860.2337 | 3329 | 17 | 4 | 2017-04-18 17:00 | WEEKDAY | 29.0959 | 19.93 | 1046.74 | 990 | 0 | 990 | 2911.5901 | 0 | 0 | NA | 97.05%
| 17 | 5 | 2017-05-19 17:00 | 571.5928 | 1477.2258 | 439.3681 | 657.6957 | 1612.4281 | 746.0736 | 926.887 | 1443.0616 | 886.2075 | 373.0368 | 641.7488 | 167.9119 | 162.0578 | 324.4349 | 571.5928 | 1612.4281 | 571.5928 | 3330 | 18 | 4 | 2017-04-18 18:00 | WEEKDAY | 29.5775 | 19.93 | 967.608 | 938.5798 | 0 | 938.5798 | 2911.5901 | 0 | 0 | NA | 97.05%
| 18 | 5 | 2017-05-19 18:00 | 54.5357 | 570.2256 | 237.0138 | 240.3965 | 578.5696 | 287.9927 | 721.921 | 506.8243 | 715.1849 | 143.9964 | 227.6537 | 88.9704 | 57.4883 | 40.521 | 54.5357 | 578.5696 | 54.5357 | 3331 | 19 | 4 | 2017-04-18 19:00 | WEEKDAY | 25.2603 | 19.93 | 751.227 | 728.6902 | 0 | 728.6902 | 2911.5901 | 0 | 0 | NA | 97.05%
| 19 | 5 | 2017-05-19 19:00 | 0 | 0 | 32.0073 | 0 | 11.1676 | 0 | 247.386 | 0 | 325.7435 | 0 | 11.1164 | 0 | 2.8072 | 0 | 0 | 11.1676 | 0 | 3332 | 20 | 4 | 2017-04-18 20:00 | WEEKDAY | 23.117 | 12.08 | 258.132 | 250.388 | 0 | 250.388 | 2911.5901 | 0 | 0 | NA | 97.05%
| 20 | 5 | 2017-05-19 20:00 | 0 | 0 | 0 | 0 | 0 | 0 | 0 | 0 | 0 | 0 | 0 | 0 | 0 | 0 | 0 | 0 | 0 | 3333 | 21 | 4 | 2017-04-18 21:00 | WEEKDAY | 22.5965 | 12.08 | 0 | 0 | 0 | 0 | 2911.5901 | 0 | 0 | NA | 97.05%
| 21 | 5 | 2017-05-19 21:00 | 0 | 0 | 0 | 0 | 0 | 0 | 0 | 0 | 970 | 0 | 0 | 0 | 0 | 0 | 0 | 0 | 0 | 3334 | 22 | 4 | 2017-04-18 22:00 | WEEKDAY | 20.0273 | 12.08 | 0 | 0 | 0 | 0 | 2911.5901 | 0 | 0 | NA | 97.05%
| 22 | 5 | 2017-05-19 22:00 | 0 | 0 | 0 | 0 | 0 | 0 | 0 | 0 | 0 | 0 | 0 | 0 | 0 | 0 | 0 | 0 | 0 | 3335 | 23 | 4 | 2017-04-18 23:00 | WEEKDAY | 17.4553 | 2.27 | 0 | 0 | 0 | 0 | 2911.5901 | 0 | 0 | NA | 97.05%
| 23 | 5 | 2017-05-19 23:00 | 0 | 0 | 0 | 0 | 0 | 0 | 0 | 0 | 0 | 0 | 0 | 0 | 0 | 0 | 0 | 0 | 0 | 3336 | 0 | 4 | 2017-04-19 | WEEKDAY | 16.7288 | 2.27 | 0 | 0 | 0 | 0 | 2911.5901 | 0 | 0 | NA | 97.05%
| 0 | 5 | 2017-05-20 | 0 | 0 | 0 | 0 | 0 | 0 | 0 | 0 | 0 | 0 | 0 | 0 | 0 | 0 | 0 | 0 | 0 | 3337 | 1 | 4 | 2017-04-19 01:00 | WEEKDAY | 16.4338 | 2.27 | 0 | 0 | 0 | 0 | 2911.5901 | 0 | 0 | NA | 97.05%
| 1 | 5 | 2017-05-20 01:00 | 0 | 0 | 0 | 0 | 0 | 0 | 0 | 0 | 0 | 0 | 0 | 0 | 0 | 0 | 0 | 0 | 0 | 3338 | 2 | 4 | 2017-04-19 02:00 | WEEKDAY | 15.7574 | 2.27 | 0 | 0 | 0 | 0 | 2911.5901 | 0 | 0 | NA | 97.05%
| 2 | 5 | 2017-05-20 02:00 | 0 | 0 | 0 | 0 | 0 | 0 | 0 | 0 | -970 | 0 | 0 | 0 | 0 | 0 | 0 | 0 | 0 | 3339 | 3 | 4 | 2017-04-19 03:00 | WEEKDAY | 13.9342 | 2.27 | 0 | 0 | 0 | 0 | 2911.5901 | 0 | 0 | NA | 97.05%
| 3 | 5 | 2017-05-20 03:00 | 0 | 0 | 0 | 0 | 0 | 0 | 0 | 0 | -100 | 0 | 0 | 0 | 0 | 0 | 0 | 0 | 0 | 3340 | 4 | 4 | 2017-04-19 04:00 | WEEKDAY | 15.1673 | 2.27 | 0 | 0 | 0 | 0 | 2911.5901 | 0 | 0 | NA | 97.05%
| 4 | 5 | 2017-05-20 04:00 | 0 | 0 | 0 | 0 | 0 | 0 | 0 | 0 | 0 | 0 | 0 | 0 | 0 | 0 | 0 | 0 | 0 | 3341 | 5 | 4 | 2017-04-19 05:00 | WEEKDAY | 15.7908 | 2.27 | 0 | 0 | 0 | 0 | 2911.5901 | 0 | 0 | NA | 97.05%
| 5 | 5 | 2017-05-20 05:00 | 212.0076 | 0 | 0 | 0 | 0 | 0 | 0 | 0 | 0 | 0 | 0 | 0 | 0 | 0 | 212.0076 | 0 | 212.0076 | 3342 | 6 | 4 | 2017-04-19 06:00 | WEEKDAY | 16.6982 | 20.45 | 0 | 0 | 0 | 0 | 2911.5901 | 0 | 0 | NA | 97.05%
| 6 | 5 | 2017-05-20 06:00 | 730.6347 | 476.261 | 150.2172 | 283.8801 | 405.0969 | 240.5359 | 314.349 | 584.3087 | 326.3507 | 120.2679 | 176.3284 | 53.5564 | 44.5274 | 284.2168 | 730.6347 | 405.0969 | 730.6347 | 3343 | 7 | 4 | 2017-04-19 07:00 | WEEKDAY | 17.5305 | 20.45 | 327.106 | 317.2928 | 0 | 317.2928 | 2911.5901 | 0 | 0 | NA | 97.05%
| 7 | 5 | 2017-05-20 07:00 | 990.0001 | 133.4036 | 591.8001 | 743.3342 | 1487.6276 | 67.3756 | 777.847 | 1514.6504 | 722.7654 | 33.6878 | 688.8964 | 25.7177 | 173.9637 | 406.4409 | 990.0001 | 1487.6276 | 990.0001 | 3344 | 8 | 4 | 2017-04-19 08:00 | WEEKDAY | 18.9918 | 20.45 | 810.126 | 785.8222 | 0 | 785.8222 | 2911.5901 | 0 | 0 | NA | 97.05%
| 8 | 5 | 2017-05-20 08:00 | 990.0001 | 1067.1111 | 673.0697 | 733.0482 | 1980.0001 | 538.945 | 954.213 | 1822.4987 | 886.8613 | 269.4725 | 905.4817 | 44.7119 | 228.657 | 439.2865 | 990.0001 | 1980.0001 | 990.0001 | 3345 | 9 | 4 | 2017-04-19 09:00 | WEEKDAY | 19.0169 | 11.33 | 996.67 | 966.7699 | 0 | 966.7699 | 2911.5901 | 0 | 0 | NA | 97.05%
| 9 | 5 | 2017-05-20 09:00 | 990.0001 | 1811.086 | 848.0899 | 939.4889 | 1980.0001 | 914.6899 | 990 | 1980.0001 | 941.8215 | 457.3449 | 990.0001 | 59.7019 | 250 | 627.505 | 990.0001 | 1980.0001 | 990.0001 | 3346 | 10 | 4 | 2017-04-19 10:00 | WEEKDAY | 16.7706 | 11.33 | 1061.96 | 990 | 0 | 990 | 2911.5901 | 0 | 0 | NA | 97.05%
| 10 | 5 | 2017-05-20 10:00 | 990.0001 | 1980.0001 | 826.683 | 964.7916 | 1980.0001 | 1000.0001 | 990 | 1980.0001 | 951.7136 | 500 | 990.0001 | 130.0695 | 250 | 595.374 | 990.0001 | 1980.0001 | 990.0001 | 3347 | 11 | 4 | 2017-04-19 11:00 | WEEKDAY | 17.6363 | 11.33 | 1068.58 | 990 | 0 | 990 | 2911.5901 | 0 | 0 | NA | 97.05%
| 11 | 5 | 2017-05-20 11:00 | 990.0001 | 1980.0001 | 885.4536 | 976.3651 | 1980.0001 | 1000.0001 | 990 | 1980.0001 | 956.1794 | 500 | 990.0001 | 190.4092 | 250 | 672.7809 | 990.0001 | 1980.0001 | 990.0001 | 3348 | 12 | 4 | 2017-04-19 12:00 | WEEKDAY | 17.408 | 11.33 | 1068.75 | 990 | 0 | 990 | 2911.5901 | 0 | 0 | NA | 97.05%
| 12 | 5 | 2017-05-20 12:00 | 990.0001 | 1630.4361 | 859.0275 | 965.0495 | 1980.0001 | 823.4526 | 990 | 1951.637 | 952.1054 | 411.7263 | 990.0001 | 208.5381 | 250 | 918.0364 | 990.0001 | 1980.0001 | 990.0001 | 3349 | 13 | 4 | 2017-04-19 13:00 | WEEKDAY | 19.8575 | 11.33 | 1053.07 | 990 | 0 | 990 | 2911.5901 | 0 | 0 | NA | 97.05%
| 13 | 5 | 2017-05-20 13:00 | 990.0001 | 1026.272 | 900.3512 | 900.2599 | 1980.0001 | 518.3192 | 990 | 1969.0345 | 969.0475 | 259.1596 | 990.0001 | 249.1024 | 250 | 936.7025 | 990.0001 | 1980.0001 | 990.0001 | 3350 | 14 | 4 | 2017-04-19 14:00 | WEEKDAY | 21.2019 | 1.96 | 1053.06 | 990 | 0 | 990 | 2911.5901 | 0 | 0 | NA | 97.05%
| 14 | 5 | 2017-05-20 14:00 | 990.0001 | 1204.8927 | 211.4861 | 712.2408 | 1980.0001 | 608.5317 | 990 | 1766.9536 | 989.9012 | 304.2658 | 990.0001 | 241.6974 | 250 | 891.0574 | 990.0001 | 1980.0001 | 990.0001 | 3351 | 15 | 4 | 2017-04-19 15:00 | WEEKDAY | 22.1316 | 1.96 | 1056.47 | 990 | 0 | 990 | 2911.5901 | 0 | 0 | NA | 97.05%
| 15 | 5 | 2017-05-20 15:00 | 792.8315 | 1589.1042 | 367.3378 | 793.3898 | 1980.0001 | 802.5779 | 796.481 | 1615.975 | 989.5915 | 401.2889 | 990.0001 | 244.8828 | 250 | 831.5724 | 792.8315 | 1980.0001 | 792.8315 | 3352 | 16 | 4 | 2017-04-19 16:00 | WEEKDAY | 23.7655 | 1.96 | 829.652 | 804.7624 | 185 | 989.7624 | 2911.5901 | 0 | 0 | NA | 97.05%
| 16 | 5 | 2017-05-20 16:00 | 725.3328 | 904.4746 | 309.651 | 735.166 | 1899.2589 | 456.8054 | 740.773 | 1030.8782 | 950.9492 | 228.4027 | 924.2196 | 227.2006 | 233.3888 | 642.0571 | 725.3328 | 1899.2589 | 725.3328 | 3353 | 17 | 4 | 2017-04-19 17:00 | WEEKDAY | 23.7293 | 19.93 | 771.009 | 747.8787 | 242 | 989.8787 | 2720.8684 | 0 | 0 | NA | 90.7%
| 17 | 5 | 2017-05-20 17:00 | 511.6203 | 396.897 | 268.5323 | 593.1785 | 1506.1632 | 200.453 | 91.4337 | 1009.788 | 885.3859 | 100.2265 | 738.0084 | 183.1316 | 186.3657 | 358.2472 | 511.6203 | 1506.1632 | 511.6203 | 3354 | 18 | 4 | 2017-04-19 18:00 | WEEKDAY | 23.1058 | 19.93 | 98.3731 | 0 | 0 | 0 | 2471.3839 | 0 | 0 | NA | 82.38%
| 18 | 5 | 2017-05-20 18:00 | 53.1809 | 63.0054 | 123.0433 | 222.3032 | 499.3348 | 31.8209 | 34.1914 | 268.1477 | 715.085 | 15.9105 | 303.4999 | 79.5486 | 76.6414 | 139.2896 | 53.1809 | 499.3348 | 53.1809 | 3355 | 19 | 4 | 2017-04-19 19:00 | WEEKDAY | 21.2938 | 19.93 | 39.9874 | 0 | 0 | 0 | 2569.757 | 0 | 0 | NA | 85.66%
| 19 | 5 | 2017-05-20 19:00 | 0 | 0 | 6.516 | 0 | 0 | 0 | 1.5773 | 0 | 327.3779 | 0 | 14.8428 | 0.13913 | 3.7482 | 0 | 0 | 0 | 0 | 3356 | 20 | 4 | 2017-04-19 20:00 | WEEKDAY | 21.4608 | 12.08 | 6.7011 | 0 | 0 | 0 | 2609.7444 | 0 | 0 | NA | 86.99%
| 20 | 5 | 2017-05-20 20:00 | 0 | 0 | 0 | 0 | 0 | 0 | 0 | 0 | 0 | 0 | 0 | 0 | 0 | 0 | 0 | 0 | 0 | 3357 | 21 | 4 | 2017-04-19 21:00 | WEEKDAY | 20.9904 | 12.08 | 0 | 0 | 0 | 0 | 2616.4455 | 0 | 0 | NA | 87.21%
| 21 | 5 | 2017-05-20 21:00 | 0 | 0 | 0 | 0 | 0 | 0 | 0 | 0 | 0 | 0 | 0 | 0 | 0 | 0 | 0 | 0 | 0 | 3358 | 22 | 4 | 2017-04-19 22:00 | WEEKDAY | 20.4866 | 12.08 | 0 | 0 | 970 | 970 | 2616.4455 | 0 | 0 | NA | 87.21%
| 22 | 5 | 2017-05-20 22:00 | 0 | 0 | 0 | 0 | 0 | 0 | 0 | 0 | 0 | 0 | 0 | 0 | 0 | 0 | 0 | 0 | 0 | 3359 | 23 | 4 | 2017-04-19 23:00 | WEEKDAY | 17.8228 | 2.27 | 0 | 0 | 0 | 0 | 1616.4455 | 0 | 0 | NA | 53.88%
| 23 | 5 | 2017-05-20 23:00 | 0 | 0 | 0 | 0 | 0 | 0 | 0 | 0 | 0 | 0 | 0 | 0 | 0 | 0 | 0 | 0 | 0 | 3360 | 0 | 4 | 2017-04-20 | WEEKDAY | 17.1742 | 2.27 | 0 | 0 | 0 | 0 | 1616.4455 | 0 | 0 | NA | 53.88%
| 0 | 5 | 2017-05-21 | 0 | 0 | 0 | 0 | 0 | 0 | 0 | 0 | 0 | 0 | 0 | 0 | 0 | 0 | 0 | 0 | 0 | 3361 | 1 | 4 | 2017-04-20 01:00 | WEEKDAY | 16.0163 | 2.27 | 0 | 0 | 0 | 0 | 1616.4455 | 0 | 0 | NA | 53.88%
| 1 | 5 | 2017-05-21 01:00 | 0 | 0 | 0 | 0 | 0 | 0 | 0 | 0 | 0 | 0 | 0 | 0 | 0 | 0 | 0 | 0 | 0 | 3362 | 2 | 4 | 2017-04-20 02:00 | WEEKDAY | 15.0587 | 2.27 | 0 | 0 | 0 | 0 | 1616.4455 | 0 | 0 | NA | 53.88%
| 2 | 5 | 2017-05-21 02:00 | 0 | 0 | 0 | 0 | 0 | 0 | 0 | 0 | 0 | 0 | 0 | 0 | 0 | 0 | 0 | 0 | 0 | 3363 | 3 | 4 | 2017-04-20 03:00 | WEEKDAY | 14.4993 | 2.27 | 0 | 0 | -970 | -970 | 1616.4455 | 0 | 0 | NA | 53.88%
| 3 | 5 | 2017-05-21 03:00 | 0 | 0 | 0 | 0 | 0 | 0 | 0 | 0 | 0 | 0 | 0 | 0 | 0 | 0 | 0 | 0 | 0 | 3364 | 4 | 4 | 2017-04-20 04:00 | WEEKDAY | 15.6795 | 2.27 | 0 | 0 | -390 | -390 | 2557.3455 | 0 | 0 | NA | 85.24%
| 4 | 5 | 2017-05-21 04:00 | 0 | 0 | 0 | 0 | 0 | 0 | 0 | 0 | 0 | 0 | 0 | 0 | 0 | 0 | 0 | 0 | 0 | 3365 | 5 | 4 | 2017-04-20 05:00 | WEEKDAY | 16.2083 | 2.27 | 0 | 0 | 0 | 0 | 2935.6455 | 0 | 0 | NA | 97.85%
| 5 | 5 | 2017-05-21 05:00 | 205.1869 | 0 | 0 | 0 | 0 | 0 | 0 | 0 | 0 | 0 | 0 | 0 | 0 | 0 | 205.1869 | 0 | 205.1869 | 3366 | 6 | 4 | 2017-04-20 06:00 | WEEKDAY | 17.3356 | 20.45 | 0 | 0 | 0 | 0 | 2935.6455 | 0 | 0 | NA | 97.85%
| 6 | 5 | 2017-05-21 06:00 | 779.7728 | 497.1471 | 76.4443 | 271.0259 | 81.9251 | 251.0844 | 308.229 | 587.3828 | 321.1864 | 125.5422 | 194.9112 | 64.1126 | 49.22 | 296.0985 | 779.7728 | 81.9251 | 779.7728 | 3367 | 7 | 4 | 2017-04-20 07:00 | WEEKDAY | 18.7831 | 20.45 | 320.776 | 311.1527 | 0 | 311.1527 | 2935.6455 | 0 | 0 | NA | 97.85%
| 7 | 5 | 2017-05-21 07:00 | 930.2685 | 1500.0104 | 501.0274 | 724.8399 | 378.8753 | 757.581 | 746.353 | 1541.8253 | 716.7214 | 378.7905 | 725.9153 | 184.6673 | 183.312 | 646.4271 | 930.2685 | 378.8753 | 930.2685 | 3368 | 8 | 4 | 2017-04-20 08:00 | WEEKDAY | 19.8825 | 20.45 | 776.864 | 753.5581 | 0 | 753.5581 | 2935.6455 | 0 | 0 | NA | 97.85%
| 8 | 5 | 2017-05-21 08:00 | 990.0001 | 1847.9188 | 745.6381 | 887.1277 | 540.3664 | 933.2923 | 244.675 | 1864.4718 | 990.3022 | 466.6462 | 939.4031 | 154.1933 | 237.223 | 458.4992 | 990.0001 | 540.3664 | 990.0001 | 3369 | 9 | 4 | 2017-04-20 09:00 | WEEKDAY | 21.1546 | 11.33 | 255.344 | 247.6837 | 0 | 247.6837 | 2935.6455 | 0 | 0 | NA | 97.85%
| 9 | 5 | 2017-05-21 09:00 | 990.0001 | 868.2142 | 954.2306 | 944.8329 | 684.3082 | 438.492 | 134.49 | 1966.1487 | 955.3559 | 219.246 | 990.0001 | 64.6954 | 250 | 910.1566 | 990.0001 | 684.3082 | 990.0001 | 3370 | 10 | 4 | 2017-04-20 10:00 | WEEKDAY | 21.2353 | 11.33 | 142.366 | 138.095 | 0 | 138.095 | 2935.6455 | 0 | 0 | NA | 97.85%
| 10 | 5 | 2017-05-21 10:00 | 990.0001 | 834.0908 | 857.0947 | 953.974 | 859.4599 | 421.258 | 24.8536 | 1980.0001 | 965.603 | 210.629 | 990.0001 | 94.7252 | 250 | 902.8488 | 990.0001 | 859.4599 | 990.0001 | 3371 | 11 | 4 | 2017-04-20 11:00 | WEEKDAY | 22.229 | 11.33 | 30.4664 | 0 | 0 | 0 | 2935.6455 | 0 | 0 | NA | 97.85%
| 11 | 5 | 2017-05-21 11:00 | 990.0001 | 590.4922 | 983.6587 | 961.3799 | 529.042 | 298.2284 | 153.802 | 1980.0001 | 964.8153 | 149.1142 | 990.0001 | 122.2261 | 250 | 829.0163 | 990.0001 | 529.042 | 990.0001 | 3372 | 12 | 4 | 2017-04-20 12:00 | WEEKDAY | 22.9249 | 11.33 | 162.119 | 157.2554 | 0 | 157.2554 | 2966.1119 | 0 | 0 | NA | 98.87%
| 12 | 5 | 2017-05-21 12:00 | 990.0001 | 1056.4276 | 783.5751 | 963.4608 | 410.3651 | 533.5493 | 226.031 | 1980.0001 | 959.038 | 266.7747 | 990.0001 | 226.2054 | 250 | 850.8395 | 990.0001 | 410.3651 | 990.0001 | 3373 | 13 | 4 | 2017-04-20 13:00 | WEEKDAY | 22.9138 | 11.33 | 236.159 | 229.0742 | 0 | 229.0742 | 2966.1119 | 0 | 0 | NA | 98.87%
| 13 | 5 | 2017-05-21 13:00 | 990.0001 | 592.0788 | 831.2006 | 918.202 | 474.6196 | 299.0297 | 96.3472 | 1979.2898 | 956.6218 | 149.5148 | 990.0001 | 244.855 | 250 | 613.302 | 990.0001 | 474.6196 | 990.0001 | 3374 | 14 | 4 | 2017-04-20 14:00 | WEEKDAY | 22.9527 | 1.96 | 103.383 | 100.2815 | 0 | 100.2815 | 2966.1119 | 0 | 0 | NA | 98.87%
| 14 | 5 | 2017-05-21 14:00 | 956.6468 | 523.6526 | 863.3389 | 947.5394 | 310.5125 | 264.471 | 107.029 | 1980.0001 | 989.975 | 132.2355 | 990.0001 | 242.4592 | 250 | 272.3769 | 956.6468 | 310.5125 | 956.6468 | 3375 | 15 | 4 | 2017-04-20 15:00 | WEEKDAY | 24.8372 | 1.96 | 114.296 | 110.8671 | 879 | 989.8671 | 2966.1119 | 0 | 0 | NA | 98.87%
| 15 | 5 | 2017-05-21 15:00 | 947.3271 | 415.5398 | 706.7172 | 906.7521 | 274.6271 | 209.8686 | 134.274 | 1897.5704 | 956.0136 | 104.9343 | 990.0001 | 238.2092 | 250 | 152.7779 | 947.3271 | 274.6271 | 947.3271 | 3376 | 16 | 4 | 2017-04-20 16:00 | WEEKDAY | 29.1572 | 1.96 | 142.161 | 0 | 0 | 0 | 2059.9263 | 0 | 0 | NA | 68.66%
| 16 | 5 | 2017-05-21 16:00 | 832.6357 | 304.5531 | 867.3376 | 852.8859 | 191.359 | 153.8147 | 59.7716 | 1761.9613 | 955.3724 | 76.9073 | 943.9514 | 227.5644 | 238.3716 | 109.4203 | 832.6357 | 191.359 | 832.6357 | 3377 | 17 | 4 | 2017-04-20 17:00 | WEEKDAY | 35.2113 | 19.93 | 66.0886 | 0 | 0 | 0 | 2202.0873 | 0 | 0 | NA | 73.4%
| 17 | 5 | 2017-05-21 17:00 | 517.6724 | 1287.4646 | 629.6954 | 699.3832 | 105.3772 | 650.2346 | 38.6231 | 1204.4142 | 890.3184 | 325.1173 | 766.9481 | 183.6845 | 193.6738 | 328.0709 | 517.6724 | 105.3772 | 517.6724 | 3378 | 18 | 4 | 2017-04-20 18:00 | WEEKDAY | 31.9685 | 19.93 | 44.5355 | 0 | 0 | 0 | 2268.1759 | 0 | 0 | NA | 75.61%
| 18 | 5 | 2017-05-21 18:00 | 61.094 | 607.7483 | 411.8373 | 242.6938 | 67.9128 | 306.9436 | 182.422 | 444.0639 | 718.7031 | 153.4718 | 347.2733 | 92.2263 | 87.6953 | 59.7994 | 61.094 | 67.9128 | 61.094 | 3379 | 19 | 4 | 2017-04-20 19:00 | WEEKDAY | 26.9665 | 19.93 | 191.498 | 0 | 0 | 0 | 2312.7114 | 0 | 0 | NA | 77.09%
| 19 | 5 | 2017-05-21 19:00 | 0 | 0.57038 | 29.5025 | 0 | 0 | 0.28807 | 256.531 | 0 | 989.5176 | 0.14403 | 16.0364 | 0.34075 | 4.0496 | 0 | 0 | 0 | 0 | 3380 | 20 | 4 | 2017-04-20 20:00 | WEEKDAY | 23.5623 | 12.08 | 267.583 | 0 | 0 | 0 | 2504.2094 | 0 | 0 | NA | 83.47%
| 20 | 5 | 2017-05-21 20:00 | 0 | 0 | 0 | 0 | 0 | 0 | 0 | 0 | 0 | 0 | 0 | 0 | 0 | 0 | 0 | 0 | 0 | 3381 | 21 | 4 | 2017-04-20 21:00 | WEEKDAY | 23.952 | 12.08 | 0 | 0 | 0 | 0 | 2771.7924 | 0 | 0 | NA | 92.39%
| 21 | 5 | 2017-05-21 21:00 | 0 | 0 | 0 | 0 | 0 | 0 | 0 | 0 | 0 | 0 | 0 | 0 | 0 | 0 | 0 | 0 | 0 | 3382 | 22 | 4 | 2017-04-20 22:00 | WEEKDAY | 24.1274 | 12.08 | 0 | 0 | 0 | 0 | 2771.7924 | 0 | 0 | NA | 92.39%
| 22 | 5 | 2017-05-21 22:00 | 0 | 0 | 0 | 0 | 0 | 0 | 0 | 0 | 0 | 0 | 0 | 0 | 0 | 0 | 0 | 0 | 0 | 3383 | 23 | 4 | 2017-04-20 23:00 | WEEKDAY | 22.8525 | 2.27 | 0 | 0 | 0 | 0 | 2771.7924 | 0 | 0 | NA | 92.39%
| 23 | 5 | 2017-05-21 23:00 | 0 | 0 | 0 | 0 | 0 | 0 | 0 | 0 | 0 | 0 | 0 | 0 | 0 | 0 | 0 | 0 | 0 | 3384 | 0 | 4 | 2017-04-21 | WEEKDAY | 22.2624 | 2.27 | 0 | 0 | 0 | 0 | 2771.7924 | 0 | 0 | NA | 92.39%
| 0 | 5 | 2017-05-22 | 0 | 0 | 0 | 0 | 0 | 0 | 0 | 0 | 0 | 0 | 0 | 0 | 0 | 0 | 0 | 0 | 0 | 3385 | 1 | 4 | 2017-04-21 01:00 | WEEKDAY | 22.5408 | 2.27 | 0 | 0 | 0 | 0 | 2771.7924 | 0 | 0 | NA | 92.39%
| 1 | 5 | 2017-05-22 01:00 | 0 | 0 | 0 | 0 | 0 | 0 | 0 | 0 | 0 | 0 | 0 | 0 | 0 | 0 | 0 | 0 | 0 | 3386 | 2 | 4 | 2017-04-21 02:00 | WEEKDAY | 22.7635 | 2.27 | 0 | 0 | 0 | 0 | 2771.7924 | 0 | 0 | NA | 92.39%
| 2 | 5 | 2017-05-22 02:00 | 0 | 0 | 0 | 0 | 0 | 0 | 0 | 0 | 0 | 0 | 0 | 0 | 0 | 0 | 0 | 0 | 0 | 3387 | 3 | 4 | 2017-04-21 03:00 | WEEKDAY | 22.769 | 2.27 | 0 | 0 | 0 | 0 | 2771.7924 | 0 | 0 | NA | 92.39%
| 3 | 5 | 2017-05-22 03:00 | 0 | 0 | 0 | 0 | 0 | 0 | 0 | 0 | 0 | 0 | 0 | 0 | 0 | 0 | 0 | 0 | 0 | 3388 | 4 | 4 | 2017-04-21 04:00 | WEEKDAY | 22.5269 | 2.27 | 0 | 0 | 0 | 0 | 2771.7924 | 0 | 0 | NA | 92.39%
| 4 | 5 | 2017-05-22 04:00 | 0 | 0 | 0 | 0 | 0 | 0 | 0 | 0 | 0 | 0 | 0 | 0 | 0 | 0 | 0 | 0 | 0 | 3389 | 5 | 4 | 2017-04-21 05:00 | WEEKDAY | 22.5185 | 2.27 | 0 | 0 | 0 | 0 | 2771.7924 | 0 | 0 | NA | 92.39%
| 5 | 5 | 2017-05-22 05:00 | 238.3012 | 0 | 0 | 0 | 0 | 0 | 0 | 0 | 0 | 0 | 0 | 0 | 0 | 0 | 238.3012 | 0 | 238.3012 | 3390 | 6 | 4 | 2017-04-21 06:00 | WEEKDAY | 22.7022 | 20.45 | 0 | 0 | 0 | 0 | 2771.7924 | 0 | 0 | NA | 92.39%
| 6 | 5 | 2017-05-22 06:00 | 775.9306 | 39.3869 | 29.2197 | 286.6024 | 31.4882 | 19.8924 | 340.886 | 98.7762 | 0 | 9.9462 | 114.1874 | 64.0527 | 28.8352 | 277.7451 | 775.9306 | 31.4882 | 775.9306 | 3391 | 7 | 4 | 2017-04-21 07:00 | WEEKDAY | 21.7865 | 20.45 | 354.501 | 343.866 | 0 | 343.866 | 2771.7924 | 0 | 0 | NA | 92.39%
| 7 | 5 | 2017-05-22 07:00 | 956.1532 | 182.3043 | 65.3693 | 746.0792 | 129.1405 | 92.0729 | 761.965 | 258.7463 | 0 | 46.0364 | 617.5865 | 186.0495 | 155.9562 | 162.2498 | 956.1532 | 129.1405 | 956.1532 | 3392 | 8 | 4 | 2017-04-21 08:00 | WEEKDAY | 21.4413 | 20.45 | 793.169 | 769.3739 | 0 | 769.3739 | 2771.7924 | 0 | 0 | NA | 92.39%
| 8 | 5 | 2017-05-22 08:00 | 990.0001 | 310.032 | 236.4861 | 887.2004 | 399.312 | 156.5818 | 898.85 | 450.4399 | 877.0071 | 78.2909 | 917.3708 | 222.1585 | 231.6593 | 431.3003 | 990.0001 | 399.312 | 990.0001 | 3393 | 9 | 4 | 2017-04-21 09:00 | WEEKDAY | 22.6382 | 11.33 | 937.537 | 909.4109 | 81 | 990.4109 | 2771.7924 | 0 | 0 | NA | 92.39%
| 9 | 5 | 2017-05-22 09:00 | 990.0001 | 1527.3331 | 624.4753 | 956.768 | 337.9582 | 771.3804 | 937.06 | 528.1946 | 934.628 | 385.6902 | 961.0119 | 235.8889 | 242.6798 | 442.7493 | 990.0001 | 337.9582 | 990.0001 | 3394 | 10 | 4 | 2017-04-21 10:00 | WEEKDAY | 22.68 | 11.33 | 977.926 | 948.5882 | 0 | 948.5882 | 2688.2872 | 0 | 0 | NA | 89.61%
| 10 | 5 | 2017-05-22 10:00 | 990.0001 | 1980.0001 | 839.8521 | 960.7476 | 868.9752 | 1000.0001 | 929.303 | 1114.0231 | 945.2262 | 500 | 990.0001 | 231.3761 | 250 | 359.9342 | 990.0001 | 868.9752 | 990.0001 | 3395 | 11 | 4 | 2017-04-21 11:00 | WEEKDAY | 22.9722 | 11.33 | 969.619 | 940.5304 | 0 | 940.5304 | 2688.2872 | 0 | 0 | NA | 89.61%
| 11 | 5 | 2017-05-22 11:00 | 990.0001 | 1980.0001 | 546.4518 | 983.9111 | 911.4284 | 1000.0001 | 916.821 | 1215.6722 | 948.8715 | 500 | 990.0001 | 231.3289 | 250 | 880.935 | 990.0001 | 911.4284 | 990.0001 | 3396 | 12 | 4 | 2017-04-21 12:00 | WEEKDAY | 25.8726 | 11.33 | 956.331 | 927.6411 | 0 | 927.6411 | 2688.2872 | 0 | 0 | NA | 89.61%
| 12 | 5 | 2017-05-22 12:00 | 990.0001 | 1980.0001 | 446.7409 | 961.1889 | 1279.9976 | 1000.0001 | 906.422 | 1628.9688 | 948.0324 | 500 | 990.0001 | 227.1842 | 250 | 696.7376 | 990.0001 | 1279.9976 | 990.0001 | 3397 | 13 | 4 | 2017-04-21 13:00 | WEEKDAY | 34.6045 | 11.33 | 945.282 | 916.9235 | 0 | 916.9235 | 2688.2872 | 0 | 0 | NA | 89.61%
| 13 | 5 | 2017-05-22 13:00 | 990.0001 | 1980.0001 | 438.6136 | 958.0566 | 1633.1338 | 1000.0001 | 902.241 | 1980.0001 | 948.2264 | 500 | 979.1965 | 232.6976 | 247.2718 | 579.4667 | 990.0001 | 1633.1338 | 990.0001 | 3398 | 14 | 4 | 2017-04-21 14:00 | WEEKDAY | 39.7623 | 1.96 | 940.838 | 912.6129 | 0 | 912.6129 | 2688.2872 | 0 | 0 | NA | 89.61%
| 14 | 5 | 2017-05-22 14:00 | 990.0001 | 1374.7441 | 574.2588 | 950.5008 | 1714.9343 | 694.3152 | 904.381 | 1871.0804 | 970.8536 | 347.1576 | 945.7046 | 232.8965 | 238.8143 | 644.6266 | 990.0001 | 1714.9343 | 990.0001 | 3399 | 15 | 4 | 2017-04-21 15:00 | WEEKDAY | 86.5641 | 1.96 | 943.1 | 914.807 | 75 | 989.807 | 2688.2872 | 0 | 0 | NA | 89.61%
| 15 | 5 | 2017-05-22 15:00 | 950.6728 | 1839.8375 | 126.6576 | 910.806 | 1627.0791 | 929.2109 | 952.995 | 1308.1588 | 967.3577 | 464.6054 | 923.989 | 230.242 | 233.3305 | 621.7396 | 950.6728 | 1627.0791 | 950.6728 | 3400 | 16 | 4 | 2017-04-21 16:00 | WEEKDAY | 143.4839 | 1.96 | 994.905 | 965.0578 | 0 | 965.0578 | 2610.9676 | 0 | 0 | NA | 87.03%
| 16 | 5 | 2017-05-22 16:00 | 846.4479 | 209.3716 | 114.9682 | 853.8051 | 1386.7262 | 105.7432 | 945.795 | 939.0746 | 954.576 | 52.8716 | 868.8426 | 222.0878 | 219.4047 | 168.7642 | 846.4479 | 1386.7262 | 846.4479 | 3401 | 17 | 4 | 2017-04-21 17:00 | WEEKDAY | 44.3801 | 19.93 | 987.291 | 957.6723 | 0 | 957.6723 | 2610.9676 | 0 | 0 | NA | 87.03%
| 17 | 5 | 2017-05-22 17:00 | 551.7045 | 1188.8919 | 89.9392 | 679.5234 | 723.0277 | 600.4504 | 914.131 | 450.4002 | 892.8025 | 300.2252 | 734.0956 | 176.4291 | 185.3777 | 102.3941 | 551.7045 | 723.0277 | 551.7045 | 3402 | 18 | 4 | 2017-04-21 18:00 | WEEKDAY | 33.7806 | 19.93 | 953.884 | 925.2675 | 0 | 925.2675 | 2610.9676 | 0 | 0 | NA | 87.03%
| 18 | 5 | 2017-05-22 18:00 | 51.4156 | 642.478 | 47.3363 | 228.9754 | 111.5554 | 324.4838 | 733.673 | 494.8548 | 724.8286 | 162.2419 | 276.4346 | 91.8932 | 69.8067 | 31.8748 | 51.4156 | 111.5554 | 51.4156 | 3403 | 19 | 4 | 2017-04-21 19:00 | WEEKDAY | 26.8079 | 19.93 | 763.476 | 740.5717 | 0 | 740.5717 | 2610.9676 | 0 | 0 | NA | 87.03%
| 19 | 5 | 2017-05-22 19:00 | 0 | 7.2935 | 5.6567 | 0 | 0 | 3.6836 | 121.504 | 0 | 334.7751 | 1.8418 | 14.2383 | 0 | 3.5955 | 0 | 0 | 0 | 0 | 3404 | 20 | 4 | 2017-04-21 20:00 | WEEKDAY | 22.8163 | 12.08 | 129.115 | 125.2416 | 865 | 990.2415 | 2610.9676 | 0 | 0 | NA | 87.03%
| 20 | 5 | 2017-05-22 20:00 | 0 | 0 | 0 | 0 | 0 | 0 | 0 | 0 | 0 | 0 | 0 | 0 | 0 | 0 | 0 | 0 | 0 | 3405 | 21 | 4 | 2017-04-21 21:00 | WEEKDAY | 22.744 | 12.08 | 0 | 0 | 0 | 0 | 1719.2151 | 0 | 0 | NA | 57.31%
| 21 | 5 | 2017-05-22 21:00 | 0 | 0 | 0 | 0 | 0 | 0 | 0 | 0 | 0 | 0 | 0 | 0 | 0 | 0 | 0 | 0 | 0 | 3406 | 22 | 4 | 2017-04-21 22:00 | WEEKDAY | 32.4194 | 12.08 | 0 | 0 | 0 | 0 | 1719.2151 | 0 | 0 | NA | 57.31%
| 22 | 5 | 2017-05-22 22:00 | 0 | 0 | 0 | 0 | 0 | 0 | 0 | 0 | 0 | 0 | 0 | 0 | 0 | 0 | 0 | 0 | 0 | 3407 | 23 | 4 | 2017-04-21 23:00 | WEEKDAY | 19.9633 | 2.27 | 0 | 0 | 0 | 0 | 1719.2151 | 0 | 0 | NA | 57.31%
| 23 | 5 | 2017-05-22 23:00 | 0 | 0 | 0 | 0 | 0 | 0 | 0 | 0 | 0 | 0 | 0 | 0 | 0 | 0 | 0 | 0 | 0 | 3408 | 0 | 4 | 2017-04-22 | WEEKEND | 19.6098 | 2.27 | 0 | 0 | 0 | 0 | 1719.2151 | 0 | 0 | NA | 57.31%
| 0 | 5 | 2017-05-23 | 0 | 0 | 0 | 0 | 0 | 0 | 0 | 0 | 0 | 0 | 0 | 0 | 0 | 0 | 0 | 0 | 0 | 3409 | 1 | 4 | 2017-04-22 01:00 | WEEKEND | 16.6453 | 2.27 | 0 | 0 | 0 | 0 | 1719.2151 | 0 | 0 | NA | 57.31%
| 1 | 5 | 2017-05-23 01:00 | 0 | 0 | 0 | 0 | 0 | 0 | 0 | 0 | 0 | 0 | 0 | 0 | 0 | 0 | 0 | 0 | 0 | 3410 | 2 | 4 | 2017-04-22 02:00 | WEEKEND | 15.0838 | 2.27 | 0 | 0 | 0 | 0 | 1719.2151 | 0 | 0 | NA | 57.31%
| 2 | 5 | 2017-05-23 02:00 | 0 | 0 | 0 | 0 | 0 | 0 | 0 | 0 | 0 | 0 | 0 | 0 | 0 | 0 | 0 | 0 | 0 | 3411 | 3 | 4 | 2017-04-22 03:00 | WEEKEND | 11.532 | 2.27 | 0 | 0 | 0 | 0 | 1719.2151 | 0 | 0 | NA | 57.31%
| 3 | 5 | 2017-05-23 03:00 | 0 | 0 | 0 | 0 | 0 | 0 | 0 | 0 | 0 | 0 | 0 | 0 | 0 | 0 | 0 | 0 | 0 | 3412 | 4 | 4 | 2017-04-22 04:00 | WEEKEND | 10.0122 | 2.27 | 0 | 0 | 0 | 0 | 1719.2151 | 0 | 0 | NA | 57.31%
| 4 | 5 | 2017-05-23 04:00 | 0 | 0 | 0 | 0 | 0 | 0 | 0 | 0 | 0 | 0 | 0 | 0 | 0 | 0 | 0 | 0 | 0 | 3413 | 5 | 4 | 2017-04-22 05:00 | WEEKEND | 10.1013 | 2.27 | 0 | 0 | 0 | 0 | 1719.2151 | 0 | 0 | NA | 57.31%
| 5 | 5 | 2017-05-23 05:00 | 199.5116 | 0 | 0 | 0 | 0 | 0 | 0 | 0 | 0 | 0 | 0 | 0 | 0 | 0 | 199.5116 | 0 | 199.5116 | 3414 | 6 | 4 | 2017-04-22 06:00 | WEEKEND | 12.6427 | 2.27 | 0 | 0 | 0 | 0 | 1719.2151 | 0 | 0 | NA | 57.31%
| 6 | 5 | 2017-05-23 06:00 | 752.1678 | 37.3314 | 208.5081 | 290.0979 | 36.4345 | 18.8542 | 331.241 | 153.3374 | 319.9817 | 9.4271 | 124.0195 | 4.0926 | 31.3181 | 66.9821 | 752.1678 | 36.4345 | 752.1678 | 3415 | 7 | 4 | 2017-04-22 07:00 | WEEKEND | 15.3454 | 2.27 | 344.518 | 0 | 0 | 0 | 1719.2151 | 0 | 0 | NA | 57.31%
| 7 | 5 | 2017-05-23 07:00 | 950.3934 | 155.3786 | 751.022 | 756.4166 | 107.7633 | 78.4741 | 83.4186 | 296.2191 | 458.3347 | 39.237 | 581.6541 | 168.0852 | 146.8823 | 124.0422 | 950.3934 | 107.7633 | 950.3934 | 3416 | 8 | 4 | 2017-04-22 08:00 | WEEKEND | 18.7998 | 2.27 | 90.2196 | 0 | 0 | 0 | 2063.7331 | 0 | 0 | NA | 68.79%
| 8 | 5 | 2017-05-23 08:00 | 990.0001 | 1582.997 | 948.5757 | 907.9345 | 137.3364 | 799.4934 | 68.883 | 630.5024 | 885.9679 | 399.7467 | 812.4642 | 226.6684 | 205.1677 | 190.2698 | 990.0001 | 137.3364 | 990.0001 | 3417 | 9 | 4 | 2017-04-22 09:00 | WEEKEND | 16.7567 | 2.27 | 75.3674 | 0 | 0 | 0 | 2153.9527 | 0 | 0 | NA | 71.8%
| 9 | 5 | 2017-05-23 09:00 | 990.0001 | 741.4979 | 990.0001 | 971.9488 | 374.7867 | 374.4939 | 233.684 | 1137.9686 | 941.4946 | 187.247 | 925.7243 | 243.8697 | 233.7688 | 400.5881 | 990.0001 | 374.7867 | 990.0001 | 3418 | 10 | 4 | 2017-04-22 10:00 | WEEKEND | 13.8785 | 2.27 | 244.025 | 0 | 0 | 0 | 2229.3201 | 0 | 0 | NA | 74.31%
| 10 | 5 | 2017-05-23 10:00 | 977.2181 | 1345.0416 | 990.0001 | 990.0001 | 731.6568 | 679.3139 | 268.229 | 1297.9649 | 949.5999 | 339.657 | 984.5963 | 243.0264 | 248.6354 | 768.5572 | 977.2181 | 731.6568 | 977.2181 | 3419 | 11 | 4 | 2017-04-22 11:00 | WEEKEND | 12.5369 | 2.27 | 279.521 | 0 | 0 | 0 | 2473.3451 | 0 | 0 | NA | 82.44%
| 11 | 5 | 2017-05-23 11:00 | 990.0001 | 859.8613 | 990.0001 | 990.0001 | 1304.0713 | 434.2734 | 527.998 | 1628.447 | 948.8074 | 217.1367 | 917.3271 | 239.7519 | 231.6483 | 518.0794 | 990.0001 | 1304.0713 | 990.0001 | 3420 | 12 | 4 | 2017-04-22 12:00 | WEEKEND | 19.1755 | 2.27 | 548.308 | 531.8588 | 0 | 531.8588 | 2752.8661 | 0 | 0 | NA | 91.76%
| 12 | 5 | 2017-05-23 12:00 | 990.0001 | 625.491 | 839.3685 | 984.4525 | 1859.8814 | 315.9045 | 855.354 | 1128.7134 | 943.8158 | 157.9523 | 909.8941 | 239.485 | 229.7712 | 790.2968 | 990.0001 | 1859.8814 | 990.0001 | 3421 | 13 | 4 | 2017-04-22 13:00 | WEEKEND | 23.2728 | 2.27 | 891.659 | 864.9092 | 0 | 864.9092 | 2752.8661 | 0 | 0 | NA | 91.76%
| 13 | 5 | 2017-05-23 13:00 | 969.7194 | 1163.8487 | 935.8837 | 975.8576 | 1921.31 | 587.8024 | 980.439 | 1499.2482 | 913.0484 | 293.9012 | 924.702 | 240.404 | 233.5106 | 519.1885 | 969.7194 | 1921.31 | 969.7194 | 3422 | 14 | 4 | 2017-04-22 14:00 | WEEKEND | 21.149 | 2.27 | 1024.27 | 990 | 0 | 990 | 2752.8661 | 0 | 0 | NA | 91.76%
| 14 | 5 | 2017-05-23 14:00 | 977.9305 | 649.8656 | 905.5441 | 965.2787 | 1759.4476 | 328.2149 | 984.675 | 1659.9357 | 944.91 | 164.1075 | 895.5075 | 36.3807 | 226.1382 | 593.8524 | 977.9305 | 1759.4476 | 977.9305 | 3423 | 15 | 4 | 2017-04-22 15:00 | WEEKEND | 34.084 | 2.27 | 1028.78 | 990 | 0 | 990 | 2752.8661 | 0 | 0 | NA | 91.76%
| 15 | 5 | 2017-05-23 15:00 | 927.8422 | 1781.7292 | 876.0881 | 918.2417 | 1678.8096 | 899.8632 | 982.017 | 1110.3975 | 941.742 | 449.9316 | 447.6587 | 28.5045 | 113.0451 | 159.8077 | 927.8422 | 1678.8096 | 927.8422 | 3424 | 16 | 4 | 2017-04-22 16:00 | WEEKEND | 21.4246 | 2.27 | 1025.96 | 990 | 0 | 990 | 2752.8661 | 0 | 0 | NA | 91.76%
| 16 | 5 | 2017-05-23 16:00 | 820.3996 | 1812.5468 | 941.4144 | 861.9499 | 1084.8314 | 915.4277 | 618.201 | 936.1304 | 929.8391 | 457.7138 | 708.3858 | 20.5676 | 178.8853 | 126.0102 | 820.3996 | 1084.8314 | 820.3996 | 3425 | 17 | 4 | 2017-04-22 17:00 | WEEKEND | 20.7176 | 2.27 | 642.419 | 623.1464 | 0 | 623.1464 | 2752.8661 | 0 | 0 | NA | 91.76%
| 17 | 5 | 2017-05-23 17:00 | 552.0275 | 1345.3976 | 757.484 | 561.7632 | 739.5101 | 679.4937 | 433.381 | 693.9107 | 871.6643 | 339.7469 | 460.2315 | 12.3978 | 116.2201 | 68.9124 | 552.0275 | 739.5101 | 552.0275 | 3426 | 18 | 4 | 2017-04-22 18:00 | WEEKEND | 20.3947 | 2.27 | 450.065 | 436.563 | 0 | 436.563 | 2752.8661 | 0 | 0 | NA | 91.76%
| 18 | 5 | 2017-05-23 18:00 | 57.7492 | 62.3384 | 478.2439 | 51.6435 | 66.4115 | 31.484 | 87.1466 | 517.0605 | 719.0959 | 15.742 | 125.6746 | 8.4937 | 31.736 | 51.6831 | 57.7492 | 66.4115 | 57.7492 | 3427 | 19 | 4 | 2017-04-22 19:00 | WEEKEND | 20.8011 | 2.27 | 94.0001 | 0 | 0 | 0 | 2752.8661 | 0 | 0 | NA | 91.76%
| 19 | 5 | 2017-05-23 19:00 | 0 | 1.2638 | 45.4684 | 0 | 0 | 0.63826 | 11.5079 | 0 | 331.7691 | 0.31913 | 11.4762 | 0 | 2.898 | 0 | 0 | 0 | 0 | 3428 | 20 | 4 | 2017-04-22 20:00 | WEEKEND | 21.8477 | 2.27 | 16.8625 | 0 | 0 | 0 | 2846.8662 | 0 | 0 | NA | 94.9%
| 20 | 5 | 2017-05-23 20:00 | 0 | 0 | 0 | 0 | 0 | 0 | 0 | 0 | 0 | 0 | 0 | 0 | 0 | 0 | 0 | 0 | 0 | 3429 | 21 | 4 | 2017-04-22 21:00 | WEEKEND | 23.5206 | 2.27 | 0 | 0 | 0 | 0 | 2863.7287 | 0 | 0 | NA | 95.46%
| 21 | 5 | 2017-05-23 21:00 | 0 | 0 | 0 | 0 | 0 | 0 | 0 | 0 | 0 | 0 | 0 | 0 | 0 | 0 | 0 | 0 | 0 | 3430 | 22 | 4 | 2017-04-22 22:00 | WEEKEND | 23.1838 | 2.27 | 0 | 0 | 0 | 0 | 2863.7287 | 0 | 0 | NA | 95.46%
| 22 | 5 | 2017-05-23 22:00 | 0 | 0 | 0 | 0 | 0 | 0 | 0 | 0 | 0 | 0 | 0 | 0 | 0 | 0 | 0 | 0 | 0 | 3431 | 23 | 4 | 2017-04-22 23:00 | WEEKEND | 22.7718 | 2.27 | 0 | 0 | 0 | 0 | 2863.7287 | 0 | 0 | NA | 95.46%
| 23 | 5 | 2017-05-23 23:00 | 0 | 0 | 0 | 0 | 0 | 0 | 0 | 0 | 0 | 0 | 0 | 0 | 0 | 0 | 0 | 0 | 0 | 3432 | 0 | 4 | 2017-04-23 | WEEKEND | 22.5742 | 2.27 | 0 | 0 | 0 | 0 | 2863.7287 | 0 | 0 | NA | 95.46%
| 0 | 5 | 2017-05-24 | 0 | 0 | 0 | 0 | 0 | 0 | 0 | 0 | 0 | 0 | 0 | 0 | 0 | 0 | 0 | 0 | 0 | 3433 | 1 | 4 | 2017-04-23 01:00 | WEEKEND | 22.4768 | 2.27 | 0 | 0 | 0 | 0 | 2863.7287 | 0 | 0 | NA | 95.46%
| 1 | 5 | 2017-05-24 01:00 | 0 | 0 | 0 | 0 | 0 | 0 | 0 | 0 | 0 | 0 | 0 | 0 | 0 | 0 | 0 | 0 | 0 | 3434 | 2 | 4 | 2017-04-23 02:00 | WEEKEND | 21.9395 | 2.27 | 0 | 0 | 0 | 0 | 2863.7287 | 0 | 0 | NA | 95.46%
| 2 | 5 | 2017-05-24 02:00 | 0 | 0 | 0 | 0 | 0 | 0 | 0 | 0 | 0 | 0 | 0 | 0 | 0 | 0 | 0 | 0 | 0 | 3435 | 3 | 4 | 2017-04-23 03:00 | WEEKEND | 22.0342 | 2.27 | 0 | 0 | 0 | 0 | 2863.7287 | 0 | 0 | NA | 95.46%
| 3 | 5 | 2017-05-24 03:00 | 0 | 0 | 0 | 0 | 0 | 0 | 0 | 0 | 0 | 0 | 0 | 0 | 0 | 0 | 0 | 0 | 0 | 3436 | 4 | 4 | 2017-04-23 04:00 | WEEKEND | 22.0036 | 2.27 | 0 | 0 | 0 | 0 | 2863.7287 | 0 | 0 | NA | 95.46%
| 4 | 5 | 2017-05-24 04:00 | 0 | 0 | 0 | 0 | 0 | 0 | 0 | 0 | 0 | 0 | 0 | 0 | 0 | 0 | 0 | 0 | 0 | 3437 | 5 | 4 | 2017-04-23 05:00 | WEEKEND | 22.0954 | 2.27 | 0 | 0 | 0 | 0 | 2863.7287 | 0 | 0 | NA | 95.46%
| 5 | 5 | 2017-05-24 05:00 | 223.1424 | 0 | 0.34352 | 0 | 0 | 0 | 0 | 0 | 0 | 0 | 0 | 0 | 0 | 0 | 223.1424 | 0 | 223.1424 | 3438 | 6 | 4 | 2017-04-23 06:00 | WEEKEND | 22.5798 | 2.27 | 0 | 0 | 0 | 0 | 2863.7287 | 0 | 0 | NA | 95.46%
| 6 | 5 | 2017-05-24 06:00 | 742.2391 | 399.4631 | 178.5756 | 265.864 | 94.4722 | 201.749 | 105.708 | 51.3101 | 308.4862 | 100.8745 | 43.4088 | 38.3731 | 10.9618 | 227.6207 | 742.2391 | 94.4722 | 742.2391 | 3439 | 7 | 4 | 2017-04-23 07:00 | WEEKEND | 22.101 | 2.27 | 112.987 | 0 | 0 | 0 | 2863.7287 | 0 | 0 | NA | 95.46%
| 7 | 5 | 2017-05-24 07:00 | 905.6766 | 147.4402 | 742.7048 | 669.4693 | 487.0518 | 74.4647 | 223.607 | 138.0099 | 564.7602 | 37.2324 | 607.6277 | 84.2645 | 153.4413 | 140.62 | 905.6766 | 487.0518 | 905.6766 | 3440 | 8 | 4 | 2017-04-23 08:00 | WEEKEND | 21.9061 | 2.27 | 233.717 | 226.7055 | 0 | 226.7055 | 2976.7157 | 0 | 0 | NA | 99.22%
| 8 | 5 | 2017-05-24 08:00 | 990.0001 | 276.0435 | 908.5706 | 891.9352 | 1087.6428 | 139.4159 | 690.143 | 186.4482 | 605.0782 | 69.708 | 736.2717 | 42.3091 | 185.9272 | 411.7096 | 990.0001 | 1087.6428 | 990.0001 | 3441 | 9 | 4 | 2017-04-23 09:00 | WEEKEND | 22.7106 | 2.27 | 717.787 | 696.2534 | 0 | 696.2534 | 2976.7157 | 0 | 0 | NA | 99.22%
| 9 | 5 | 2017-05-24 09:00 | 990.0001 | 390.1157 | 990.0001 | 962.9925 | 837.8757 | 197.0282 | 581.824 | 394.8287 | 626.5152 | 98.5141 | 828.9626 | 230.0016 | 209.334 | 604.4934 | 990.0001 | 837.8757 | 990.0001 | 3442 | 10 | 4 | 2017-04-23 10:00 | WEEKEND | 23.0335 | 2.27 | 604.446 | 586.3126 | 0 | 586.3126 | 2976.7157 | 0 | 0 | NA | 99.22%
| 10 | 5 | 2017-05-24 10:00 | 990.0001 | 506.2823 | 990.0001 | 971.8737 | 1776.4241 | 255.6981 | 704.586 | 690.5835 | 691.5722 | 127.8491 | 943.689 | 108.6565 | 238.3053 | 823.3513 | 990.0001 | 1776.4241 | 990.0001 | 3443 | 11 | 4 | 2017-04-23 11:00 | WEEKEND | 22.8887 | 2.27 | 732.905 | 710.9178 | 0 | 710.9178 | 2976.7157 | 0 | 0 | NA | 99.22%
| 11 | 5 | 2017-05-24 11:00 | 925.6021 | 586.1997 | 990.0001 | 990.0001 | 1686.789 | 296.0604 | 737.118 | 1105.1839 | 700.211 | 148.0302 | 731.6764 | 173.4665 | 184.7668 | 216.7889 | 925.6021 | 1686.789 | 925.6021 | 3444 | 12 | 4 | 2017-04-23 12:00 | WEEKEND | 22.8581 | 2.27 | 767.068 | 744.056 | 0 | 744.056 | 2976.7157 | 0 | 0 | NA | 99.22%
| 12 | 5 | 2017-05-24 12:00 | 544.7448 | 616.2856 | 922.0131 | 980.8061 | 1243.2097 | 311.2553 | 653.637 | 679.4416 | 815.6691 | 155.6277 | 894.3563 | 60.4898 | 225.8476 | 508.4847 | 544.7448 | 1243.2097 | 544.7448 | 3445 | 13 | 4 | 2017-04-23 13:00 | WEEKEND | 22.9555 | 2.27 | 679.49 | 659.1053 | 0 | 659.1053 | 2976.7157 | 0 | 0 | NA | 99.22%
| 13 | 5 | 2017-05-24 13:00 | 960.2478 | 1474.2938 | 931.4454 | 967.9616 | 1980.0001 | 744.5928 | 718.022 | 628.176 | 644.5146 | 372.2964 | 899.418 | 74.3167 | 227.1258 | 329.1355 | 960.2478 | 1980.0001 | 960.2478 | 3446 | 14 | 4 | 2017-04-23 14:00 | WEEKEND | 23.0975 | 2.27 | 747.057 | 724.6453 | 0 | 724.6453 | 2976.7157 | 0 | 0 | NA | 99.22%
| 14 | 5 | 2017-05-24 14:00 | 896.514 | 801.6589 | 964.836 | 971.5431 | 1959.0141 | 404.8782 | 598.894 | 1028.1177 | 108.4334 | 202.4391 | 936.8389 | 67.5161 | 236.5755 | 344.8323 | 896.514 | 1959.0141 | 896.514 | 3447 | 15 | 4 | 2017-04-23 15:00 | WEEKEND | 23.7906 | 2.27 | 622.292 | 603.6232 | 0 | 603.6232 | 2976.7157 | 0 | 0 | NA | 99.22%
| 15 | 5 | 2017-05-24 15:00 | 904.5895 | 599.6954 | 954.5182 | 919.3006 | 1102.6235 | 302.8765 | 399.937 | 781.4358 | 353.6872 | 151.4382 | 958.4131 | 28.5505 | 242.0235 | 422.1583 | 904.5895 | 1102.6235 | 904.5895 | 3448 | 16 | 4 | 2017-04-23 16:00 | WEEKEND | 25.5553 | 2.27 | 415.449 | 402.9855 | 0 | 402.9855 | 2976.7157 | 0 | 0 | NA | 99.22%
| 16 | 5 | 2017-05-24 16:00 | 875.502 | 812.7138 | 889.4578 | 841.2447 | 366.9405 | 410.4615 | 205.774 | 869.7003 | 867.8124 | 205.2308 | 851.5187 | 44.8044 | 215.03 | 642.1979 | 875.502 | 366.9405 | 875.502 | 3449 | 17 | 4 | 2017-04-23 17:00 | WEEKEND | 27.6207 | 2.27 | 215.391 | 208.9293 | 0 | 208.9293 | 2976.7157 | 0 | 0 | NA | 99.22%
| 17 | 5 | 2017-05-24 17:00 | 465.4444 | 1133.8954 | 803.0525 | 669.9853 | 216.4898 | 572.6744 | 148.132 | 1406.5854 | 386.6924 | 286.3372 | 536.7624 | 17.4053 | 135.5461 | 259.4464 | 465.4444 | 216.4898 | 465.4444 | 3450 | 18 | 4 | 2017-04-23 18:00 | WEEKEND | 31.7041 | 2.27 | 156.334 | 151.644 | 0 | 151.644 | 2976.7157 | 0 | 0 | NA | 99.22%
| 18 | 5 | 2017-05-24 18:00 | 1.4392 | 506.8006 | 448.5946 | 251.3717 | 112.4475 | 255.9599 | 30.3486 | 534.4483 | 0 | 127.9799 | 57.2472 | 73.3115 | 14.4564 | 262.1219 | 1.4392 | 112.4475 | 1.4392 | 3451 | 19 | 4 | 2017-04-23 19:00 | WEEKEND | 31.1919 | 2.27 | 36.0762 | 34.9939 | 0 | 34.9939 | 2976.7157 | 0 | 0 | NA | 99.22%
| 19 | 5 | 2017-05-24 19:00 | 0 | 0 | 37.9945 | 0 | 0 | 0 | 1.2758 | 0 | 0 | 0 | 3.7252 | 0 | 0.9407 | 0 | 0 | 0 | 0 | 3452 | 20 | 4 | 2017-04-23 20:00 | WEEKEND | 28.5364 | 2.27 | 6.3973 | 0 | 0 | 0 | 2976.7157 | 0 | 0 | NA | 99.22%
| 20 | 5 | 2017-05-24 20:00 | 0 | 0 | 0 | 0 | 0 | 0 | 0 | 0 | 0 | 0 | 0 | 0 | 0 | 0 | 0 | 0 | 0 | 3453 | 21 | 4 | 2017-04-23 21:00 | WEEKEND | 32.0687 | 2.27 | 0 | 0 | 0 | 0 | 2983.113 | 0 | 0 | NA | 99.44%
| 21 | 5 | 2017-05-24 21:00 | 0 | 0 | 0 | 0 | 0 | 0 | 0 | 0 | 0 | 0 | 0 | 0 | 0 | 0 | 0 | 0 | 0 | 3454 | 22 | 4 | 2017-04-23 22:00 | WEEKEND | 23.284 | 2.27 | 0 | 0 | 0 | 0 | 2983.113 | 0 | 0 | NA | 99.44%
| 22 | 5 | 2017-05-24 22:00 | 0 | 0 | 0 | 0 | 0 | 0 | 0 | 0 | 0 | 0 | 0 | 0 | 0 | 0 | 0 | 0 | 0 | 3455 | 23 | 4 | 2017-04-23 23:00 | WEEKEND | 21.9117 | 2.27 | 0 | 0 | 0 | 0 | 2983.113 | 0 | 0 | NA | 99.44%
| 23 | 5 | 2017-05-24 23:00 | 0 | 0 | 0 | 0 | 0 | 0 | 0 | 0 | 0 | 0 | 0 | 0 | 0 | 0 | 0 | 0 | 0 | 3456 | 0 | 4 | 2017-04-24 | WEEKDAY | 21.0126 | 2.27 | 0 | 0 | 0 | 0 | 2983.113 | 0 | 0 | NA | 99.44%
| 0 | 5 | 2017-05-25 | 0 | 0 | 0 | 0 | 0 | 0 | 0 | 0 | 0 | 0 | 0 | 0 | 0 | 0 | 0 | 0 | 0 | 3457 | 1 | 4 | 2017-04-24 01:00 | WEEKDAY | 13.7477 | 2.27 | 0 | 0 | 0 | 0 | 2983.113 | 0 | 0 | NA | 99.44%
| 1 | 5 | 2017-05-25 01:00 | 0 | 0 | 0 | 0 | 0 | 0 | 0 | 0 | 0 | 0 | 0 | 0 | 0 | 0 | 0 | 0 | 0 | 3458 | 2 | 4 | 2017-04-24 02:00 | WEEKDAY | 5.8593 | 2.27 | 0 | 0 | 0 | 0 | 2983.113 | 0 | 0 | NA | 99.44%
| 2 | 5 | 2017-05-25 02:00 | 0 | 0 | 0 | 0 | 0 | 0 | 0 | 0 | 0 | 0 | 0 | 0 | 0 | 0 | 0 | 0 | 0 | 3459 | 3 | 4 | 2017-04-24 03:00 | WEEKDAY | 5.0882 | 2.27 | 0 | 0 | 0 | 0 | 2983.113 | 0 | 0 | NA | 99.44%
| 3 | 5 | 2017-05-25 03:00 | 0 | 0 | 0 | 0 | 0 | 0 | 0 | 0 | 0 | 0 | 0 | 0 | 0 | 0 | 0 | 0 | 0 | 3460 | 4 | 4 | 2017-04-24 04:00 | WEEKDAY | 5.5809 | 2.27 | 0 | 0 | 0 | 0 | 2983.113 | 0 | 0 | NA | 99.44%
| 4 | 5 | 2017-05-25 04:00 | 0 | 0 | 0 | 0 | 0 | 0 | 0 | 0 | 0 | 0 | 0 | 0 | 0 | 0 | 0 | 0 | 0 | 3461 | 5 | 4 | 2017-04-24 05:00 | WEEKDAY | 9.0603 | 2.27 | 0 | 0 | 0 | 0 | 2983.113 | 0 | 0 | NA | 99.44%
| 5 | 5 | 2017-05-25 05:00 | 20.4245 | 0 | 0.41105 | 0 | 0 | 0 | 0 | 0 | 0 | 0 | 0 | 0 | 0 | 0 | 20.4245 | 0 | 20.4245 | 3462 | 6 | 4 | 2017-04-24 06:00 | WEEKDAY | 10.9976 | 20.45 | 0 | 0 | 0 | 0 | 2983.113 | 0 | 0 | NA | 99.44%
| 6 | 5 | 2017-05-25 06:00 | 66.1957 | 34.7334 | 245.0045 | 252.3413 | 122.7175 | 17.5421 | 8.0641 | 421.8419 | 301.0589 | 8.7711 | 27.4183 | 10.0711 | 6.9238 | 95.7461 | 66.1957 | 122.7175 | 66.1957 | 3463 | 7 | 4 | 2017-04-24 07:00 | WEEKDAY | 18.886 | 20.45 | 13.3796 | 0 | 0 | 0 | 2983.113 | 0 | 0 | NA | 99.44%
| 7 | 5 | 2017-05-25 07:00 | 207.767 | 105.6974 | 755.8756 | 230.0352 | 342.516 | 53.3825 | 47.0944 | 391.2524 | 417.7072 | 26.6913 | 80.5106 | 120.2511 | 20.331 | 275.3438 | 207.767 | 342.516 | 207.767 | 3464 | 8 | 4 | 2017-04-24 08:00 | WEEKDAY | 20.6313 | 20.45 | 53.1785 | 51.5831 | 0 | 51.5831 | 2996.4926 | 0 | 0 | NA | 99.88%
| 8 | 5 | 2017-05-25 08:00 | 185.5023 | 192.9963 | 929.2391 | 594.4807 | 869.1196 | 97.4729 | 271.404 | 1180.2738 | 380.7444 | 48.7364 | 155.3807 | 128.9748 | 39.2375 | 492.7124 | 185.5023 | 869.1196 | 185.5023 | 3465 | 9 | 4 | 2017-04-24 09:00 | WEEKDAY | 20.8957 | 11.33 | 282.855 | 274.3693 | 0 | 274.3693 | 2996.4926 | 0 | 0 | NA | 99.88%
| 9 | 5 | 2017-05-25 09:00 | 514.8741 | 1009.2981 | 990.0001 | 897.8777 | 1320.6959 | 509.7465 | 303.851 | 1311.6977 | 918.136 | 254.8733 | 299.2697 | 190.8997 | 75.5732 | 481.7668 | 514.8741 | 1320.6959 | 514.8741 | 3466 | 10 | 4 | 2017-04-24 10:00 | WEEKDAY | 20.5617 | 11.33 | 316.248 | 306.7606 | 0 | 306.7606 | 2996.4926 | 0 | 0 | NA | 99.88%
| 10 | 5 | 2017-05-25 10:00 | 655.4213 | 1832.961 | 990.0001 | 970.2049 | 1959.6869 | 925.7379 | 388.733 | 1863.4509 | 931.3969 | 462.8689 | 220.6314 | 86.2097 | 55.715 | 527.3898 | 655.4213 | 1959.6869 | 655.4213 | 3467 | 11 | 4 | 2017-04-24 11:00 | WEEKDAY | 20.545 | 11.33 | 403.861 | 391.7452 | 0 | 391.7452 | 2996.4926 | 0 | 0 | NA | 99.88%
| 11 | 5 | 2017-05-25 11:00 | 990.0001 | 1980.0001 | 990.0001 | 982.2254 | 1980.0001 | 1000.0001 | 621.839 | 1974.6436 | 541.9031 | 500 | 470.1864 | 250 | 118.7339 | 296.958 | 990.0001 | 1980.0001 | 990.0001 | 3468 | 12 | 4 | 2017-04-24 12:00 | WEEKDAY | 20.8289 | 11.33 | 646.297 | 626.9081 | 0 | 626.9081 | 2996.4926 | 0 | 0 | NA | 99.88%
| 12 | 5 | 2017-05-25 12:00 | 717.2273 | 1803.6282 | 990.0001 | 970.0035 | 1980.0001 | 910.9233 | 756.174 | 1909.6594 | 781.8171 | 455.4617 | 492.9088 | 245.7007 | 124.4719 | 566.7301 | 717.2273 | 1980.0001 | 717.2273 | 3469 | 13 | 4 | 2017-04-24 13:00 | WEEKDAY | 21.3884 | 11.33 | 787.194 | 763.5782 | 0 | 763.5782 | 2996.4926 | 0 | 0 | NA | 99.88%
| 13 | 5 | 2017-05-25 13:00 | 708.1982 | 1720.9014 | 990.0001 | 952.0353 | 1964.6421 | 869.1421 | 732.672 | 1023.3107 | 729.0666 | 434.5711 | 293.9874 | 248.7271 | 74.2392 | 255.6316 | 708.1982 | 1964.6421 | 708.1982 | 3470 | 14 | 4 | 2017-04-24 14:00 | WEEKDAY | 21.9089 | 1.96 | 762.473 | 739.5988 | 0 | 739.5988 | 2996.4926 | 0 | 0 | NA | 99.88%
| 14 | 5 | 2017-05-25 14:00 | 679.2631 | 1727.2405 | 965.1579 | 948.248 | 1943.6257 | 872.3437 | 310.107 | 1905.9839 | 816.6275 | 436.1718 | 484.9365 | 236.8352 | 122.4587 | 334.1602 | 679.2631 | 1943.6257 | 679.2631 | 3471 | 15 | 4 | 2017-04-24 15:00 | WEEKDAY | 22.7802 | 1.96 | 322.679 | 312.9986 | 0 | 312.9986 | 2996.4926 | 0 | 0 | NA | 99.88%
| 15 | 5 | 2017-05-25 15:00 | 696.494 | 1913.3525 | 815.8985 | 883.2145 | 1916.5479 | 966.3396 | 234.612 | 916.9721 | 578.6166 | 483.1698 | 364.8235 | 125.8395 | 92.1271 | 703.351 | 696.494 | 1916.5479 | 696.494 | 3472 | 16 | 4 | 2017-04-24 16:00 | WEEKDAY | 22.8498 | 1.96 | 245 | 237.65 | 0 | 237.65 | 2996.4926 | 0 | 0 | NA | 99.88%
| 16 | 5 | 2017-05-25 16:00 | 770.8074 | 1491.7384 | 526.6344 | 779.4998 | 1791.4239 | 753.4032 | 404.011 | 1566.722 | 685.0683 | 376.7016 | 316.4244 | 23.0503 | 79.9052 | 446.8017 | 770.8074 | 1791.4239 | 770.8074 | 3473 | 17 | 4 | 2017-04-24 17:00 | WEEKDAY | 22.4155 | 19.93 | 419.683 | 407.0925 | 0 | 407.0925 | 2996.4926 | 0 | 0 | NA | 99.88%
| 17 | 5 | 2017-05-25 17:00 | 507.4892 | 1476.791 | 388.3824 | 608.0453 | 1399.143 | 745.8541 | 264.403 | 963.9735 | 261.4635 | 372.927 | 182.8899 | 18.5638 | 46.1843 | 63.304 | 507.4892 | 1399.143 | 507.4892 | 3474 | 18 | 4 | 2017-04-24 18:00 | WEEKDAY | 21.6194 | 19.93 | 275.636 | 267.3669 | 0 | 267.3669 | 2996.4926 | 0 | 0 | NA | 99.88%
| 18 | 5 | 2017-05-25 18:00 | 65.1794 | 616.2567 | 414.4507 | 241.6086 | 489.0187 | 311.2408 | 165.193 | 536.2548 | 381.436 | 155.6204 | 82.7314 | 5.2083 | 20.8918 | 15.6184 | 65.1794 | 489.0187 | 65.1794 | 3475 | 19 | 4 | 2017-04-24 19:00 | WEEKDAY | 21.7197 | 19.93 | 173.821 | 168.6064 | 0 | 168.6064 | 2996.4926 | 0 | 0 | NA | 99.88%
| 19 | 5 | 2017-05-25 19:00 | 0 | 4.6364 | 33.264 | 0 | 0 | 2.3416 | 20.735 | 0 | 159.2177 | 1.1708 | 16.6543 | 0.90144 | 4.2056 | 0 | 0 | 0 | 0 | 3476 | 20 | 4 | 2017-04-24 20:00 | WEEKDAY | 21.2993 | 12.08 | 26.2957 | 25.5068 | 0 | 25.5068 | 2996.4926 | 0 | 0 | NA | 99.88%
| 20 | 5 | 2017-05-25 20:00 | 0 | 0 | 0 | 0 | 0 | 0 | 0 | 0 | 0 | 0 | 0 | 0 | 0 | 0 | 0 | 0 | 0 | 3477 | 21 | 4 | 2017-04-24 21:00 | WEEKDAY | 23.2255 | 12.08 | 0 | 0 | 0 | 0 | 2996.4926 | 0 | 0 | NA | 99.88%
| 21 | 5 | 2017-05-25 21:00 | 0 | 0 | 0 | 0 | 0 | 0 | 0 | 0 | 0 | 0 | 0 | 0 | 0 | 0 | 0 | 0 | 0 | 3478 | 22 | 4 | 2017-04-24 22:00 | WEEKDAY | 20.8206 | 12.08 | 0 | 0 | 0 | 0 | 2996.4926 | 0 | 0 | NA | 99.88%
| 22 | 5 | 2017-05-25 22:00 | 0 | 0 | 0 | 0 | 0 | 0 | 0 | 0 | 0 | 0 | 0 | 0 | 0 | 0 | 0 | 0 | 0 | 3479 | 23 | 4 | 2017-04-24 23:00 | WEEKDAY | 17.9842 | 2.27 | 0 | 0 | 0 | 0 | 2996.4926 | 0 | 0 | NA | 99.88%
| 23 | 5 | 2017-05-25 23:00 | 0 | 0 | 0 | 0 | 0 | 0 | 0 | 0 | 0 | 0 | 0 | 0 | 0 | 0 | 0 | 0 | 0 | 3480 | 0 | 4 | 2017-04-25 | WEEKDAY | 9.2663 | 2.27 | 0 | 0 | 0 | 0 | 2996.4926 | 0 | 0 | NA | 99.88%
| 0 | 5 | 2017-05-26 | 0 | 0 | 0 | 0 | 0 | 0 | 0 | 0 | 0 | 0 | 0 | 0 | 0 | 0 | 0 | 0 | 0 | 3481 | 1 | 4 | 2017-04-25 01:00 | WEEKDAY | 12.2168 | 2.27 | 0 | 0 | 0 | 0 | 2996.4926 | 0 | 0 | NA | 99.88%
| 1 | 5 | 2017-05-26 01:00 | 0 | 0 | 0 | 0 | 0 | 0 | 0 | 0 | 0 | 0 | 0 | 0 | 0 | 0 | 0 | 0 | 0 | 3482 | 2 | 4 | 2017-04-25 02:00 | WEEKDAY | 7.2315 | 2.27 | 0 | 0 | 0 | 0 | 2996.4926 | 0 | 0 | NA | 99.88%
| 2 | 5 | 2017-05-26 02:00 | 0 | 0 | 0 | 0 | 0 | 0 | 0 | 0 | 0 | 0 | 0 | 0 | 0 | 0 | 0 | 0 | 0 | 3483 | 3 | 4 | 2017-04-25 03:00 | WEEKDAY | 6.9588 | 2.27 | 0 | 0 | 0 | 0 | 2996.4926 | 0 | 0 | NA | 99.88%
| 3 | 5 | 2017-05-26 03:00 | 0 | 0 | 0 | 0 | 0 | 0 | 0 | 0 | 0 | 0 | 0 | 0 | 0 | 0 | 0 | 0 | 0 | 3484 | 4 | 4 | 2017-04-25 04:00 | WEEKDAY | 7.521 | 2.27 | 0 | 0 | 0 | 0 | 2996.4926 | 0 | 0 | NA | 99.88%
| 4 | 5 | 2017-05-26 04:00 | 0 | 0 | 0 | 0 | 0 | 0 | 0 | 0 | 0 | 0 | 0 | 0 | 0 | 0 | 0 | 0 | 0 | 3485 | 5 | 4 | 2017-04-25 05:00 | WEEKDAY | 4.8043 | 2.27 | 0 | 0 | 0 | 0 | 2996.4926 | 0 | 0 | NA | 99.88%
| 5 | 5 | 2017-05-26 05:00 | 222.6675 | 0 | 0 | 0 | 0 | 0 | 0 | 0 | 0 | 0 | 0 | 0 | 0 | 0 | 222.6675 | 0 | 222.6675 | 3486 | 6 | 4 | 2017-04-25 06:00 | WEEKDAY | 13.9008 | 20.45 | 0 | 0 | 0 | 0 | 2996.4926 | 0 | 0 | NA | 99.88%
| 6 | 5 | 2017-05-26 06:00 | 784.0236 | 42.6464 | 224.0077 | 284.6957 | 137.7862 | 21.5386 | 0 | 603.9244 | 305.9331 | 10.7693 | 67.6822 | 67.8561 | 17.0915 | 41.6075 | 784.0236 | 137.7862 | 784.0236 | 3487 | 7 | 4 | 2017-04-25 07:00 | WEEKDAY | 21.4858 | 20.45 | 1.2239 | 0 | 0 | 0 | 2996.4926 | 0 | 0 | NA | 99.88%
| 7 | 5 | 2017-05-26 07:00 | 971.7124 | 102.6286 | 735.5568 | 665.3164 | 475.8304 | 51.8326 | 465.596 | 1475.9481 | 718.2889 | 25.9163 | 152.0337 | 178.108 | 38.3923 | 53.0502 | 971.7124 | 475.8304 | 971.7124 | 3488 | 8 | 4 | 2017-04-25 08:00 | WEEKDAY | 20.5311 | 20.45 | 483.557 | 469.0503 | 0 | 469.0503 | 2997.7164 | 0 | 0 | NA | 99.92%
| 8 | 5 | 2017-05-26 08:00 | 990.0001 | 189.4593 | 929.1508 | 364.2646 | 845.9462 | 95.6865 | 490.706 | 1800.6186 | 895.2062 | 47.8433 | 644.5983 | 124.2134 | 162.7774 | 351.8615 | 990.0001 | 845.9462 | 990.0001 | 3489 | 9 | 4 | 2017-04-25 09:00 | WEEKDAY | 21.6501 | 11.33 | 509.609 | 494.3207 | 0 | 494.3207 | 2997.7164 | 0 | 0 | NA | 99.92%
| 9 | 5 | 2017-05-26 09:00 | 990.0001 | 329.3226 | 990.0001 | 487.5652 | 1911.0526 | 166.3245 | 513.41 | 1897.2104 | 958.62 | 83.1623 | 717.6741 | 31.7251 | 181.2308 | 761.368 | 990.0001 | 1911.0526 | 990.0001 | 3490 | 10 | 4 | 2017-04-25 10:00 | WEEKDAY | 23.2895 | 11.33 | 533.216 | 517.2195 | 0 | 517.2195 | 2997.7164 | 0 | 0 | NA | 99.92%
| 10 | 5 | 2017-05-26 10:00 | 990.0001 | 510.7105 | 990.0001 | 971.1503 | 1980.0001 | 257.9346 | 577.686 | 1950.31 | 948.9461 | 128.9673 | 768.3429 | 66.7439 | 194.026 | 910.8039 | 990.0001 | 1980.0001 | 990.0001 | 3491 | 11 | 4 | 2017-04-25 11:00 | WEEKDAY | 23.0335 | 11.33 | 600.149 | 582.1445 | 0 | 582.1445 | 2997.7164 | 0 | 0 | NA | 99.92%
| 11 | 5 | 2017-05-26 11:00 | 990.0001 | 934.9644 | 990.0001 | 678.0845 | 1980.0001 | 472.2042 | 461.396 | 1979.3762 | 952.9814 | 236.1021 | 537.7516 | 107.9054 | 135.7959 | 943.1171 | 990.0001 | 1980.0001 | 990.0001 | 3492 | 12 | 4 | 2017-04-25 12:00 | WEEKDAY | 22.5853 | 11.33 | 479.131 | 464.7571 | 0 | 464.7571 | 2997.7164 | 0 | 0 | NA | 99.92%
| 12 | 5 | 2017-05-26 12:00 | 990.0001 | 1290.9023 | 990.0001 | 189.334 | 1959.5744 | 651.9709 | 748.829 | 1966.5857 | 949.0558 | 325.9854 | 659.9316 | 233.4908 | 166.6494 | 943.1445 | 990.0001 | 1959.5744 | 990.0001 | 3493 | 13 | 4 | 2017-04-25 13:00 | WEEKDAY | 22.1093 | 11.33 | 779.429 | 756.0461 | 0 | 756.0461 | 2997.7164 | 0 | 0 | NA | 99.92%
| 13 | 5 | 2017-05-26 13:00 | 990.0001 | 1683.7767 | 990.0001 | 381.2095 | 1980.0001 | 850.3922 | 801.145 | 1894.6444 | 947.6716 | 425.1961 | 951.5806 | 110.9391 | 240.2981 | 925.6301 | 990.0001 | 1980.0001 | 990.0001 | 3494 | 14 | 4 | 2017-04-25 14:00 | WEEKDAY | 22.1316 | 1.96 | 834.522 | 809.4863 | 0 | 809.4863 | 2997.7164 | 0 | 0 | NA | 99.92%
| 14 | 5 | 2017-05-26 14:00 | 990.0001 | 1888.526 | 990.0001 | 218.8586 | 1966.6422 | 953.801 | 562.922 | 1800.5675 | 969.4917 | 476.9005 | 551.2299 | 102.9282 | 139.1995 | 858.2785 | 990.0001 | 1966.6422 | 990.0001 | 3495 | 15 | 4 | 2017-04-25 15:00 | WEEKDAY | 23.2506 | 1.96 | 584.741 | 567.1988 | 0 | 567.1988 | 2997.7164 | 0 | 0 | NA | 99.92%
| 15 | 5 | 2017-05-26 15:00 | 914.158 | 1658.2125 | 936.5223 | 307.2824 | 1921.6426 | 837.4811 | 990 | 1789.9362 | 964.5292 | 418.7405 | 779.5483 | 37.2073 | 196.8556 | 856.0147 | 914.158 | 1921.6426 | 914.158 | 3496 | 16 | 4 | 2017-04-25 16:00 | WEEKDAY | 23.6625 | 1.96 | 1055.32 | 990 | 0 | 990 | 2997.7164 | 0 | 0 | NA | 99.92%
| 16 | 5 | 2017-05-26 16:00 | 454.6444 | 1115.9054 | 896.2864 | 217.0222 | 1776.7825 | 563.5886 | 979.999 | 1712.0804 | 990.4574 | 281.7943 | 304.5469 | 106.5588 | 76.9058 | 652.8693 | 454.6444 | 1776.7825 | 454.6444 | 3497 | 17 | 4 | 2017-04-25 17:00 | WEEKDAY | 27.7571 | 19.93 | 1023.99 | 990 | 0 | 990 | 2997.7164 | 0 | 0 | NA | 99.92%
| 17 | 5 | 2017-05-26 17:00 | 270.7143 | 1473.4271 | 759.4836 | 74.0925 | 1408.2541 | 744.1551 | 902.581 | 1343.0024 | 990.3715 | 372.0776 | 413.3642 | 20.0337 | 104.3849 | 383.0153 | 270.7143 | 1408.2541 | 270.7143 | 3498 | 18 | 4 | 2017-04-25 18:00 | WEEKDAY | 28.7452 | 19.93 | 941.818 | 913.5635 | 0 | 913.5635 | 2997.7164 | 0 | 0 | NA | 99.92%
| 18 | 5 | 2017-05-26 18:00 | 60.2204 | 601.1431 | 346.8558 | 10.7002 | 535.4567 | 303.6076 | 697.27 | 491.02 | 724.9925 | 151.8038 | 201.3818 | 23.6846 | 50.854 | 109.5185 | 60.2204 | 535.4567 | 60.2204 | 3499 | 19 | 4 | 2017-04-25 19:00 | WEEKDAY | 27.4481 | 19.93 | 725.339 | 703.5788 | 0 | 703.5788 | 2997.7164 | 0 | 0 | NA | 99.92%
| 19 | 5 | 2017-05-26 19:00 | 0 | 5.7815 | 45.8786 | 0 | 0 | 2.9199 | 240.463 | 0 | 334.2242 | 1.46 | 20.1413 | 1.6055 | 5.0862 | 0 | 0 | 0 | 0 | 3500 | 20 | 4 | 2017-04-25 20:00 | WEEKDAY | 32.1856 | 12.08 | 251.024 | 243.4933 | 0 | 243.4933 | 2997.7164 | 0 | 0 | NA | 99.92%
| 20 | 5 | 2017-05-26 20:00 | 0 | 0 | 0 | 0 | 0 | 0 | 0 | 0 | 0 | 0 | 0 | 0 | 0 | 0 | 0 | 0 | 0 | 3501 | 21 | 4 | 2017-04-25 21:00 | WEEKDAY | 92.8186 | 12.08 | 0 | 0 | 0 | 0 | 2997.7164 | 0 | 0 | NA | 99.92%
| 21 | 5 | 2017-05-26 21:00 | 0 | 0 | 0 | 0 | 0 | 0 | 0 | 0 | 0 | 0 | 0 | 0 | 0 | 0 | 0 | 0 | 0 | 3502 | 22 | 4 | 2017-04-25 22:00 | WEEKDAY | 98.7781 | 12.08 | 0 | 0 | 0 | 0 | 2997.7164 | 0 | 0 | NA | 99.92%
| 22 | 5 | 2017-05-26 22:00 | 0 | 0 | 0 | 0 | 0 | 0 | 0 | 0 | 0 | 0 | 0 | 0 | 0 | 0 | 0 | 0 | 0 | 3503 | 23 | 4 | 2017-04-25 23:00 | WEEKDAY | 32.7006 | 2.27 | 0 | 0 | 0 | 0 | 2997.7164 | 0 | 0 | NA | 99.92%
| 23 | 5 | 2017-05-26 23:00 | 0 | 0 | 0 | 0 | 0 | 0 | 0 | 0 | 0 | 0 | 0 | 0 | 0 | 0 | 0 | 0 | 0 | 3504 | 0 | 4 | 2017-04-26 | WEEKDAY | 29.6331 | 2.27 | 0 | 0 | 0 | 0 | 2997.7164 | 0 | 0 | NA | 99.92%
| 0 | 5 | 2017-05-27 | 0 | 0 | 0 | 0 | 0 | 0 | 0 | 0 | 0 | 0 | 0 | 0 | 0 | 0 | 0 | 0 | 0 | 3505 | 1 | 4 | 2017-04-26 01:00 | WEEKDAY | 24.0439 | 2.27 | 0 | 0 | 0 | 0 | 2997.7164 | 0 | 0 | NA | 99.92%
| 1 | 5 | 2017-05-27 01:00 | 0 | 0 | 0 | 0 | 0 | 0 | 0 | 0 | 0 | 0 | 0 | 0 | 0 | 0 | 0 | 0 | 0 | 3506 | 2 | 4 | 2017-04-26 02:00 | WEEKDAY | 22.7078 | 2.27 | 0 | 0 | 0 | 0 | 2997.7164 | 0 | 0 | NA | 99.92%
| 2 | 5 | 2017-05-27 02:00 | 0 | 0 | 0 | 0 | 0 | 0 | 0 | 0 | 0 | 0 | 0 | 0 | 0 | 0 | 0 | 0 | 0 | 3507 | 3 | 4 | 2017-04-26 03:00 | WEEKDAY | 19.5374 | 2.27 | 0 | 0 | 0 | 0 | 2997.7164 | 0 | 0 | NA | 99.92%
| 3 | 5 | 2017-05-27 03:00 | 0 | 0 | 0 | 0 | 0 | 0 | 0 | 0 | 0 | 0 | 0 | 0 | 0 | 0 | 0 | 0 | 0 | 3508 | 4 | 4 | 2017-04-26 04:00 | WEEKDAY | 18.9974 | 2.27 | 0 | 0 | 0 | 0 | 2997.7164 | 0 | 0 | NA | 99.92%
| 4 | 5 | 2017-05-27 04:00 | 0 | 0 | 0 | 0 | 0 | 0 | 0 | 0 | 0 | 0 | 0 | 0 | 0 | 0 | 0 | 0 | 0 | 3509 | 5 | 4 | 2017-04-26 05:00 | WEEKDAY | 20.6424 | 2.27 | 0 | 0 | 0 | 0 | 2997.7164 | 0 | 0 | NA | 99.92%
| 5 | 5 | 2017-05-27 05:00 | 226.8116 | 0 | 1.5801 | 0 | 0 | 0 | 0 | 0 | 0 | 0 | 0 | 0 | 0 | 0 | 226.8116 | 0 | 226.8116 | 3510 | 6 | 4 | 2017-04-26 06:00 | WEEKDAY | 22.8915 | 20.45 | 0 | 0 | 0 | 0 | 2997.7164 | 0 | 0 | NA | 99.92%
| 6 | 5 | 2017-05-27 06:00 | 790.3006 | 52.9434 | 247.3098 | 317.3495 | 70.0866 | 26.7391 | 330 | 539.6318 | 0 | 13.3695 | 36.2408 | 77.0427 | 9.1517 | 151.7129 | 790.3006 | 70.0866 | 790.3006 | 3511 | 7 | 4 | 2017-04-26 07:00 | WEEKDAY | 30.2399 | 20.45 | 343.261 | 332.9632 | 0 | 332.9632 | 2997.7164 | 0 | 0 | NA | 99.92%
| 7 | 5 | 2017-05-27 07:00 | 947.7203 | 115.3998 | 758.4066 | 558.2225 | 594.2664 | 58.2827 | 510.894 | 663.7716 | 722.6607 | 29.1414 | 149.8644 | 184.2831 | 37.8446 | 184.8384 | 947.7203 | 594.2664 | 947.7203 | 3512 | 8 | 4 | 2017-04-26 08:00 | WEEKDAY | 23.9715 | 20.45 | 530.655 | 514.7353 | 0 | 514.7353 | 2997.7164 | 0 | 0 | NA | 99.92%
| 8 | 5 | 2017-05-27 08:00 | 990.0001 | 181.3996 | 924.9365 | 887.1435 | 892.726 | 91.616 | 198.921 | 1097.0008 | 899.4209 | 45.808 | 244.6538 | 202.0198 | 61.7813 | 263.5903 | 990.0001 | 892.726 | 990.0001 | 3513 | 9 | 4 | 2017-04-26 09:00 | WEEKDAY | 25.096 | 11.33 | 208.385 | 202.1334 | 0 | 202.1334 | 2997.7164 | 0 | 0 | NA | 99.92%
| 9 | 5 | 2017-05-27 09:00 | 990.0001 | 264.4967 | 981.5886 | 966.2406 | 1599.7154 | 133.5842 | 146.739 | 1891.947 | 957.9497 | 66.7921 | 382.0678 | 215.2802 | 96.4818 | 510.8315 | 990.0001 | 1599.7154 | 990.0001 | 3514 | 10 | 4 | 2017-04-26 10:00 | WEEKDAY | 48.5554 | 11.33 | 154.909 | 150.2617 | 0 | 150.2617 | 2997.7164 | 0 | 0 | NA | 99.92%
| 10 | 5 | 2017-05-27 10:00 | 990.0001 | 418.018 | 990.0001 | 957.887 | 1512.6302 | 211.1202 | 247.459 | 1980.0001 | 964.9133 | 105.5601 | 990.0001 | 173.2627 | 250 | 388.4329 | 990.0001 | 1512.6302 | 990.0001 | 3515 | 11 | 4 | 2017-04-26 11:00 | WEEKDAY | 45.3961 | 11.33 | 258.19 | 250.4443 | 0 | 250.4443 | 2997.7164 | 0 | 0 | NA | 99.92%
| 11 | 5 | 2017-05-27 11:00 | 990.0001 | 1980.0001 | 990.0001 | 981.763 | 1749.7955 | 1000.0001 | 295.908 | 1420.6192 | 947.8016 | 500 | 667.7585 | 239.0895 | 168.6259 | 438.9455 | 990.0001 | 1749.7955 | 990.0001 | 3516 | 12 | 4 | 2017-04-26 12:00 | WEEKDAY | 47.236 | 11.33 | 308.041 | 298.7998 | 0 | 298.7998 | 2997.7164 | 0 | 0 | NA | 99.92%
| 12 | 5 | 2017-05-27 12:00 | 990.0001 | 1821.642 | 990.0001 | 917.1616 | 1784.6718 | 920.0212 | 492.696 | 1417.8657 | 945.037 | 460.0106 | 918.3592 | 213.9286 | 231.9089 | 445.3394 | 990.0001 | 1784.6718 | 990.0001 | 3517 | 13 | 4 | 2017-04-26 13:00 | WEEKDAY | 32.3665 | 11.33 | 511.666 | 496.316 | 0 | 496.316 | 2997.7164 | 0 | 0 | NA | 99.92%
| 13 | 5 | 2017-05-27 13:00 | 990.0001 | 1260.3861 | 990.0001 | 950.8448 | 1848.6619 | 636.5586 | 471.103 | 1407.1773 | 945.4173 | 318.2793 | 861.0467 | 224.8877 | 217.436 | 693.0488 | 990.0001 | 1848.6619 | 990.0001 | 3518 | 14 | 4 | 2017-04-26 14:00 | WEEKDAY | 19.3899 | 1.96 | 489.235 | 474.558 | 0 | 474.558 | 2997.7164 | 0 | 0 | NA | 99.92%
| 14 | 5 | 2017-05-27 14:00 | 990.0001 | 1859.0111 | 949.6751 | 900.2119 | 1799.9754 | 938.8945 | 501.898 | 1872.5797 | 947.6745 | 469.4472 | 890.053 | 212.7845 | 224.7609 | 685.2171 | 990.0001 | 1799.9754 | 990.0001 | 3519 | 15 | 4 | 2017-04-26 15:00 | WEEKDAY | 19.7879 | 1.96 | 521.236 | 505.5989 | 0 | 505.5989 | 2997.7164 | 0 | 0 | NA | 99.92%
| 15 | 5 | 2017-05-27 15:00 | 990.0001 | 1890.8824 | 951.1262 | 636.772 | 1950.6132 | 954.9911 | 990 | 1283.5178 | 942.1494 | 477.4956 | 579.3926 | 236.6921 | 146.3113 | 896.0623 | 990.0001 | 1950.6132 | 990.0001 | 3520 | 16 | 4 | 2017-04-26 16:00 | WEEKDAY | 18.8359 | 1.96 | 1072.28 | 990 | 0 | 990 | 2997.7164 | 0 | 0 | NA | 99.92%
| 16 | 5 | 2017-05-27 16:00 | 868.8594 | 1781.1924 | 908.3245 | 527.7447 | 1816.3162 | 899.5921 | 990 | 758.4874 | 927.9864 | 449.7961 | 808.7318 | 130.1258 | 204.2252 | 827.9126 | 868.8594 | 1816.3162 | 868.8594 | 3521 | 17 | 4 | 2017-04-26 17:00 | WEEKDAY | 27.0389 | 19.93 | 1036.94 | 990 | 0 | 990 | 2997.7164 | 0 | 0 | NA | 99.92%
| 17 | 5 | 2017-05-27 17:00 | 593.6974 | 328.3926 | 765.6077 | 613.8517 | 1482.8862 | 165.8548 | 911.676 | 521.186 | 867.9948 | 82.9274 | 515.456 | 156.0603 | 130.1657 | 602.4217 | 593.6974 | 1482.8862 | 593.6974 | 3522 | 18 | 4 | 2017-04-26 18:00 | WEEKDAY | 27.7571 | 19.93 | 951.494 | 922.9492 | 67 | 989.9492 | 2997.7164 | 0 | 0 | NA | 99.92%
| 18 | 5 | 2017-05-27 18:00 | 81.0264 | 336.9587 | 398.3675 | 223.9454 | 459.022 | 170.1812 | 318.727 | 74.8637 | 704.9795 | 85.0906 | 264.5428 | 48.3739 | 66.8037 | 236.6926 | 81.0264 | 459.022 | 81.0264 | 3523 | 19 | 4 | 2017-04-26 19:00 | WEEKDAY | 29.3715 | 19.93 | 331.583 | 321.6355 | 0 | 321.6355 | 2928.6442 | 0 | 0 | NA | 97.62%
| 19 | 5 | 2017-05-27 19:00 | 0 | 1.0543 | 38.0341 | 0 | 12.7855 | 0.53248 | 40.9479 | 0 | 328.7117 | 0.26624 | 16.5196 | 1.9856 | 4.1716 | 0 | 0 | 12.7855 | 0 | 3524 | 20 | 4 | 2017-04-26 20:00 | WEEKDAY | 31.3617 | 12.08 | 46.8786 | 0 | 0 | 0 | 2928.6442 | 0 | 0 | NA | 97.62%
| 20 | 5 | 2017-05-27 20:00 | 0 | 0 | 0 | 0 | 0 | 0 | 0 | 0 | 0 | 0 | 0 | 0 | 0 | 0 | 0 | 0 | 0 | 3525 | 21 | 4 | 2017-04-26 21:00 | WEEKDAY | 34.2398 | 12.08 | 0 | 0 | 0 | 0 | 2975.5228 | 0 | 0 | NA | 99.18%
| 21 | 5 | 2017-05-27 21:00 | 0 | 0 | 0 | 0 | 0 | 0 | 0 | 0 | 0 | 0 | 0 | 0 | 0 | 0 | 0 | 0 | 0 | 3526 | 22 | 4 | 2017-04-26 22:00 | WEEKDAY | 30.2845 | 12.08 | 0 | 0 | 0 | 0 | 2975.5228 | 0 | 0 | NA | 99.18%
| 22 | 5 | 2017-05-27 22:00 | 0 | 0 | 0 | 0 | 0 | 0 | 0 | 0 | 0 | 0 | 0 | 0 | 0 | 0 | 0 | 0 | 0 | 3527 | 23 | 4 | 2017-04-26 23:00 | WEEKDAY | 33.1571 | 2.27 | 0 | 0 | 0 | 0 | 2975.5228 | 0 | 0 | NA | 99.18%
| 23 | 5 | 2017-05-27 23:00 | 0 | 0 | 0 | 0 | 0 | 0 | 0 | 0 | 0 | 0 | 0 | 0 | 0 | 0 | 0 | 0 | 0 | 3528 | 0 | 4 | 2017-04-27 | WEEKDAY | 24.2053 | 2.27 | 0 | 0 | 0 | 0 | 2975.5228 | 0 | 0 | NA | 99.18%
| 0 | 5 | 2017-05-28 | 0 | 0 | 0 | 0 | 0 | 0 | 0 | 0 | 0 | 0 | 0 | 0 | 0 | 0 | 0 | 0 | 0 | 3529 | 1 | 4 | 2017-04-27 01:00 | WEEKDAY | 23.0669 | 2.27 | 0 | 0 | 0 | 0 | 2975.5228 | 0 | 0 | NA | 99.18%
| 1 | 5 | 2017-05-28 01:00 | 0 | 0 | 0 | 0 | 0 | 0 | 0 | 0 | 0 | 0 | 0 | 0 | 0 | 0 | 0 | 0 | 0 | 3530 | 2 | 4 | 2017-04-27 02:00 | WEEKDAY | 21.8811 | 2.27 | 0 | 0 | 0 | 0 | 2975.5228 | 0 | 0 | NA | 99.18%
| 2 | 5 | 2017-05-28 02:00 | 0 | 0 | 0 | 0 | 0 | 0 | 0 | 0 | 0 | 0 | 0 | 0 | 0 | 0 | 0 | 0 | 0 | 3531 | 3 | 4 | 2017-04-27 03:00 | WEEKDAY | 19.5068 | 2.27 | 0 | 0 | 0 | 0 | 2975.5228 | 0 | 0 | NA | 99.18%
| 3 | 5 | 2017-05-28 03:00 | 0 | 0 | 0 | 0 | 0 | 0 | 0 | 0 | 0 | 0 | 0 | 0 | 0 | 0 | 0 | 0 | 0 | 3532 | 4 | 4 | 2017-04-27 04:00 | WEEKDAY | 15.6238 | 2.27 | 0 | 0 | 0 | 0 | 2975.5228 | 0 | 0 | NA | 99.18%
| 4 | 5 | 2017-05-28 04:00 | 0 | 0 | 0 | 0 | 0 | 0 | 0 | 0 | 0 | 0 | 0 | 0 | 0 | 0 | 0 | 0 | 0 | 3533 | 5 | 4 | 2017-04-27 05:00 | WEEKDAY | 0.63185 | 2.27 | 0 | 0 | 0 | 0 | 2975.5228 | 0 | 0 | NA | 99.18%
| 5 | 5 | 2017-05-28 05:00 | 248.4198 | 0 | 2.0274 | 0 | 0 | 0 | 0 | 0 | 0 | 0 | 4.5357 | 0 | 1.1454 | 2.0936 | 248.4198 | 0 | 248.4198 | 3534 | 6 | 4 | 2017-04-27 06:00 | WEEKDAY | 14.5744 | 20.45 | 0 | 0 | 0 | 0 | 2975.5228 | 0 | 0 | NA | 99.18%
| 6 | 5 | 2017-05-28 06:00 | 729.9329 | 257.3403 | 180.1434 | 59.9556 | 203.1309 | 129.9699 | 154.804 | 621.2296 | 288.9659 | 64.9849 | 129.6786 | 61.829 | 32.7471 | 303.0808 | 729.9329 | 203.1309 | 729.9329 | 3535 | 7 | 4 | 2017-04-27 07:00 | WEEKDAY | 19.4956 | 20.45 | 163.206 | 158.3098 | 0 | 158.3098 | 2975.5228 | 0 | 0 | NA | 99.18%
| 7 | 5 | 2017-05-28 07:00 | 965.1123 | 1040.4122 | 665.9528 | 47.6749 | 629.5569 | 525.4607 | 155.536 | 1368.0814 | 693.5684 | 262.7303 | 662.797 | 84.5028 | 167.373 | 669.7375 | 965.1123 | 629.5569 | 965.1123 | 3536 | 8 | 4 | 2017-04-27 08:00 | WEEKDAY | 19.7461 | 20.45 | 163.944 | 159.0257 | 0 | 159.0257 | 2975.5228 | 0 | 0 | NA | 99.18%
| 8 | 5 | 2017-05-28 08:00 | 990.0001 | 1566.4417 | 886.7869 | 73.6469 | 905.6388 | 791.1322 | 665.296 | 254.9232 | 861.3455 | 395.5661 | 856.8795 | 185.9799 | 216.3837 | 884.4063 | 990.0001 | 905.6388 | 990.0001 | 3537 | 9 | 4 | 2017-04-27 09:00 | WEEKDAY | 20.6397 | 11.33 | 691.847 | 671.0916 | 0 | 671.0916 | 2975.5228 | 0 | 0 | NA | 99.18%
| 9 | 5 | 2017-05-28 09:00 | 990.0001 | 1831.67 | 990.0001 | 333.0252 | 1649.7358 | 925.0859 | 608.232 | 388.5684 | 918.2631 | 462.5429 | 920.783 | 209.8324 | 232.521 | 958.1309 | 990.0001 | 1649.7358 | 990.0001 | 3538 | 10 | 4 | 2017-04-27 10:00 | WEEKDAY | 19.9577 | 11.33 | 632.098 | 613.1351 | 0 | 613.1351 | 2975.5228 | 0 | 0 | NA | 99.18%
| 10 | 5 | 2017-05-28 10:00 | 990.0001 | 1450.7956 | 990.0001 | 990.0001 | 1931.7829 | 732.7251 | 780.302 | 651.0911 | 192.3258 | 366.3625 | 934.0662 | 193.901 | 235.8753 | 946.4239 | 990.0001 | 1931.7829 | 990.0001 | 3539 | 11 | 4 | 2017-04-27 11:00 | WEEKDAY | 18.5298 | 11.33 | 812.631 | 788.2521 | 0 | 788.2521 | 2975.5228 | 0 | 0 | NA | 99.18%
| 11 | 5 | 2017-05-28 11:00 | 990.0001 | 1576.2301 | 990.0001 | 990.0001 | 1953.1276 | 796.0758 | 695.361 | 1971.0396 | 202.6097 | 398.0379 | 925.9136 | 212.1895 | 233.8166 | 951.2282 | 990.0001 | 1953.1276 | 990.0001 | 3540 | 12 | 4 | 2017-04-27 12:00 | WEEKDAY | 17.0907 | 11.33 | 723.306 | 701.6068 | 0 | 701.6068 | 2975.5228 | 0 | 0 | NA | 99.18%
| 12 | 5 | 2017-05-28 12:00 | 990.0001 | 1980.0001 | 990.0001 | 601.7804 | 1946.2526 | 1000.0001 | 733.863 | 1969.0729 | 708.4754 | 500 | 964.6033 | 229.4387 | 243.5867 | 949.7893 | 990.0001 | 1946.2526 | 990.0001 | 3541 | 13 | 4 | 2017-04-27 13:00 | WEEKDAY | 17.1157 | 11.33 | 763.734 | 740.822 | 0 | 740.822 | 2975.5228 | 0 | 0 | NA | 99.18%
| 13 | 5 | 2017-05-28 13:00 | 990.0001 | 1971.769 | 976.9152 | 972.026 | 1808.0381 | 995.8429 | 562.688 | 1976.2632 | 762.1174 | 497.9215 | 941.5462 | 193.3086 | 237.7642 | 944.9454 | 990.0001 | 1808.0381 | 990.0001 | 3542 | 14 | 4 | 2017-04-27 14:00 | WEEKDAY | 17.6196 | 1.96 | 584.518 | 566.9825 | 0 | 566.9825 | 2975.5228 | 0 | 0 | NA | 99.18%
| 14 | 5 | 2017-05-28 14:00 | 990.0001 | 1752.154 | 968.0483 | 900.8517 | 1971.3479 | 884.9262 | 682.928 | 1944.1691 | 754.92 | 442.4631 | 948.7762 | 113.8519 | 239.5899 | 913.8808 | 990.0001 | 1971.3479 | 990.0001 | 3543 | 15 | 4 | 2017-04-27 15:00 | WEEKDAY | 17.3022 | 1.96 | 710.252 | 688.9444 | 0 | 688.9444 | 2975.5228 | 0 | 0 | NA | 99.18%
| 15 | 5 | 2017-05-28 15:00 | 972.2651 | 1784.9101 | 898.4384 | 755.9611 | 1725.3643 | 901.4697 | 353.389 | 1368.4677 | 403.4201 | 450.7349 | 881.1627 | 26.7131 | 222.5158 | 895.9582 | 972.2651 | 1725.3643 | 972.2651 | 3544 | 16 | 4 | 2017-04-27 16:00 | WEEKDAY | 16.6064 | 1.96 | 367.325 | 356.3053 | 0 | 356.3053 | 2975.5228 | 0 | 0 | NA | 99.18%
| 16 | 5 | 2017-05-28 16:00 | 852.5478 | 855.5448 | 914.9839 | 364.815 | 1744.4561 | 432.0933 | 364.65 | 424.1785 | 39.341 | 216.0467 | 872.9872 | 36.3076 | 220.4513 | 750.517 | 852.5478 | 1744.4561 | 852.5478 | 3545 | 17 | 4 | 2017-04-27 17:00 | WEEKDAY | 18.5576 | 19.93 | 378.967 | 367.598 | 0 | 367.598 | 2975.5228 | 0 | 0 | NA | 99.18%
| 17 | 5 | 2017-05-28 17:00 | 574.7382 | 933.429 | 763.9588 | 680.2748 | 1228.9443 | 471.4288 | 642.333 | 242.841 | 0 | 235.7144 | 723.4691 | 37.5212 | 182.6942 | 603.5809 | 574.7382 | 1228.9443 | 574.7382 | 3546 | 18 | 4 | 2017-04-27 18:00 | WEEKDAY | 20.0718 | 19.93 | 667.771 | 647.7379 | 0 | 647.7379 | 2975.5228 | 0 | 0 | NA | 99.18%
| 18 | 5 | 2017-05-28 18:00 | 80.5747 | 334.3907 | 411.6399 | 268.919 | 197.9263 | 168.8842 | 379.031 | 72.7898 | 20.7425 | 84.4421 | 399.3812 | 18.5989 | 100.8538 | 245.1395 | 80.5747 | 197.9263 | 80.5747 | 3547 | 19 | 4 | 2017-04-27 19:00 | WEEKDAY | 20.4559 | 19.93 | 393.86 | 382.0442 | 0 | 382.0442 | 2975.5228 | 0 | 0 | NA | 99.18%
| 19 | 5 | 2017-05-28 19:00 | 0 | 0 | 34.5467 | 0 | 0 | 0 | 48.473 | 0 | 26.4169 | 0 | 24.3361 | 0 | 6.1455 | 0 | 0 | 0 | 0 | 3548 | 20 | 4 | 2017-04-27 20:00 | WEEKDAY | 20.8818 | 12.08 | 54.5554 | 52.9187 | 0 | 52.9187 | 2975.5228 | 0 | 0 | NA | 99.18%
| 20 | 5 | 2017-05-28 20:00 | 0 | 0 | 0 | 0 | 0 | 0 | 0 | 0 | 0 | 0 | 0 | 0 | 0 | 0 | 0 | 0 | 0 | 3549 | 21 | 4 | 2017-04-27 21:00 | WEEKDAY | 21.8616 | 12.08 | 0 | 0 | 0 | 0 | 2975.5228 | 0 | 0 | NA | 99.18%
| 21 | 5 | 2017-05-28 21:00 | 0 | 0 | 0 | 0 | 0 | 0 | 0 | 0 | 0 | 0 | 0 | 0 | 0 | 0 | 0 | 0 | 0 | 3550 | 22 | 4 | 2017-04-27 22:00 | WEEKDAY | 21.4747 | 12.08 | 0 | 0 | 0 | 0 | 2975.5228 | 0 | 0 | NA | 99.18%
| 22 | 5 | 2017-05-28 22:00 | 0 | 0 | 0 | 0 | 0 | 0 | 0 | 0 | 0 | 0 | 0 | 0 | 0 | 0 | 0 | 0 | 0 | 3551 | 23 | 4 | 2017-04-27 23:00 | WEEKDAY | 19.9633 | 2.27 | 0 | 0 | 0 | 0 | 2975.5228 | 0 | 0 | NA | 99.18%
| 23 | 5 | 2017-05-28 23:00 | 0 | 0 | 0 | 0 | 0 | 0 | 0 | 0 | 0 | 0 | 0 | 0 | 0 | 0 | 0 | 0 | 0 | 3552 | 0 | 4 | 2017-04-28 | WEEKDAY | 18.6327 | 2.27 | 0 | 0 | 0 | 0 | 2975.5228 | 0 | 0 | NA | 99.18%
| 0 | 5 | 2017-05-29 | 0 | 0 | 0 | 0 | 0 | 0 | 0 | 0 | 0 | 0 | 0 | 0 | 0 | 0 | 0 | 0 | 0 | 3553 | 1 | 4 | 2017-04-28 01:00 | WEEKDAY | 19.6933 | 2.27 | 0 | 0 | 0 | 0 | 2975.5228 | 0 | 0 | NA | 99.18%
| 1 | 5 | 2017-05-29 01:00 | 0 | 0 | 0 | 0 | 0 | 0 | 0 | 0 | 0 | 0 | 0 | 0 | 0 | 0 | 0 | 0 | 0 | 3554 | 2 | 4 | 2017-04-28 02:00 | WEEKDAY | 18.6021 | 2.27 | 0 | 0 | 0 | 0 | 2975.5228 | 0 | 0 | NA | 99.18%
| 2 | 5 | 2017-05-29 02:00 | 0 | 0 | 0 | 0 | 0 | 0 | 0 | 0 | 0 | 0 | 0 | 0 | 0 | 0 | 0 | 0 | 0 | 3555 | 3 | 4 | 2017-04-28 03:00 | WEEKDAY | 18.4073 | 2.27 | 0 | 0 | 0 | 0 | 2975.5228 | 0 | 0 | NA | 99.18%
| 3 | 5 | 2017-05-29 03:00 | 0 | 0 | 0 | 0 | 0 | 0 | 0 | 0 | 0 | 0 | 0 | 0 | 0 | 0 | 0 | 0 | 0 | 3556 | 4 | 4 | 2017-04-28 04:00 | WEEKDAY | 19.0308 | 2.27 | 0 | 0 | 0 | 0 | 2975.5228 | 0 | 0 | NA | 99.18%
| 4 | 5 | 2017-05-29 04:00 | 0 | 0 | 0 | 0 | 0 | 0 | 0 | 0 | 0 | 0 | 0 | 0 | 0 | 0 | 0 | 0 | 0 | 3557 | 5 | 4 | 2017-04-28 05:00 | WEEKDAY | 22.7495 | 2.27 | 0 | 0 | 0 | 0 | 2975.5228 | 0 | 0 | NA | 99.18%
| 5 | 5 | 2017-05-29 05:00 | 250.0849 | 0 | 2.6131 | 0 | 0 | 0 | 0 | 0 | 0 | 0 | 0 | 0 | 0 | 4.7142 | 250.0849 | 0 | 250.0849 | 3558 | 6 | 4 | 2017-04-28 06:00 | WEEKDAY | 22.9444 | 20.45 | 0 | 0 | 0 | 0 | 2975.5228 | 0 | 0 | NA | 99.18%
| 6 | 5 | 2017-05-29 06:00 | 765.6174 | 71.6786 | 190.9904 | 121.6675 | 57.8914 | 36.2013 | 4.4257 | 48.8012 | 0 | 18.1006 | 95.7814 | 29.2051 | 24.1872 | 340.4748 | 765.6174 | 57.8914 | 765.6174 | 3559 | 7 | 4 | 2017-04-28 07:00 | WEEKDAY | 29.5663 | 20.45 | 9.6444 | 0 | 0 | 0 | 2975.5228 | 0 | 0 | NA | 99.18%
| 7 | 5 | 2017-05-29 07:00 | 952.9725 | 145.3201 | 580.4285 | 202.1288 | 122.9138 | 73.394 | 24.2732 | 1274.4177 | 6.0846 | 36.697 | 531.4192 | 115.4129 | 134.1968 | 728.8016 | 952.9725 | 122.9138 | 952.9725 | 3560 | 8 | 4 | 2017-04-28 08:00 | WEEKDAY | 24.7731 | 20.45 | 29.8968 | 28.9999 | 0 | 28.9999 | 2985.1672 | 0 | 0 | NA | 99.51%
| 8 | 5 | 2017-05-29 08:00 | 990.0001 | 274.092 | 808.9168 | 242.8692 | 213.9508 | 138.4303 | 171.291 | 1444.3319 | 9.6522 | 69.2152 | 798.8931 | 58.6921 | 201.7407 | 890.8579 | 990.0001 | 213.9508 | 990.0001 | 3561 | 9 | 4 | 2017-04-28 09:00 | WEEKDAY | 29.2602 | 11.33 | 180.067 | 174.665 | 0 | 174.665 | 2985.1672 | 0 | 0 | NA | 99.51%
| 9 | 5 | 2017-05-29 09:00 | 990.0001 | 1515.1163 | 897.1116 | 467.2359 | 171.3663 | 765.2102 | 205.257 | 1388.3501 | 135.3596 | 382.6051 | 925.2274 | 82.4634 | 233.6433 | 946.2732 | 990.0001 | 171.3663 | 990.0001 | 3562 | 10 | 4 | 2017-04-28 10:00 | WEEKDAY | 31.6094 | 11.33 | 214.881 | 208.4346 | 0 | 208.4346 | 2985.1672 | 0 | 0 | NA | 99.51%
| 10 | 5 | 2017-05-29 10:00 | 990.0001 | 825.6382 | 915.1778 | 355.3314 | 2.4034 | 416.989 | 356.812 | 272.8552 | 509.6293 | 208.4945 | 890.6151 | 230.6903 | 224.9028 | 953.0567 | 990.0001 | 2.4034 | 990.0001 | 3563 | 11 | 4 | 2017-04-28 11:00 | WEEKDAY | 32.9539 | 11.33 | 370.891 | 359.7643 | 0 | 359.7643 | 2985.1672 | 0 | 0 | NA | 99.51%
| 11 | 5 | 2017-05-29 11:00 | 990.0001 | 903.2889 | 892.5349 | 354.0298 | 97.6679 | 456.2065 | 325.371 | 320.176 | 434.529 | 228.1033 | 990.0001 | 152.0305 | 250 | 953.8202 | 990.0001 | 97.6679 | 990.0001 | 3564 | 12 | 4 | 2017-04-28 12:00 | WEEKDAY | 29.2546 | 11.33 | 338.432 | 328.279 | 0 | 328.279 | 2985.1672 | 0 | 0 | NA | 99.51%
| 12 | 5 | 2017-05-29 12:00 | 990.0001 | 1732.4177 | 940.0221 | 641.8038 | 685.8023 | 874.9584 | 553.515 | 435.4354 | 989.8887 | 437.4792 | 848.0755 | 189.1952 | 214.1605 | 962.0382 | 990.0001 | 685.8023 | 990.0001 | 3565 | 13 | 4 | 2017-04-28 13:00 | WEEKDAY | 26.9749 | 11.33 | 574.991 | 557.7413 | 0 | 557.7413 | 2985.1672 | 0 | 0 | NA | 99.51%
| 13 | 5 | 2017-05-29 13:00 | 990.0001 | 1980.0001 | 965.3449 | 661.6393 | 1980.0001 | 1000.0001 | 578.892 | 1929.7674 | 0 | 500 | 865.349 | 250 | 218.5225 | 950.3659 | 990.0001 | 1980.0001 | 990.0001 | 3566 | 14 | 4 | 2017-04-28 14:00 | WEEKDAY | 28.2915 | 1.96 | 601.454 | 583.4104 | 0 | 583.4104 | 2985.1672 | 0 | 0 | NA | 99.51%
| 14 | 5 | 2017-05-29 14:00 | 990.0001 | 1743.6738 | 926.1131 | 790.761 | 975.6677 | 880.6433 | 503.936 | 1925.1638 | 556.0797 | 440.3217 | 508.481 | 250 | 128.4043 | 941.502 | 990.0001 | 975.6677 | 990.0001 | 3567 | 15 | 4 | 2017-04-28 15:00 | WEEKDAY | 33.5495 | 1.96 | 523.369 | 507.6679 | 0 | 507.6679 | 2985.1672 | 0 | 0 | NA | 99.51%
| 15 | 5 | 2017-05-29 15:00 | 981.7323 | 1715.6066 | 758.8572 | 467.8649 | 409.657 | 866.468 | 990 | 1832.6444 | 669.2292 | 433.234 | 560.6002 | 109.1648 | 141.5657 | 918.1501 | 981.7323 | 409.657 | 981.7323 | 3568 | 16 | 4 | 2017-04-28 16:00 | WEEKDAY | 35.5564 | 1.96 | 1059.26 | 990 | 0 | 990 | 2985.1672 | 0 | 0 | NA | 99.51%
| 16 | 5 | 2017-05-29 16:00 | 863.0346 | 1737.6423 | 928.1424 | 587.9908 | 124.7937 | 877.5971 | 509.654 | 1311.0117 | 395.5747 | 438.7986 | 207.9672 | 167.1325 | 52.517 | 830.9028 | 863.0346 | 124.7937 | 863.0346 | 3569 | 17 | 4 | 2017-04-28 17:00 | WEEKDAY | 32.1745 | 19.93 | 529.333 | 513.453 | 0 | 513.453 | 2985.1672 | 0 | 0 | NA | 99.51%
| 17 | 5 | 2017-05-29 17:00 | 601.9444 | 1352.8755 | 359.135 | 695.3235 | 126.6568 | 683.2704 | 223.974 | 1408.9361 | 0 | 341.6352 | 130.9147 | 186.2559 | 33.0593 | 679.2683 | 601.9444 | 126.6568 | 601.9444 | 3570 | 18 | 4 | 2017-04-28 18:00 | WEEKDAY | 28.7981 | 19.93 | 234.097 | 227.0741 | 0 | 227.0741 | 2985.1672 | 0 | 0 | NA | 99.51%
| 18 | 5 | 2017-05-29 18:00 | 79.9098 | 501.8385 | 389.3452 | 279.7632 | 374.3246 | 253.4538 | 17.8519 | 583.7013 | 0 | 126.7269 | 128.5211 | 91.0511 | 32.4548 | 279.3516 | 79.9098 | 374.3246 | 79.9098 | 3571 | 19 | 4 | 2017-04-28 19:00 | WEEKDAY | 29.764 | 19.93 | 23.3412 | 22.641 | 0 | 22.641 | 2985.1672 | 0 | 0 | NA | 99.51%
| 19 | 5 | 2017-05-29 19:00 | 0 | 2.7415 | 45.1313 | 0 | 28.1198 | 1.3846 | 0 | 0 | 990.4192 | 0.69229 | 15.3933 | 0 | 3.8872 | 0 | 0 | 28.1198 | 0 | 3572 | 20 | 4 | 2017-04-28 20:00 | WEEKDAY | 25.9422 | 12.08 | 4.2821 | 0 | 0 | 0 | 2985.1672 | 0 | 0 | NA | 99.51%
| 20 | 5 | 2017-05-29 20:00 | 0 | 0 | 0 | 0 | 0 | 0 | 0 | 0 | 0 | 0 | 0 | 0 | 0 | 0 | 0 | 0 | 0 | 3573 | 21 | 4 | 2017-04-28 21:00 | WEEKDAY | 23.2255 | 12.08 | 0 | 0 | 0 | 0 | 2989.4493 | 0 | 0 | NA | 99.65%
| 21 | 5 | 2017-05-29 21:00 | 0 | 0 | 0 | 0 | 0 | 0 | 0 | 0 | 0 | 0 | 0 | 0 | 0 | 0 | 0 | 0 | 0 | 3574 | 22 | 4 | 2017-04-28 22:00 | WEEKDAY | 22.6633 | 12.08 | 0 | 0 | 0 | 0 | 2989.4493 | 0 | 0 | NA | 99.65%
| 22 | 5 | 2017-05-29 22:00 | 0 | 0 | 0 | 0 | 0 | 0 | 0 | 0 | 0 | 0 | 0 | 0 | 0 | 0 | 0 | 0 | 0 | 3575 | 23 | 4 | 2017-04-28 23:00 | WEEKDAY | 22.8915 | 2.27 | 0 | 0 | 0 | 0 | 2989.4493 | 0 | 0 | NA | 99.65%
| 23 | 5 | 2017-05-29 23:00 | 0 | 0 | 0 | 0 | 0 | 0 | 0 | 0 | 0 | 0 | 0 | 0 | 0 | 0 | 0 | 0 | 0 | 3576 | 0 | 4 | 2017-04-29 | WEEKEND | 20.5645 | 2.27 | 0 | 0 | 0 | 0 | 2989.4493 | 0 | 0 | NA | 99.65%
| 0 | 5 | 2017-05-30 | 0 | 0 | 0 | 0 | 0 | 0 | 0 | 0 | 0 | 0 | 0 | 0 | 0 | 0 | 0 | 0 | 0 | 3577 | 1 | 4 | 2017-04-29 01:00 | WEEKEND | 20.7371 | 2.27 | 0 | 0 | 0 | 0 | 2989.4493 | 0 | 0 | NA | 99.65%
| 1 | 5 | 2017-05-30 01:00 | 0 | 0 | 0 | 0 | 0 | 0 | 0 | 0 | 0 | 0 | 0 | 0 | 0 | 0 | 0 | 0 | 0 | 3578 | 2 | 4 | 2017-04-29 02:00 | WEEKEND | 20.6369 | 2.27 | 0 | 0 | 0 | 0 | 2989.4493 | 0 | 0 | NA | 99.65%
| 2 | 5 | 2017-05-30 02:00 | 0 | 0 | 0 | 0 | 0 | 0 | 0 | 0 | 0 | 0 | 0 | 0 | 0 | 0 | 0 | 0 | 0 | 3579 | 3 | 4 | 2017-04-29 03:00 | WEEKEND | 18.4852 | 2.27 | 0 | 0 | 0 | 0 | 2989.4493 | 0 | 0 | NA | 99.65%
| 3 | 5 | 2017-05-30 03:00 | 0 | 0 | 0 | 0 | 0 | 0 | 0 | 0 | 0 | 0 | 0 | 0 | 0 | 0 | 0 | 0 | 0 | 3580 | 4 | 4 | 2017-04-29 04:00 | WEEKEND | 18.8888 | 2.27 | 0 | 0 | 0 | 0 | 2989.4493 | 0 | 0 | NA | 99.65%
| 4 | 5 | 2017-05-30 04:00 | 0 | 0 | 0 | 0 | 0 | 0 | 0 | 0 | 0 | 0 | 0 | 0 | 0 | 0 | 0 | 0 | 0 | 3581 | 5 | 4 | 2017-04-29 05:00 | WEEKEND | 20.4253 | 2.27 | 0 | 0 | 0 | 0 | 2989.4493 | 0 | 0 | NA | 99.65%
| 5 | 5 | 2017-05-30 05:00 | 247.8493 | 0 | 1.9171 | 0 | 0 | 0 | 0 | 0 | 0 | 0 | 0 | 0 | 0 | 4.842 | 247.8493 | 0 | 247.8493 | 3582 | 6 | 4 | 2017-04-29 06:00 | WEEKEND | 20.9848 | 2.27 | 0 | 0 | 0 | 0 | 2989.4493 | 0 | 0 | NA | 99.65%
| 6 | 5 | 2017-05-30 06:00 | 762.2709 | 57.8901 | 236.9351 | 305.3472 | 280.1754 | 29.2374 | 167.984 | 625.9139 | 0 | 14.6187 | 29.1569 | 28.5231 | 7.3629 | 337.8941 | 762.2709 | 280.1754 | 762.2709 | 3583 | 7 | 4 | 2017-04-29 07:00 | WEEKEND | 20.6925 | 2.27 | 176.699 | 171.398 | 0 | 171.398 | 2989.4493 | 0 | 0 | NA | 99.65%
| 7 | 5 | 2017-05-30 07:00 | 951.522 | 168.3096 | 738.5126 | 609.2403 | 1243.6801 | 85.0049 | 356.647 | 1355.2334 | 0 | 42.5024 | 58.2877 | 20.976 | 14.7191 | 712.9911 | 951.522 | 1243.6801 | 951.522 | 3584 | 8 | 4 | 2017-04-29 08:00 | WEEKEND | 20.5923 | 2.27 | 370.754 | 359.6314 | 0 | 359.6314 | 2989.4493 | 0 | 0 | NA | 99.65%
| 8 | 5 | 2017-05-30 08:00 | 990.0001 | 297.106 | 819.289 | 669.591 | 1447.3086 | 150.0535 | 941.403 | 940.0192 | 0 | 75.0268 | 178.7793 | 170.7045 | 45.1463 | 894.1493 | 990.0001 | 1447.3086 | 990.0001 | 3585 | 9 | 4 | 2017-04-29 09:00 | WEEKEND | 20.4003 | 2.27 | 983.086 | 953.5934 | 0 | 953.5934 | 2989.4493 | 0 | 0 | NA | 99.65%
| 9 | 5 | 2017-05-30 09:00 | 990.0001 | 996.7678 | 854.6226 | 612.8018 | 1837.1314 | 503.4181 | 990 | 1504.9469 | 518.1594 | 251.709 | 222.0164 | 250 | 56.0648 | 945.4803 | 990.0001 | 1837.1314 | 990.0001 | 3586 | 10 | 4 | 2017-04-29 10:00 | WEEKEND | 21.5666 | 2.27 | 1049.28 | 990 | 0 | 990 | 2989.4493 | 0 | 0 | NA | 99.65%
| 10 | 5 | 2017-05-30 10:00 | 990.0001 | 1908.6517 | 733.571 | 699.1914 | 1227.745 | 963.9655 | 990 | 1950.0472 | 661.2684 | 481.9828 | 228.554 | 250 | 57.7156 | 967.3994 | 990.0001 | 1227.745 | 990.0001 | 3587 | 11 | 4 | 2017-04-29 11:00 | WEEKEND | 25.9172 | 2.27 | 1059.92 | 990 | 0 | 990 | 2989.4493 | 0 | 0 | NA | 99.65%
| 11 | 5 | 2017-05-30 11:00 | 990.0001 | 499.3684 | 801.317 | 484.9968 | 1867.0568 | 252.2063 | 735.237 | 1977.723 | 425.9716 | 126.1031 | 419.7081 | 250 | 105.9869 | 971.4095 | 990.0001 | 1867.0568 | 990.0001 | 3588 | 12 | 4 | 2017-04-29 12:00 | WEEKEND | 24.3584 | 2.27 | 765.203 | 742.2469 | 0 | 742.2469 | 2989.4493 | 0 | 0 | NA | 99.65%
| 12 | 5 | 2017-05-30 12:00 | 990.0001 | 1589.337 | 901.3982 | 505.9598 | 1335.2916 | 802.6954 | 786.57 | 1963.3055 | 971.8139 | 401.3477 | 497.43 | 250 | 125.6136 | 968.9126 | 990.0001 | 1335.2916 | 990.0001 | 3589 | 13 | 4 | 2017-04-29 13:00 | WEEKEND | 25.0515 | 2.27 | 819.195 | 794.6191 | 195 | 989.6191 | 2989.4493 | 0 | 0 | NA | 99.65%
| 13 | 5 | 2017-05-30 13:00 | 990.0001 | 1980.0001 | 848.4736 | 206.9722 | 226.4929 | 1000.0001 | 990 | 1956.5251 | 718.4877 | 500 | 414.2683 | 250 | 104.6132 | 949.6008 | 990.0001 | 226.4929 | 990.0001 | 3590 | 14 | 4 | 2017-04-29 14:00 | WEEKEND | 32.6755 | 2.27 | 1042.16 | 990 | 0 | 990 | 2788.4184 | 0 | 0 | NA | 92.95%
| 14 | 5 | 2017-05-30 14:00 | 990.0001 | 1868.0241 | 772.1325 | 570.4976 | 939.9328 | 943.4465 | 549.112 | 1938.8015 | 970 | 471.7233 | 272.1105 | 239.2649 | 68.7148 | 946.0116 | 990.0001 | 939.9328 | 990.0001 | 3591 | 15 | 4 | 2017-04-29 15:00 | WEEKEND | 61.7993 | 2.27 | 570.361 | 553.2502 | 437 | 990.2502 | 2788.4184 | 0 | 0 | NA | 92.95%
| 15 | 5 | 2017-05-30 15:00 | 968.5124 | 1937.9887 | 512.6969 | 910.4021 | 836.0269 | 978.7822 | 990 | 1897.2298 | 0 | 489.3911 | 774.6335 | 235.32 | 195.6145 | 931.0631 | 968.5124 | 836.0269 | 968.5124 | 3592 | 16 | 4 | 2017-04-29 16:00 | WEEKEND | 62.4339 | 2.27 | 1050.4 | 990 | 0 | 990 | 2337.9029 | 0 | 0 | NA | 77.93%
| 16 | 5 | 2017-05-30 16:00 | 794.7824 | 1822.3789 | 464.5745 | 758.927 | 199.3825 | 920.3934 | 976.004 | 1732.7029 | 953.6099 | 460.1967 | 276.1297 | 223.3495 | 69.7297 | 866.225 | 794.7824 | 199.3825 | 794.7824 | 3593 | 17 | 4 | 2017-04-29 17:00 | WEEKEND | 34.4792 | 2.27 | 1019.71 | 989.1187 | 0 | 989.1187 | 2337.9029 | 0 | 0 | NA | 77.93%
| 17 | 5 | 2017-05-30 17:00 | 329.7213 | 1502.5505 | 517.459 | 200.6148 | 127.1939 | 758.8639 | 903.529 | 788.1868 | 588.7822 | 379.4319 | 174.481 | 189.3045 | 44.0609 | 696.9396 | 329.7213 | 127.1939 | 329.7213 | 3594 | 18 | 4 | 2017-04-29 18:00 | WEEKEND | 22.9249 | 2.27 | 942.788 | 914.5044 | 0 | 914.5044 | 2337.9029 | 0 | 0 | NA | 77.93%
| 18 | 5 | 2017-05-30 18:00 | 66.2858 | 672.6327 | 281.1669 | 252.6925 | 52.7268 | 339.7135 | 713.467 | 548.2858 | 527.3551 | 169.8567 | 165.716 | 95.6165 | 41.8475 | 309.5968 | 66.2858 | 52.7268 | 66.2858 | 3595 | 19 | 4 | 2017-04-29 19:00 | WEEKEND | 21.6027 | 2.27 | 742.338 | 720.0679 | 0 | 720.0679 | 2337.9029 | 0 | 0 | NA | 77.93%
| 19 | 5 | 2017-05-30 19:00 | 0 | 10.3289 | 25.9316 | 0 | 0 | 5.2166 | 268.527 | 0 | 0 | 2.6083 | 10.6544 | 3.026 | 2.6905 | 0 | 0 | 0 | 0 | 3596 | 20 | 4 | 2017-04-29 20:00 | WEEKEND | 20.1776 | 2.27 | 279.871 | 271.4749 | 719 | 990.4749 | 2337.9029 | 0 | 0 | NA | 77.93%
| 20 | 5 | 2017-05-30 20:00 | 0 | 0 | 0 | 0 | 0 | 0 | 0 | 0 | 0 | 0 | 0 | 0 | 0 | 0 | 0 | 0 | 0 | 3597 | 21 | 4 | 2017-04-29 21:00 | WEEKEND | 20.3446 | 2.27 | 0 | 0 | 0 | 0 | 1596.6658 | 0 | 0 | NA | 53.22%
| 21 | 5 | 2017-05-30 21:00 | 0 | 0 | 0 | 0 | 0 | 0 | 0 | 0 | 0 | 0 | 0 | 0 | 0 | 0 | 0 | 0 | 0 | 3598 | 22 | 4 | 2017-04-29 22:00 | WEEKEND | 18.7831 | 2.27 | 0 | 0 | 0 | 0 | 1596.6658 | 0 | 0 | NA | 53.22%
| 22 | 5 | 2017-05-30 22:00 | 0 | 0 | 0 | 0 | 0 | 0 | 0 | 0 | 0 | 0 | 0 | 0 | 0 | 0 | 0 | 0 | 0 | 3599 | 23 | 4 | 2017-04-29 23:00 | WEEKEND | 10.6218 | 2.27 | 0 | 0 | 0 | 0 | 1596.6658 | 0 | 0 | NA | 53.22%
| 23 | 5 | 2017-05-30 23:00 | 0 | 0 | 0 | 0 | 0 | 0 | 0 | 0 | 0 | 0 | 0 | 0 | 0 | 0 | 0 | 0 | 0 | 3600 | 0 | 4 | 2017-04-30 | WEEKEND | 2.2463 | 2.27 | 0 | 0 | 0 | 0 | 1596.6658 | 0 | 0 | NA | 53.22%
| 0 | 5 | 2017-05-31 | 0 | 0 | 0 | 0 | 0 | 0 | 0 | 0 | 0 | 0 | 0 | 0 | 0 | 0 | 0 | 0 | 0 | 3601 | 1 | 4 | 2017-04-30 01:00 | WEEKEND | 11.9913 | 2.27 | 0 | 0 | 0 | 0 | 1596.6658 | 0 | 0 | NA | 53.22%
| 1 | 5 | 2017-05-31 01:00 | 0 | 0 | 0 | 0 | 0 | 0 | 0 | 0 | 0 | 0 | 0 | 0 | 0 | 0 | 0 | 0 | 0 | 3602 | 2 | 4 | 2017-04-30 02:00 | WEEKEND | 13.2996 | 2.27 | 0 | 0 | 0 | 0 | 1596.6658 | 0 | 0 | NA | 53.22%
| 2 | 5 | 2017-05-31 02:00 | 0 | 0 | 0 | 0 | 0 | 0 | 0 | 0 | 0 | 0 | 0 | 0 | 0 | 0 | 0 | 0 | 0 | 3603 | 3 | 4 | 2017-04-30 03:00 | WEEKEND | 0.88515 | 2.27 | 0 | 0 | 0 | 0 | 1596.6658 | 0 | 0 | NA | 53.22%
| 3 | 5 | 2017-05-31 03:00 | 0 | 0 | 0 | 0 | 0 | 0 | 0 | 0 | 0 | 0 | 0 | 0 | 0 | 0 | 0 | 0 | 0 | 3604 | 4 | 4 | 2017-04-30 04:00 | WEEKEND | 5.13 | 2.27 | 0 | 0 | 0 | 0 | 1596.6658 | 0 | 0 | NA | 53.22%
| 4 | 5 | 2017-05-31 04:00 | 0 | 0 | 0 | 0 | 0 | 0 | 0 | 0 | 0 | 0 | 0 | 0 | 0 | 0 | 0 | 0 | 0 | 3605 | 5 | 4 | 2017-04-30 05:00 | WEEKEND | 1.0243 | 2.27 | 0 | 0 | 0 | 0 | 1596.6658 | 0 | 0 | NA | 53.22%
| 5 | 5 | 2017-05-31 05:00 | 242.739 | 0 | 0.70291 | 0 | 0 | 0 | 0 | 0 | 0 | 0 | 0 | 0 | 0 | 4.8416 | 242.739 | 0 | 242.739 | 3606 | 6 | 4 | 2017-04-30 06:00 | WEEKEND | 10.0958 | 2.27 | 0 | 0 | 0 | 0 | 1596.6658 | 0 | 0 | NA | 53.22%
| 6 | 5 | 2017-05-31 06:00 | 793.9565 | 75.7434 | 29.1341 | 122.4734 | 481.1673 | 38.2542 | 340.819 | 629.1485 | 0 | 19.1271 | 23.6208 | 69.8398 | 5.9648 | 343.0301 | 793.9565 | 481.1673 | 793.9565 | 3607 | 7 | 4 | 2017-04-30 07:00 | WEEKEND | 3.1593 | 2.27 | 354.407 | 0 | 0 | 0 | 1596.6658 | 0 | 0 | NA | 53.22%
| 7 | 5 | 2017-05-31 07:00 | 907.2977 | 143.625 | 186.5236 | 83.511 | 273.398 | 72.5379 | 768.868 | 1468.1778 | 43.8383 | 36.2689 | 106.1654 | 192.7947 | 26.8094 | 725.9908 | 907.2977 | 273.398 | 907.2977 | 3608 | 8 | 4 | 2017-04-30 08:00 | WEEKEND | 3.2901 | 2.27 | 800.649 | 0 | 0 | 0 | 1951.0728 | 0 | 0 | NA | 65.04%
| 8 | 5 | 2017-05-31 08:00 | 940.6333 | 272.5731 | 347.8665 | 127.0028 | 308.2711 | 137.6632 | 947.586 | 1690.7866 | 276.8041 | 68.8316 | 252.3072 | 227.4524 | 63.7139 | 887.2531 | 940.6333 | 308.2711 | 940.6333 | 3609 | 9 | 4 | 2017-04-30 09:00 | WEEKEND | 13.8841 | 2.27 | 989.61 | 959.9217 | 0 | 959.9217 | 2751.7218 | 0 | 0 | NA | 91.72%
| 9 | 5 | 2017-05-31 09:00 | 990.0001 | 391.2284 | 620.159 | 171.9164 | 1187.2092 | 197.5901 | 557.589 | 1943.4016 | 519.8996 | 98.795 | 298.7296 | 247.6041 | 75.4368 | 967.4063 | 990.0001 | 1187.2092 | 990.0001 | 3610 | 10 | 4 | 2017-04-30 10:00 | WEEKEND | 19.2312 | 2.27 | 579.221 | 561.8444 | 0 | 561.8444 | 2751.7218 | 0 | 0 | NA | 91.72%
| 10 | 5 | 2017-05-31 10:00 | 990.0001 | 506.4171 | 286.0893 | 218.4159 | 1497.0307 | 255.7662 | 428.91 | 1946.5563 | 237.9614 | 127.8831 | 852.1746 | 250 | 215.1956 | 963.0687 | 990.0001 | 1497.0307 | 990.0001 | 3611 | 11 | 4 | 2017-04-30 11:00 | WEEKEND | 20.3864 | 2.27 | 445.45 | 432.0865 | 0 | 432.0865 | 2751.7218 | 0 | 0 | NA | 91.72%
| 11 | 5 | 2017-05-31 11:00 | 990.0001 | 585.1188 | 350.1688 | 251.0343 | 1293.4812 | 295.5146 | 580.006 | 1980.0001 | 314.7863 | 147.7573 | 915.0908 | 250 | 231.0835 | 983.5623 | 990.0001 | 1293.4812 | 990.0001 | 3612 | 12 | 4 | 2017-04-30 12:00 | WEEKEND | 20.4392 | 2.27 | 602.554 | 584.4774 | 0 | 584.4774 | 2751.7218 | 0 | 0 | NA | 91.72%
| 12 | 5 | 2017-05-31 12:00 | 990.0001 | 1127.3548 | 251.8594 | 262.7445 | 1593.9945 | 569.3711 | 741.426 | 1950.3333 | 511.2647 | 284.6856 | 688.0371 | 250 | 173.7467 | 979.0049 | 990.0001 | 1593.9945 | 990.0001 | 3613 | 13 | 4 | 2017-04-30 13:00 | WEEKEND | 20.3474 | 2.27 | 771.646 | 748.4966 | 0 | 748.4966 | 2751.7218 | 0 | 0 | NA | 91.72%
| 13 | 5 | 2017-05-31 13:00 | 990.0001 | 1527.8804 | 364.0805 | 246.694 | 1833.8287 | 771.6567 | 990 | 1980.0001 | 511.9544 | 385.8284 | 489.4362 | 250 | 123.595 | 961.381 | 990.0001 | 1833.8287 | 990.0001 | 3614 | 14 | 4 | 2017-04-30 14:00 | WEEKEND | 19.4539 | 2.27 | 1051.18 | 990 | 0 | 990 | 2751.7218 | 0 | 0 | NA | 91.72%
| 14 | 5 | 2017-05-31 14:00 | 974.4964 | 513.3036 | 755.64 | 215.6291 | 1828.7091 | 259.2442 | 990 | 1751.3346 | 990.1386 | 129.6221 | 917.7002 | 245.7547 | 231.7425 | 913.5596 | 974.4964 | 1828.7091 | 974.4964 | 3615 | 15 | 4 | 2017-04-30 15:00 | WEEKEND | 17.2326 | 2.27 | 1054.02 | 990 | 0 | 990 | 2751.7218 | 0 | 0 | NA | 91.72%
| 15 | 5 | 2017-05-31 15:00 | 952.6164 | 1196.2047 | 738.0099 | 169.8665 | 1977.4696 | 604.1438 | 990 | 1898.5192 | 0 | 302.0719 | 605.9763 | 168.9932 | 153.0243 | 911.6482 | 952.6164 | 1977.4696 | 952.6164 | 3616 | 16 | 4 | 2017-04-30 16:00 | WEEKEND | 7.1592 | 2.27 | 1050.43 | 990 | 0 | 990 | 2751.7218 | 0 | 0 | NA | 91.72%
| 16 | 5 | 2017-05-31 16:00 | 828.8305 | 1151.806 | 526.5381 | 120.1516 | 1583.2327 | 581.7202 | 986.845 | 1416.5312 | 353.3972 | 290.8601 | 532.3506 | 223.8077 | 134.432 | 830.4153 | 828.8305 | 1583.2327 | 828.8305 | 3617 | 17 | 4 | 2017-04-30 17:00 | WEEKEND | 7.9831 | 2.27 | 1031.25 | 990 | 0 | 990 | 2751.7218 | 0 | 0 | NA | 91.72%
| 17 | 5 | 2017-05-31 17:00 | 365.5045 | 1116.4256 | 422.0183 | 79.1489 | 872.926 | 563.8513 | 915.419 | 1035.0204 | 615.1003 | 281.9257 | 477.2415 | 191.5918 | 120.5155 | 625.8437 | 365.5045 | 872.926 | 365.5045 | 3618 | 18 | 4 | 2017-04-30 18:00 | WEEKEND | 11.7742 | 2.27 | 955.399 | 926.737 | 0 | 926.737 | 2751.7218 | 0 | 0 | NA | 91.72%
| 18 | 5 | 2017-05-31 18:00 | 12.3595 | 490.6472 | 187.8543 | 27.8854 | 380.1636 | 247.8016 | 669.95 | 577.2241 | 464.4884 | 123.9008 | 140.3803 | 65.0093 | 35.4496 | 261.1927 | 12.3595 | 380.1636 | 12.3595 | 3619 | 19 | 4 | 2017-04-30 19:00 | WEEKEND | 15.4568 | 2.27 | 696.545 | 675.6486 | 0 | 675.6486 | 2751.7218 | 0 | 0 | NA | 91.72%
| 19 | 5 | 2017-05-31 19:00 | 0 | 2.3536 | 26.2333 | 0 | 0 | 1.1887 | 229.066 | 0 | 0 | 0.59435 | 16.6278 | 3.0103 | 4.199 | 0 | 0 | 0 | 0 | 3620 | 20 | 4 | 2017-04-30 20:00 | WEEKEND | 21.6361 | 2.27 | 239.267 | 0 | 0 | 0 | 2751.7218 | 0 | 0 | NA | 91.72%
| 20 | 5 | 2017-05-31 20:00 | 0 | 0 | 0 | 0 | 0 | 0 | 0 | 0 | 0 | 0 | 0 | 0 | 0 | 0 | 0 | 0 | 0 | 3621 | 21 | 4 | 2017-04-30 21:00 | WEEKEND | 28.5865 | 2.27 | 0 | 0 | 0 | 0 | 2990.9888 | 0 | 0 | NA | 99.7%
| 21 | 5 | 2017-05-31 21:00 | 0 | 0 | 0 | 0 | 0 | 0 | 0 | 0 | 0 | 0 | 0 | 0 | 0 | 0 | 0 | 0 | 0 | 3622 | 22 | 4 | 2017-04-30 22:00 | WEEKEND | 27.1308 | 2.27 | 0 | 0 | 0 | 0 | 2990.9888 | 0 | 0 | NA | 99.7%
| 22 | 5 | 2017-05-31 22:00 | 0 | 0 | 0 | 0 | 0 | 0 | 0 | 0 | 0 | 0 | 0 | 0 | 0 | 0 | 0 | 0 | 0 | 3623 | 23 | 4 | 2017-04-30 23:00 | WEEKEND | 24.3835 | 2.27 | 0 | 0 | 0 | 0 | 2990.9888 | 0 | 0 | NA | 99.7%
| 23 | 5 | 2017-05-31 23:00 | 0 | 0 | 0 | 0 | 0 | 0 | 0 | 0 | 0 | 0 | 0 | 0 | 0 | 0 | 0 | 0 | 0 | 3624 | 0 | 5 | 2017-05-01 | WEEKDAY | 22.5213 | 2.27 | 0 | 0 | 0 | 0 | 2990.9888 | 0 | 0 | NA | 99.7%
| 0 | 6 | 2017-06-01 | 0 | 0 | 0 | 0 | 0 | 0 | 0 | 0 | 0 | 0 | 0 | 0 | 0 | 0 | 0 | 0 | 0 | 3625 | 1 | 5 | 2017-05-01 01:00 | WEEKDAY | 23.2339 | 2.27 | 0 | 0 | 0 | 0 | 2990.9888 | 0 | 0 | NA | 99.7%
| 1 | 6 | 2017-06-01 01:00 | 0 | 0 | 0 | 0 | 0 | 0 | 0 | 0 | 0 | 0 | 0 | 0 | 0 | 0 | 0 | 0 | 0 | 3626 | 2 | 5 | 2017-05-01 02:00 | WEEKDAY | 21.0071 | 2.27 | 0 | 0 | 0 | 0 | 2990.9888 | 0 | 0 | NA | 99.7%
| 2 | 6 | 2017-06-01 02:00 | 0 | 0 | 0 | 0 | 0 | 0 | 0 | 0 | 0 | 0 | 0 | 0 | 0 | 0 | 0 | 0 | 0 | 3627 | 3 | 5 | 2017-05-01 03:00 | WEEKDAY | 20.7983 | 2.27 | 0 | 0 | 0 | 0 | 2990.9888 | 0 | 0 | NA | 99.7%
| 3 | 6 | 2017-06-01 03:00 | 0 | 0 | 0 | 0 | 0 | 0 | 0 | 0 | 0 | 0 | 0 | 0 | 0 | 0 | 0 | 0 | 0 | 3628 | 4 | 5 | 2017-05-01 04:00 | WEEKDAY | 20.4504 | 2.27 | 0 | 0 | 0 | 0 | 2990.9888 | 0 | 0 | NA | 99.7%
| 4 | 6 | 2017-06-01 04:00 | 0 | 0 | 0 | 0 | 0 | 0 | 0 | 0 | 0 | 0 | 0 | 0 | 0 | 0 | 0 | 0 | 0 | 3629 | 5 | 5 | 2017-05-01 05:00 | WEEKDAY | 19.3398 | 2.27 | 0 | 0 | 0 | 0 | 2990.9888 | 0 | 0 | NA | 99.7%
| 5 | 6 | 2017-06-01 05:00 | 184.0425 | 0 | 0 | 0 | 0 | 0 | 0 | 8.967 | 0 | 0 | 0 | 0 | 0 | 5.6651 | 184.0425 | 0 | 184.0425 | 3630 | 6 | 5 | 2017-05-01 06:00 | WEEKDAY | 20.6146 | 20.45 | 0 | 0 | 0 | 0 | 2990.9888 | 0 | 0 | NA | 99.7%
| 6 | 6 | 2017-06-01 06:00 | 689.9476 | 200.5826 | 32.5448 | 121.8582 | 40.514 | 101.3044 | 325.294 | 183.7978 | 260.2723 | 50.6522 | 131.1711 | 15.4172 | 33.124 | 318.6285 | 689.9476 | 40.514 | 689.9476 | 3631 | 7 | 5 | 2017-05-01 07:00 | WEEKDAY | 22.3014 | 20.45 | 338.368 | 328.217 | 0 | 328.217 | 2990.9888 | 0 | 0 | NA | 99.7%
| 7 | 6 | 2017-06-01 07:00 | 851.1173 | 964.6837 | 120.4896 | 416.1352 | 516.9111 | 487.214 | 739.708 | 242.4028 | 172.6115 | 243.607 | 526.2323 | 47.7769 | 132.8869 | 721.0921 | 851.1173 | 516.9111 | 851.1173 | 3632 | 8 | 5 | 2017-05-01 08:00 | WEEKDAY | 22.2429 | 20.45 | 769.88 | 746.7836 | 0 | 746.7836 | 2990.9888 | 0 | 0 | NA | 99.7%
| 8 | 6 | 2017-06-01 08:00 | 990.0001 | 969.8846 | 212.5778 | 469.6736 | 482.2404 | 489.8407 | 911.102 | 566.2057 | 712.337 | 244.9204 | 815.0825 | 48.6348 | 205.8289 | 872.0562 | 990.0001 | 482.2404 | 990.0001 | 3633 | 9 | 5 | 2017-05-01 09:00 | WEEKDAY | 23.1643 | 11.33 | 950.746 | 922.2236 | 0 | 922.2236 | 2990.9888 | 0 | 0 | NA | 99.7%
| 9 | 6 | 2017-06-01 09:00 | 990.0001 | 1478.1982 | 281.6967 | 330.2336 | 1449.5785 | 746.5648 | 967.846 | 1369.88 | 535.1888 | 373.2824 | 433.1227 | 70.0634 | 109.3744 | 918.3864 | 990.0001 | 1449.5785 | 990.0001 | 3634 | 10 | 5 | 2017-05-01 10:00 | WEEKDAY | 23.618 | 11.33 | 1010.91 | 980.5827 | 0 | 980.5827 | 2990.9888 | 0 | 0 | NA | 99.7%
| 10 | 6 | 2017-06-01 10:00 | 990.0001 | 1832.2868 | 367.6025 | 913.8181 | 1809.2151 | 925.3974 | 849.499 | 1639.9742 | 820.9624 | 462.6987 | 706.7978 | 98.1 | 178.4843 | 943.1767 | 990.0001 | 1809.2151 | 990.0001 | 3635 | 11 | 5 | 2017-05-01 11:00 | WEEKDAY | 23.7655 | 11.33 | 885.456 | 858.8923 | 0 | 858.8923 | 2990.9888 | 0 | 0 | NA | 99.7%
| 11 | 6 | 2017-06-01 11:00 | 990.0001 | 1502.9925 | 290.9334 | 941.6409 | 1253.1802 | 759.0871 | 971.923 | 1185.9324 | 848.5114 | 379.5436 | 972.4136 | 124.1466 | 245.559 | 946.5264 | 990.0001 | 1253.1802 | 990.0001 | 3636 | 12 | 5 | 2017-05-01 12:00 | WEEKDAY | 24.4029 | 11.33 | 1015.17 | 984.7149 | 0 | 984.7149 | 2990.9888 | 0 | 0 | NA | 99.7%
| 12 | 6 | 2017-06-01 12:00 | 990.0001 | 1932.5237 | 431.7734 | 903.2951 | 1844.7907 | 976.0221 | 966.112 | 1381.634 | 784.3866 | 488.011 | 964.6259 | 138.5559 | 243.5924 | 947.6151 | 990.0001 | 1844.7907 | 990.0001 | 3637 | 13 | 5 | 2017-05-01 13:00 | WEEKDAY | 24.0745 | 11.33 | 1008.98 | 978.7106 | 0 | 978.7106 | 2990.9888 | 0 | 0 | NA | 99.7%
| 13 | 6 | 2017-06-01 13:00 | 990.0001 | 1930.3782 | 656.8164 | 938.9659 | 1805.2881 | 974.9385 | 964.194 | 1113.3379 | 627.5056 | 487.4692 | 966.6731 | 117.3483 | 244.1094 | 952.5695 | 990.0001 | 1805.2881 | 990.0001 | 3638 | 14 | 5 | 2017-05-01 14:00 | WEEKDAY | 24.0467 | 1.96 | 1006.93 | 976.7221 | 0 | 976.7221 | 2990.9888 | 0 | 0 | NA | 99.7%
| 14 | 6 | 2017-06-01 14:00 | 990.0001 | 1897.1042 | 833.3323 | 946.8322 | 1774.6595 | 958.1334 | 966.36 | 1284.2682 | 990 | 479.0667 | 664.7616 | 63.584 | 167.8691 | 963.3113 | 990.0001 | 1774.6595 | 990.0001 | 3639 | 15 | 5 | 2017-05-01 15:00 | WEEKDAY | 24.0467 | 1.96 | 1009.24 | 978.9628 | 0 | 978.9628 | 2990.9888 | 0 | 0 | NA | 99.7%
| 15 | 6 | 2017-06-01 15:00 | 990.0001 | 1812.0508 | 326.4178 | 921.8266 | 1585.4859 | 915.1772 | 970.629 | 691.3374 | 990 | 457.5886 | 903.1802 | 98.6556 | 228.0758 | 555.1386 | 990.0001 | 1585.4859 | 990.0001 | 3640 | 16 | 5 | 2017-05-01 16:00 | WEEKDAY | 26.1816 | 1.96 | 1013.79 | 983.3763 | 0 | 983.3763 | 2990.9888 | 0 | 0 | NA | 99.7%
| 16 | 6 | 2017-06-01 16:00 | 888.1676 | 1717.5463 | 534.9433 | 845.6531 | 1405.4551 | 867.4476 | 943.93 | 1110.9374 | 990 | 433.7238 | 750.6388 | 78.511 | 189.5553 | 87.3526 | 888.1676 | 1405.4551 | 888.1676 | 3641 | 17 | 5 | 2017-05-01 17:00 | WEEKDAY | 40.4693 | 19.93 | 985.451 | 955.8875 | 0 | 955.8875 | 2990.9888 | 0 | 0 | NA | 99.7%
| 17 | 6 | 2017-06-01 17:00 | 571.8749 | 1380.5083 | 146.1055 | 675.5742 | 1282.4805 | 697.2264 | 885.034 | 420.7659 | 990 | 348.6132 | 626.4137 | 28.6429 | 158.1853 | 59.0368 | 571.8749 | 1282.4805 | 571.8749 | 3642 | 18 | 5 | 2017-05-01 18:00 | WEEKDAY | 31.9768 | 19.93 | 923.105 | 895.4118 | 0 | 895.4118 | 2990.9888 | 0 | 0 | NA | 99.7%
| 18 | 6 | 2017-06-01 18:00 | 71.2434 | 614.5766 | 84.7291 | 278.054 | 539.3991 | 310.3922 | 692.524 | 540.1081 | 0 | 155.1961 | 170.3951 | 26.8789 | 43.0291 | 37.9417 | 71.2434 | 539.3991 | 71.2434 | 3643 | 19 | 5 | 2017-05-01 19:00 | WEEKDAY | 31.2782 | 19.93 | 720.27 | 698.6619 | 0 | 698.6619 | 2990.9888 | 0 | 0 | NA | 99.7%
| 19 | 6 | 2017-06-01 19:00 | 0 | 0 | 20.4017 | 0 | 2.5642 | 0 | 242.704 | 3.4373 | 0 | 0 | 13.6519 | 3.5909 | 3.4475 | 0 | 0 | 2.5642 | 0 | 3644 | 20 | 5 | 2017-05-01 20:00 | WEEKDAY | 31.8933 | 12.08 | 253.287 | 245.6884 | 0 | 245.6884 | 2990.9888 | 0 | 0 | NA | 99.7%
| 20 | 6 | 2017-06-01 20:00 | 0 | 0 | 0 | 0 | 0 | 0 | 0 | 0 | 0 | 0 | 0 | 0 | 0 | 0 | 0 | 0 | 0 | 3645 | 21 | 5 | 2017-05-01 21:00 | WEEKDAY | 25.2909 | 12.08 | 0 | 0 | 0 | 0 | 2990.9888 | 0 | 0 | NA | 99.7%
| 21 | 6 | 2017-06-01 21:00 | 0 | 0 | 0 | 0 | 0 | 0 | 0 | 0 | 0 | 0 | 0 | 0 | 0 | 0 | 0 | 0 | 0 | 3646 | 22 | 5 | 2017-05-01 22:00 | WEEKDAY | 23.0585 | 12.08 | 0 | 0 | 0 | 0 | 2990.9888 | 0 | 0 | NA | 99.7%
| 22 | 6 | 2017-06-01 22:00 | 0 | 0 | 0 | 0 | 0 | 0 | 0 | 0 | 0 | 0 | 0 | 0 | 0 | 0 | 0 | 0 | 0 | 3647 | 23 | 5 | 2017-05-01 23:00 | WEEKDAY | 21.5777 | 2.27 | 0 | 0 | 0 | 0 | 2990.9888 | 0 | 0 | NA | 99.7%
| 23 | 6 | 2017-06-01 23:00 | 0 | 0 | 0 | 0 | 0 | 0 | 0 | 0 | 0 | 0 | 0 | 0 | 0 | 0 | 0 | 0 | 0 | 3648 | 0 | 5 | 2017-05-02 | WEEKDAY | 19.4121 | 2.27 | 0 | 0 | 0 | 0 | 2990.9888 | 0 | 0 | NA | 99.7%
| 0 | 6 | 2017-06-02 | 0 | 0 | 0 | 0 | 0 | 0 | 0 | 0 | -500 | 0 | 0 | 0 | 0 | 0 | 0 | 0 | 0 | 3649 | 1 | 5 | 2017-05-02 01:00 | WEEKDAY | 20.4726 | 2.27 | 0 | 0 | 0 | 0 | 2990.9888 | 0 | 0 | NA | 99.7%
| 1 | 6 | 2017-06-02 01:00 | 0 | 0 | 0 | 0 | 0 | 0 | 0 | 0 | 0 | 0 | 0 | 0 | 0 | 0 | 0 | 0 | 0 | 3650 | 2 | 5 | 2017-05-02 02:00 | WEEKDAY | 19.1393 | 2.27 | 0 | 0 | 0 | 0 | 2990.9888 | 0 | 0 | NA | 99.7%
| 2 | 6 | 2017-06-02 02:00 | 0 | 0 | 0 | 0 | 0 | 0 | 0 | 0 | 0 | 0 | 0 | 0 | 0 | 0 | 0 | 0 | 0 | 3651 | 3 | 5 | 2017-05-02 03:00 | WEEKDAY | 18.3182 | 2.27 | 0 | 0 | 0 | 0 | 2990.9888 | 0 | 0 | NA | 99.7%
| 3 | 6 | 2017-06-02 03:00 | 0 | 0 | 0 | 0 | 0 | 0 | 0 | 0 | 0 | 0 | 0 | 0 | 0 | 0 | 0 | 0 | 0 | 3652 | 4 | 5 | 2017-05-02 04:00 | WEEKDAY | 19.337 | 2.27 | 0 | 0 | 0 | 0 | 2990.9888 | 0 | 0 | NA | 99.7%
| 4 | 6 | 2017-06-02 04:00 | 0 | 0 | 0 | 0 | 0 | 0 | 0 | 0 | 0 | 0 | 0 | 0 | 0 | 0 | 0 | 0 | 0 | 3653 | 5 | 5 | 2017-05-02 05:00 | WEEKDAY | 20.3335 | 2.27 | 0 | 0 | 0 | 0 | 2990.9888 | 0 | 0 | NA | 99.7%
| 5 | 6 | 2017-06-02 05:00 | 225.4015 | 0 | 0 | 0 | 0 | 0 | 0 | 6.1394 | 0 | 0 | 3.8577 | 1.3691 | 0.97417 | 4.6745 | 225.4015 | 0 | 225.4015 | 3654 | 6 | 5 | 2017-05-02 06:00 | WEEKDAY | 19.0224 | 20.45 | 0 | 0 | 0 | 0 | 2990.9888 | 0 | 0 | NA | 99.7%
| 6 | 6 | 2017-06-02 06:00 | 583.7776 | 245.6902 | 57.3244 | 246.7861 | 57.2585 | 124.086 | 327.965 | 209.8119 | 0 | 62.043 | 272.4465 | 16.132 | 68.7996 | 299.1113 | 583.7776 | 57.2585 | 583.7776 | 3655 | 7 | 5 | 2017-05-02 07:00 | WEEKDAY | 20.5868 | 20.45 | 341.123 | 330.8893 | 0 | 330.8893 | 2990.9888 | 0 | 0 | NA | 99.7%
| 7 | 6 | 2017-06-02 07:00 | 913.6457 | 554.623 | 114.9315 | 158.3686 | 925.7894 | 280.1126 | 738.184 | 442.6954 | 464.3749 | 140.0563 | 755.4142 | 47.8902 | 190.7612 | 674.837 | 913.6457 | 925.7894 | 913.6457 | 3656 | 8 | 5 | 2017-05-02 08:00 | WEEKDAY | 20.9375 | 20.45 | 768.278 | 745.2297 | 0 | 745.2297 | 2990.9888 | 0 | 0 | NA | 99.7%
| 8 | 6 | 2017-06-02 08:00 | 778.5373 | 494.1746 | 256.9712 | 788.4087 | 1527.5371 | 249.5831 | 704.17 | 1048.6054 | 308.7481 | 124.7916 | 909.3189 | 63.1258 | 229.626 | 806.3545 | 778.5373 | 1527.5371 | 778.5373 | 3657 | 9 | 5 | 2017-05-02 09:00 | WEEKDAY | 22.808 | 11.33 | 732.509 | 710.5337 | 0 | 710.5337 | 2990.9888 | 0 | 0 | NA | 99.7%
| 9 | 6 | 2017-06-02 09:00 | 990.0001 | 1301.38 | 357.1949 | 619.4285 | 1782.6548 | 657.2626 | 736.604 | 1455.6794 | 538.4548 | 328.6313 | 989.8196 | 85.0365 | 249.9545 | 940.2132 | 990.0001 | 1782.6548 | 990.0001 | 3658 | 10 | 5 | 2017-05-02 10:00 | WEEKDAY | 23.4538 | 11.33 | 766.549 | 743.5525 | 0 | 743.5525 | 2990.9888 | 0 | 0 | NA | 99.7%
| 10 | 6 | 2017-06-02 10:00 | 891.0292 | 1836.2145 | 415.5097 | 824.0374 | 1335.3303 | 927.3811 | 894.495 | 1355.2601 | 857.2394 | 463.6905 | 922.9033 | 103.9829 | 233.0564 | 964.4353 | 891.0292 | 1335.3303 | 891.0292 | 3659 | 11 | 5 | 2017-05-02 11:00 | WEEKDAY | 23.927 | 11.33 | 933.117 | 905.1235 | 0 | 905.1235 | 2990.9888 | 0 | 0 | NA | 99.7%
| 11 | 6 | 2017-06-02 11:00 | 981.071 | 1814.6626 | 502.4731 | 402.1976 | 1708.534 | 916.4963 | 850.76 | 1281.0697 | 879.6949 | 458.2481 | 941.6341 | 119.2545 | 237.7864 | 966.205 | 981.071 | 1708.534 | 981.071 | 3660 | 12 | 5 | 2017-05-02 12:00 | WEEKDAY | 23.348 | 11.33 | 886.765 | 860.162 | 0 | 860.162 | 2990.9888 | 0 | 0 | NA | 99.7%
| 12 | 6 | 2017-06-02 12:00 | 790.6895 | 1914.1157 | 482.6076 | 854.2018 | 1880.8264 | 966.7251 | 961.953 | 1087.4005 | 967.4828 | 483.3626 | 855.2354 | 131.7351 | 215.9685 | 881.29 | 790.6895 | 1880.8264 | 790.6895 | 3661 | 13 | 5 | 2017-05-02 13:00 | WEEKDAY | 23.4037 | 11.33 | 1004.58 | 974.4426 | 0 | 974.4426 | 2990.9888 | 0 | 0 | NA | 99.7%
| 13 | 6 | 2017-06-02 13:00 | 891.2045 | 1582.3432 | 481.8373 | 894.836 | 1861.4784 | 799.1632 | 873.079 | 1468.5784 | 871.8971 | 399.5816 | 775.5473 | 130.2741 | 195.8453 | 931.3871 | 891.2045 | 1861.4784 | 891.2045 | 3662 | 14 | 5 | 2017-05-02 14:00 | WEEKDAY | 24.0244 | 1.96 | 910.367 | 883.056 | 0 | 883.056 | 2990.9888 | 0 | 0 | NA | 99.7%
| 14 | 6 | 2017-06-02 14:00 | 846.4603 | 1769.623 | 449.0241 | 133.5825 | 1649.4379 | 893.749 | 621.954 | 1251.8893 | 990 | 446.8745 | 977.7514 | 63.3894 | 246.9069 | 910.0759 | 846.4603 | 1649.4379 | 846.4603 | 3663 | 15 | 5 | 2017-05-02 15:00 | WEEKDAY | 28.645 | 1.96 | 646.297 | 626.9081 | 0 | 626.9081 | 2990.9888 | 0 | 0 | NA | 99.7%
| 15 | 6 | 2017-06-02 15:00 | 784.2002 | 1697.3114 | 387.2048 | 99.8957 | 1690.8759 | 857.228 | 966.398 | 1845.6324 | 990 | 428.614 | 973.5116 | 92.7661 | 245.8363 | 898.1719 | 784.2002 | 1690.8759 | 784.2002 | 3664 | 16 | 5 | 2017-05-02 16:00 | WEEKDAY | 40.0295 | 1.96 | 1009.31 | 979.0307 | 0 | 979.0307 | 2990.9888 | 0 | 0 | NA | 99.7%
| 16 | 6 | 2017-06-02 16:00 | 836.5561 | 1537.1304 | 318.4436 | 67.8274 | 1538.7535 | 776.3285 | 102.101 | 1029.5206 | 990 | 388.1642 | 908.3136 | 92.7514 | 229.3721 | 809.1061 | 836.5561 | 1538.7535 | 836.5561 | 3665 | 17 | 5 | 2017-05-02 17:00 | WEEKDAY | 42.351 | 19.93 | 109.24 | 105.9628 | 500 | 605.9628 | 2990.9888 | 0 | 0 | NA | 99.7%
| 17 | 6 | 2017-06-02 17:00 | 651.0312 | 108.7623 | 198.6333 | 40.1484 | 1118.678 | 54.9305 | 10.4776 | 764.6313 | 990 | 27.4652 | 712.9779 | 54.3303 | 180.0449 | 593.383 | 651.0312 | 1118.678 | 651.0312 | 3666 | 18 | 5 | 2017-05-02 18:00 | WEEKDAY | 43.186 | 19.93 | 15.783 | 0 | 0 | 0 | 2475.5249 | 0 | 0 | NA | 82.52%
| 18 | 6 | 2017-06-02 18:00 | 100.5228 | 501.5002 | 92.3276 | 15.7155 | 406.2283 | 253.2829 | 9.8998 | 187.979 | 990.46 | 126.6415 | 270.3664 | 33.0643 | 68.2743 | 304.6944 | 100.5228 | 406.2283 | 100.5228 | 3667 | 19 | 5 | 2017-05-02 19:00 | WEEKDAY | 32.3025 | 19.93 | 15.2007 | 14.7447 | 970 | 984.7447 | 2491.3079 | 0 | 0 | NA | 83.04%
| 19 | 6 | 2017-06-02 19:00 | 0 | 0 | 37.9605 | 0 | 1.7946 | 0 | 0 | 0 | 989.7427 | 0 | 6.1237 | 4.8567 | 1.5464 | 0 | 0 | 1.7946 | 0 | 3668 | 20 | 5 | 2017-05-02 20:00 | WEEKDAY | 33.6219 | 12.08 | 4.3278 | 4.198 | 970 | 974.198 | 1491.3079 | 0 | 0 | NA | 49.71%
| 20 | 6 | 2017-06-02 20:00 | 0 | 0 | 0 | 0 | 0 | 0 | 0 | 0 | 0 | 0 | 0 | 0 | 0 | 0 | 0 | 0 | 0 | 3669 | 21 | 5 | 2017-05-02 21:00 | WEEKDAY | 29.4661 | 12.08 | 0 | 0 | 0 | 0 | 491.3079 | 0 | 0 | NA | 16.38%
| 21 | 6 | 2017-06-02 21:00 | 0 | 0 | 0 | 0 | 0 | 0 | 0 | 0 | 0 | 0 | 0 | 0 | 0 | 0 | 0 | 0 | 0 | 3670 | 22 | 5 | 2017-05-02 22:00 | WEEKDAY | 25.0988 | 12.08 | 0 | 0 | 0 | 0 | 491.3079 | 0 | 0 | NA | 16.38%
| 22 | 6 | 2017-06-02 22:00 | 0 | 0 | 0 | 0 | 0 | 0 | 0 | 0 | 0 | 0 | 0 | 0 | 0 | 0 | 0 | 0 | 0 | 3671 | 23 | 5 | 2017-05-02 23:00 | WEEKDAY | 28.2804 | 2.27 | 0 | 0 | 0 | 0 | 491.3079 | 0 | 0 | NA | 16.38%
| 23 | 6 | 2017-06-02 23:00 | 0 | 0 | 0 | 0 | 0 | 0 | 0 | 0 | 0 | 0 | 0 | 0 | 0 | 0 | 0 | 0 | 0 | 3672 | 0 | 5 | 2017-05-03 | WEEKDAY | 22.4851 | 2.27 | 0 | 0 | 0 | 0 | 491.3079 | 0 | 0 | NA | 16.38%
| 0 | 6 | 2017-06-03 | 0 | 0 | 0 | 0 | 0 | 0 | 0 | 0 | 0 | 0 | 0 | 0 | 0 | 0 | 0 | 0 | 0 | 3673 | 1 | 5 | 2017-05-03 01:00 | WEEKDAY | 18.9863 | 2.27 | 0 | 0 | 0 | 0 | 491.3079 | 0 | 0 | NA | 16.38%
| 1 | 6 | 2017-06-03 01:00 | 0 | 0 | 0 | 0 | 0 | 0 | 0 | 0 | 0 | 0 | 0 | 0 | 0 | 0 | 0 | 0 | 0 | 3674 | 2 | 5 | 2017-05-03 02:00 | WEEKDAY | 17.7532 | 2.27 | 0 | 0 | 0 | 0 | 491.3079 | 0 | 0 | NA | 16.38%
| 2 | 6 | 2017-06-03 02:00 | 0 | 0 | 0 | 0 | 0 | 0 | 0 | 0 | 0 | 0 | 0 | 0 | 0 | 0 | 0 | 0 | 0 | 3675 | 3 | 5 | 2017-05-03 03:00 | WEEKDAY | 15.8966 | 2.27 | 0 | 0 | 0 | 0 | 491.3079 | 0 | 0 | NA | 16.38%
| 3 | 6 | 2017-06-03 03:00 | 0 | 0 | 0 | 0 | 0 | 0 | 0 | 0 | 0 | 0 | 0 | 0 | 0 | 0 | 0 | 0 | 0 | 3676 | 4 | 5 | 2017-05-03 04:00 | WEEKDAY | 17.3885 | 2.27 | 0 | 0 | 0 | 0 | 491.3079 | 0 | 0 | NA | 16.38%
| 4 | 6 | 2017-06-03 04:00 | 0 | 0 | 0 | 0 | 0 | 0 | 0 | 0 | 0 | 0 | 0 | 0 | 0 | 0 | 0 | 0 | 0 | 3677 | 5 | 5 | 2017-05-03 05:00 | WEEKDAY | 20.481 | 2.27 | 0 | 0 | 0 | 0 | 491.3079 | 0 | 0 | NA | 16.38%
| 5 | 6 | 2017-06-03 05:00 | 159.3976 | 0 | 2.0664 | 0 | 0 | 0 | 0 | 7.965 | 0 | 0 | 0 | 0.52412 | 0 | 4.5239 | 159.3976 | 0 | 159.3976 | 3678 | 6 | 5 | 2017-05-03 06:00 | WEEKDAY | 22.6132 | 20.45 | 0 | 0 | 0 | 0 | 491.3079 | 0 | 0 | NA | 16.38%
| 6 | 6 | 2017-06-03 06:00 | 453.1851 | 374.7563 | 54.7168 | 269.8715 | 149.3023 | 189.2709 | 179.632 | 343.4171 | 0 | 94.6354 | 98.3059 | 42.8137 | 24.8247 | 280.1351 | 453.1851 | 149.3023 | 453.1851 | 3679 | 7 | 5 | 2017-05-03 07:00 | WEEKDAY | 23.6403 | 20.45 | 188.598 | 0 | 0 | 0 | 491.3079 | 0 | 0 | NA | 16.38%
| 7 | 6 | 2017-06-03 07:00 | 479.0747 | 555.232 | 171.4055 | 624.5771 | 368.2213 | 280.4202 | 564.007 | 562.8331 | 0 | 140.2101 | 258.978 | 142.722 | 65.3985 | 131.5751 | 479.0747 | 368.2213 | 479.0747 | 3680 | 8 | 5 | 2017-05-03 08:00 | WEEKDAY | 34.9246 | 20.45 | 585.843 | 0 | 0 | 0 | 679.9059 | 0 | 0 | NA | 22.66%
| 8 | 6 | 2017-06-03 08:00 | 844.2335 | 737.3 | 197.8121 | 319.0439 | 723.8504 | 372.3737 | 587.463 | 663.2553 | 0 | 186.1869 | 461.8859 | 193.1373 | 116.6379 | 256.2778 | 844.2335 | 723.8504 | 844.2335 | 3681 | 9 | 5 | 2017-05-03 09:00 | WEEKDAY | 27.0473 | 11.33 | 610.274 | 0 | 0 | 0 | 1265.7489 | 0 | 0 | NA | 42.19%
| 9 | 6 | 2017-06-03 09:00 | 806.5395 | 1696.1956 | 299.9119 | 902.3344 | 989.6776 | 856.6644 | 818.539 | 1661.329 | 849.1293 | 428.3322 | 743.5264 | 198.727 | 187.7592 | 589.4983 | 806.5395 | 989.6776 | 806.5395 | 3682 | 10 | 5 | 2017-05-03 10:00 | WEEKDAY | 23.4176 | 11.33 | 852.678 | 0 | 0 | 0 | 1876.0229 | 0 | 0 | NA | 62.53%
| 10 | 6 | 2017-06-03 10:00 | 752.5625 | 1866.389 | 475.9192 | 888.4701 | 1447.4529 | 942.6207 | 802.647 | 1854.7674 | 985.9468 | 471.3103 | 852.2361 | 232.3402 | 215.2111 | 851.1942 | 752.5625 | 1447.4529 | 752.5625 | 3683 | 11 | 5 | 2017-05-03 11:00 | WEEKDAY | 22.0064 | 11.33 | 835.887 | 810.8104 | 0 | 810.8104 | 2728.7009 | 0 | 0 | NA | 90.96%
| 11 | 6 | 2017-06-03 11:00 | 958.1892 | 1892.501 | 594.553 | 706.9878 | 1561.3679 | 955.8086 | 795.238 | 1865.7821 | 984.4239 | 477.9043 | 990.0001 | 146.6087 | 250 | 651.3445 | 958.1892 | 1561.3679 | 958.1892 | 3684 | 12 | 5 | 2017-05-03 12:00 | WEEKDAY | 32.5948 | 11.33 | 828.067 | 803.225 | 0 | 803.225 | 2728.7009 | 0 | 0 | NA | 90.96%
| 12 | 6 | 2017-06-03 12:00 | 981.7397 | 1854.7102 | 770.8632 | 874.4379 | 1329.4544 | 936.7223 | 687.42 | 1626.0527 | 973.395 | 468.3612 | 412.2914 | 147.0956 | 104.114 | 620.446 | 981.7397 | 1329.4544 | 981.7397 | 3685 | 13 | 5 | 2017-05-03 13:00 | WEEKDAY | 36.4555 | 11.33 | 714.594 | 693.1562 | 0 | 693.1562 | 2728.7009 | 0 | 0 | NA | 90.96%
| 13 | 6 | 2017-06-03 13:00 | 990.0001 | 1728.9903 | 789.8528 | 249.9248 | 1774.1121 | 873.2274 | 752.113 | 1550.1297 | 989.9001 | 436.6137 | 556.4083 | 136.9132 | 140.5072 | 519.9929 | 990.0001 | 1774.1121 | 990.0001 | 3686 | 14 | 5 | 2017-05-03 14:00 | WEEKDAY | 25.5275 | 1.96 | 782.488 | 759.0134 | 231 | 990.0134 | 2728.7009 | 0 | 0 | NA | 90.96%
| 14 | 6 | 2017-06-03 14:00 | 990.0001 | 933.5126 | 862.3187 | 138.0796 | 1876.7257 | 471.471 | 722.604 | 1134.4763 | 989.2448 | 235.7355 | 651.2117 | 147.8243 | 164.4474 | 491.041 | 990.0001 | 1876.7257 | 990.0001 | 3687 | 15 | 5 | 2017-05-03 15:00 | WEEKDAY | 29.1989 | 1.96 | 751.495 | 728.9502 | 0 | 728.9502 | 2490.5566 | 0 | 0 | NA | 83.02%
| 15 | 6 | 2017-06-03 15:00 | 990.0001 | 1794.6369 | 843.7478 | 98.5739 | 1622.9565 | 906.3822 | 434.96 | 1516.6034 | 989.6934 | 453.1911 | 517.6779 | 174.9913 | 130.7268 | 551.2456 | 990.0001 | 1622.9565 | 990.0001 | 3688 | 16 | 5 | 2017-05-03 16:00 | WEEKDAY | 45.0816 | 1.96 | 451.546 | 437.9996 | 552 | 989.9996 | 2490.5566 | 0 | 0 | NA | 83.02%
| 16 | 6 | 2017-06-03 16:00 | 643.354 | 1692.0012 | 525.3616 | 409.0878 | 1372.2319 | 854.5461 | 412.311 | 959.8022 | 989.596 | 427.273 | 366.0604 | 187.5929 | 92.4395 | 264.9253 | 643.354 | 1372.2319 | 643.354 | 3689 | 17 | 5 | 2017-05-03 17:00 | WEEKDAY | 39.9182 | 19.93 | 428.165 | 415.32 | 200 | 615.3201 | 1921.4844 | 0 | 0 | NA | 64.05%
| 17 | 6 | 2017-06-03 17:00 | 580.5933 | 1405.451 | 302.1384 | 340.0315 | 748.4334 | 709.8238 | 660.432 | 283.2873 | 0 | 354.9119 | 306.2459 | 128.6205 | 77.3348 | 367.5166 | 580.5933 | 748.4334 | 580.5933 | 3690 | 18 | 5 | 2017-05-03 18:00 | WEEKDAY | 26.1788 | 19.93 | 686.518 | 0 | 0 | 0 | 1715.2988 | 0 | 0 | NA | 57.18%
| 18 | 6 | 2017-06-03 18:00 | 55.3713 | 410.4246 | 224.9583 | 259.1198 | 424.1481 | 207.2851 | 192.941 | 134.3882 | 607.06 | 103.6426 | 23.2462 | 49.6325 | 5.8703 | 90.1375 | 55.3713 | 424.1481 | 55.3713 | 3691 | 19 | 5 | 2017-05-03 19:00 | WEEKDAY | 23.6514 | 19.93 | 202.212 | 0 | 0 | 0 | 2401.8168 | 0 | 0 | NA | 80.06%
| 19 | 6 | 2017-06-03 19:00 | 0 | 0 | 37.7874 | 0 | 1.6712 | 0 | 40.3024 | 1.3697 | 990.0875 | 0 | 7.2149 | 3.6302 | 1.8219 | 0 | 0 | 1.6712 | 0 | 3692 | 20 | 5 | 2017-05-03 20:00 | WEEKDAY | 25.4412 | 12.08 | 46.2138 | 44.8274 | 945 | 989.8274 | 2604.0288 | 0 | 0 | NA | 86.8%
| 20 | 6 | 2017-06-03 20:00 | 0 | 0 | 0 | 0 | 0 | 0 | 0 | 0 | 0 | 0 | 0 | 0 | 0 | 0 | 0 | 0 | 0 | 3693 | 21 | 5 | 2017-05-03 21:00 | WEEKDAY | 47.0746 | 12.08 | 0 | 0 | 0 | 0 | 1629.802 | 0 | 0 | NA | 54.33%
| 21 | 6 | 2017-06-03 21:00 | 0 | 0 | 0 | 0 | 0 | 0 | 0 | 0 | 0 | 0 | 0 | 0 | 0 | 0 | 0 | 0 | 0 | 3694 | 22 | 5 | 2017-05-03 22:00 | WEEKDAY | 66.4449 | 12.08 | 0 | 0 | 0 | 0 | 1629.802 | 0 | 0 | NA | 54.33%
| 22 | 6 | 2017-06-03 22:00 | 0 | 0 | 0 | 0 | 0 | 0 | 0 | 0 | 0 | 0 | 0 | 0 | 0 | 0 | 0 | 0 | 0 | 3695 | 23 | 5 | 2017-05-03 23:00 | WEEKDAY | 24.531 | 2.27 | 0 | 0 | 0 | 0 | 1629.802 | 0 | 0 | NA | 54.33%
| 23 | 6 | 2017-06-03 23:00 | 0 | 0 | 0 | 0 | 0 | 0 | 0 | 0 | 0 | 0 | 0 | 0 | 0 | 0 | 0 | 0 | 0 | 3696 | 0 | 5 | 2017-05-04 | WEEKDAY | 21.2548 | 2.27 | 0 | 0 | 0 | 0 | 1629.802 | 0 | 0 | NA | 54.33%
| 0 | 6 | 2017-06-04 | 0 | 0 | 0 | 0 | 0 | 0 | 0 | 0 | 0 | 0 | 0 | 0 | 0 | 0 | 0 | 0 | 0 | 3697 | 1 | 5 | 2017-05-04 01:00 | WEEKDAY | 21.7391 | 2.27 | 0 | 0 | 0 | 0 | 1629.802 | 0 | 0 | NA | 54.33%
| 1 | 6 | 2017-06-04 01:00 | 0 | 0 | 0 | 0 | 0 | 0 | 0 | 0 | 0 | 0 | 0 | 0 | 0 | 0 | 0 | 0 | 0 | 3698 | 2 | 5 | 2017-05-04 02:00 | WEEKDAY | 12.047 | 2.27 | 0 | 0 | 0 | 0 | 1629.802 | 0 | 0 | NA | 54.33%
| 2 | 6 | 2017-06-04 02:00 | 0 | 0 | 0 | 0 | 0 | 0 | 0 | 0 | 0 | 0 | 0 | 0 | 0 | 0 | 0 | 0 | 0 | 3699 | 3 | 5 | 2017-05-04 03:00 | WEEKDAY | -0.18093 | 2.27 | 0 | 0 | 0 | 0 | 1629.802 | 0 | 0 | NA | 54.33%
| 3 | 6 | 2017-06-04 03:00 | 0 | 0 | 0 | 0 | 0 | 0 | 0 | 0 | 0 | 0 | 0 | 0 | 0 | 0 | 0 | 0 | 0 | 3700 | 4 | 5 | 2017-05-04 04:00 | WEEKDAY | 0.31454 | 2.27 | 0 | 0 | 0 | 0 | 1629.802 | 0 | 0 | NA | 54.33%
| 4 | 6 | 2017-06-04 04:00 | 0 | 0 | 0 | 0 | 0 | 0 | 0 | 0 | 0 | 0 | 0 | 0 | 0 | 0 | 0 | 0 | 0 | 3701 | 5 | 5 | 2017-05-04 05:00 | WEEKDAY | 14.9029 | 2.27 | 0 | 0 | 0 | 0 | 1629.802 | 0 | 0 | NA | 54.33%
| 5 | 6 | 2017-06-04 05:00 | 180.483 | 0 | 2.5535 | 0 | 0 | 0 | 0 | 4.9283 | 0 | 0 | 0.78618 | 1.6347 | 0.19853 | 6.7902 | 180.483 | 0 | 180.483 | 3702 | 6 | 5 | 2017-05-04 06:00 | WEEKDAY | 18.9139 | 20.45 | 0 | 0 | 0 | 0 | 1629.802 | 0 | 0 | NA | 54.33%
| 6 | 6 | 2017-06-04 06:00 | 711.5058 | 499.6503 | 184.1654 | 88.8873 | 102.3285 | 252.3487 | 19.4514 | 172.7156 | 0 | 126.1743 | 78.866 | 17.3272 | 19.9157 | 333.8032 | 711.5058 | 102.3285 | 711.5058 | 3703 | 7 | 5 | 2017-05-04 07:00 | WEEKDAY | 21.5137 | 20.45 | 24.9754 | 0 | 0 | 0 | 1629.802 | 0 | 0 | NA | 54.33%
| 7 | 6 | 2017-06-04 07:00 | 881.661 | 1352.8682 | 638.5807 | 308.384 | 177.32 | 683.2668 | 689.661 | 839.6165 | 691.1017 | 341.6334 | 158.408 | 68.6607 | 40.002 | 719.8426 | 881.661 | 177.32 | 881.661 | 3704 | 8 | 5 | 2017-05-04 08:00 | WEEKDAY | 20.9792 | 20.45 | 717.07 | 0 | 0 | 0 | 1654.7774 | 0 | 0 | NA | 55.16%
| 8 | 6 | 2017-06-04 08:00 | 944.5407 | 1685.735 | 654.047 | 306.5249 | 300.9603 | 851.3813 | 828.132 | 1828.1248 | 890.3193 | 425.6907 | 209.7185 | 108.0043 | 52.9592 | 881.1497 | 944.5407 | 300.9603 | 944.5407 | 3705 | 9 | 5 | 2017-05-04 09:00 | WEEKDAY | 22.5102 | 11.33 | 862.604 | 836.7259 | 0 | 836.7259 | 2371.8474 | 0 | 0 | NA | 79.06%
| 9 | 6 | 2017-06-04 09:00 | 627.5236 | 1884.9906 | 629.2959 | 326.2923 | 410.0351 | 952.0154 | 916.722 | 1904.2968 | 962.5271 | 476.0077 | 658.4916 | 180.9445 | 166.2858 | 936.6521 | 627.5236 | 410.0351 | 627.5236 | 3706 | 10 | 5 | 2017-05-04 10:00 | WEEKDAY | 21.9368 | 11.33 | 956.436 | 927.7429 | 0 | 927.7429 | 2371.8474 | 0 | 0 | NA | 79.06%
| 10 | 6 | 2017-06-04 10:00 | 895.9378 | 1902.4162 | 917.533 | 893.6503 | 1603.204 | 960.8162 | 931.147 | 1674.0287 | 886.4103 | 480.4081 | 566.2767 | 217.5303 | 142.9992 | 936.5858 | 895.9378 | 1603.204 | 895.9378 | 3707 | 11 | 5 | 2017-05-04 11:00 | WEEKDAY | 21.4831 | 11.33 | 971.69 | 942.5393 | 0 | 942.5393 | 2371.8474 | 0 | 0 | NA | 79.06%
| 11 | 6 | 2017-06-04 11:00 | 972.1043 | 1935.2891 | 594.0169 | 940.9136 | 1542.8998 | 977.4188 | 921.945 | 1980.0001 | 966.3654 | 488.7094 | 846.1638 | 188.5675 | 213.6777 | 846.4525 | 972.1043 | 1542.8998 | 972.1043 | 3708 | 12 | 5 | 2017-05-04 12:00 | WEEKDAY | 21.8894 | 11.33 | 961.907 | 933.0498 | 0 | 933.0498 | 2371.8474 | 0 | 0 | NA | 79.06%
| 12 | 6 | 2017-06-04 12:00 | 525.0666 | 1910.1075 | 559.7992 | 969.8424 | 1295.9031 | 964.7007 | 917.337 | 1329.347 | 952.5739 | 482.3504 | 952.2954 | 163.2245 | 240.4786 | 756.4058 | 525.0666 | 1295.9031 | 525.0666 | 3709 | 13 | 5 | 2017-05-04 13:00 | WEEKDAY | 21.9841 | 11.33 | 957.004 | 928.2939 | 0 | 928.2939 | 2371.8474 | 0 | 0 | NA | 79.06%
| 13 | 6 | 2017-06-04 13:00 | 952.8638 | 1931.0228 | 524.7493 | 951.5342 | 1678.0905 | 975.2641 | 915.573 | 1958.199 | 948.8297 | 487.632 | 957.8389 | 155.0722 | 241.8785 | 800.3713 | 952.8638 | 1678.0905 | 952.8638 | 3710 | 14 | 5 | 2017-05-04 14:00 | WEEKDAY | 23.3174 | 1.96 | 955.125 | 926.4712 | 0 | 926.4712 | 2371.8474 | 0 | 0 | NA | 79.06%
| 14 | 6 | 2017-06-04 14:00 | 933.9531 | 1906.955 | 441.5377 | 852.4055 | 1522.7463 | 963.1086 | 916.896 | 1906.4869 | 990.092 | 481.5543 | 935.9948 | 213.7256 | 236.3623 | 523.8886 | 933.9531 | 1522.7463 | 933.9531 | 3711 | 15 | 5 | 2017-05-04 15:00 | WEEKDAY | 23.0808 | 1.96 | 956.527 | 927.8312 | 62 | 989.8312 | 2371.8474 | 0 | 0 | NA | 79.06%
| 15 | 6 | 2017-06-04 15:00 | 922.9687 | 1784.7925 | 437.3456 | 826.122 | 1599.6728 | 901.4104 | 921.776 | 1826.9054 | 969.4646 | 450.7052 | 918.9306 | 137.7972 | 232.0532 | 366.4551 | 922.9687 | 1599.6728 | 922.9687 | 3712 | 16 | 5 | 2017-05-04 16:00 | WEEKDAY | 23.3703 | 1.96 | 961.707 | 932.8558 | 57 | 989.8558 | 2307.9299 | 0 | 0 | NA | 76.93%
| 16 | 6 | 2017-06-04 16:00 | 833.6814 | 1627.1077 | 289.3383 | 700.0938 | 758.153 | 821.7716 | 900.603 | 1552.544 | 947.8326 | 410.8858 | 885.2367 | 152.364 | 223.5446 | 252.9148 | 833.6814 | 758.153 | 833.6814 | 3713 | 17 | 5 | 2017-05-04 17:00 | WEEKDAY | 24.0049 | 19.93 | 939.298 | 911.1191 | 0 | 911.1191 | 2249.167 | 0 | 0 | NA | 74.97%
| 17 | 6 | 2017-06-04 17:00 | 596.8125 | 1151.0017 | 147.8899 | 665.4166 | 1055.8518 | 581.314 | 862.662 | 1275.3467 | 0 | 290.657 | 758 | 65.8111 | 191.4141 | 137.5639 | 596.8125 | 1055.8518 | 596.8125 | 3714 | 18 | 5 | 2017-05-04 18:00 | WEEKDAY | 24.2499 | 19.93 | 899.314 | 872.3346 | 0 | 872.3346 | 2249.167 | 0 | 0 | NA | 74.97%
| 18 | 6 | 2017-06-04 18:00 | 92.4865 | 637.8177 | 98.0736 | 290.1954 | 512.2334 | 322.1302 | 685.16 | 707.4278 | 628.0566 | 161.0651 | 440.2577 | 20.2375 | 111.1762 | 48.4743 | 92.4865 | 512.2334 | 92.4865 | 3715 | 19 | 5 | 2017-05-04 19:00 | WEEKDAY | 26.6882 | 19.93 | 712.466 | 0 | 0 | 0 | 2249.167 | 0 | 0 | NA | 74.97%
| 19 | 6 | 2017-06-04 19:00 | 0 | 0 | 21.0705 | 0 | 5.1298 | 0 | 272.743 | 13.9838 | 269.0402 | 0 | 32.894 | 3.2654 | 8.3066 | 0 | 0 | 5.1298 | 0 | 3716 | 20 | 5 | 2017-05-04 20:00 | WEEKDAY | 33.5384 | 12.08 | 284.161 | 275.6362 | 0 | 275.6362 | 2961.633 | 0 | 0 | NA | 98.72%
| 20 | 6 | 2017-06-04 20:00 | 0 | 0 | 0 | 0 | 0 | 0 | 0 | 0 | 0 | 0 | 0 | 0 | 0 | 0 | 0 | 0 | 0 | 3717 | 21 | 5 | 2017-05-04 21:00 | WEEKDAY | 70.2166 | 12.08 | 0 | 0 | 0 | 0 | 2961.633 | 0 | 0 | NA | 98.72%
| 21 | 6 | 2017-06-04 21:00 | 0 | 0 | 0 | 0 | 0 | 0 | 0 | 0 | 0 | 0 | 0 | 0 | 0 | 0 | 0 | 0 | 0 | 3718 | 22 | 5 | 2017-05-04 22:00 | WEEKDAY | 34.8633 | 12.08 | 0 | 0 | 0 | 0 | 2961.633 | 0 | 0 | NA | 98.72%
| 22 | 6 | 2017-06-04 22:00 | 0 | 0 | 0 | 0 | 0 | 0 | 0 | 0 | 0 | 0 | 0 | 0 | 0 | 0 | 0 | 0 | 0 | 3719 | 23 | 5 | 2017-05-04 23:00 | WEEKDAY | 30.702 | 2.27 | 0 | 0 | 0 | 0 | 2961.633 | 0 | 0 | NA | 98.72%
| 23 | 6 | 2017-06-04 23:00 | 0 | 0 | 0 | 0 | 0 | 0 | 0 | 0 | 0 | 0 | 0 | 0 | 0 | 0 | 0 | 0 | 0 | 3720 | 0 | 5 | 2017-05-05 | WEEKDAY | 23.8796 | 2.27 | 0 | 0 | 0 | 0 | 2961.633 | 0 | 0 | NA | 98.72%
| 0 | 6 | 2017-06-05 | 0 | 0 | 0 | 0 | 0 | 0 | 0 | 0 | 0 | 0 | 0 | 0 | 0 | 0 | 0 | 0 | 0 | 3721 | 1 | 5 | 2017-05-05 01:00 | WEEKDAY | 23.3563 | 2.27 | 0 | 0 | 0 | 0 | 2961.633 | 0 | 0 | NA | 98.72%
| 1 | 6 | 2017-06-05 01:00 | 0 | 0 | 0 | 0 | 0 | 0 | 0 | 0 | 0 | 0 | 0 | 0 | 0 | 0 | 0 | 0 | 0 | 3722 | 2 | 5 | 2017-05-05 02:00 | WEEKDAY | 22.8553 | 2.27 | 0 | 0 | 0 | 0 | 2961.633 | 0 | 0 | NA | 98.72%
| 2 | 6 | 2017-06-05 02:00 | 0 | 0 | 0 | 0 | 0 | 0 | 0 | 0 | 0 | 0 | 0 | 0 | 0 | 0 | 0 | 0 | 0 | 3723 | 3 | 5 | 2017-05-05 03:00 | WEEKDAY | 22.5129 | 2.27 | 0 | 0 | 0 | 0 | 2961.633 | 0 | 0 | NA | 98.72%
| 3 | 6 | 2017-06-05 03:00 | 0 | 0 | 0 | 0 | 0 | 0 | 0 | 0 | 0 | 0 | 0 | 0 | 0 | 0 | 0 | 0 | 0 | 3724 | 4 | 5 | 2017-05-05 04:00 | WEEKDAY | 22.2151 | 2.27 | 0 | 0 | 0 | 0 | 2961.633 | 0 | 0 | NA | 98.72%
| 4 | 6 | 2017-06-05 04:00 | 0 | 0 | 0 | 0 | 0 | 0 | 0 | 0 | 0 | 0 | 0 | 0 | 0 | 0 | 0 | 0 | 0 | 3725 | 5 | 5 | 2017-05-05 05:00 | WEEKDAY | 22.8637 | 2.27 | 0 | 0 | 0 | 0 | 2961.633 | 0 | 0 | NA | 98.72%
| 5 | 6 | 2017-06-05 05:00 | 170.2032 | 0 | 0 | 0 | 0 | 0 | 0 | 13.1377 | 0 | 0 | 0 | 0 | 0 | 0 | 170.2032 | 0 | 170.2032 | 3726 | 6 | 5 | 2017-05-05 06:00 | WEEKDAY | 23.3146 | 20.45 | 0 | 0 | 0 | 0 | 2961.633 | 0 | 0 | NA | 98.72%
| 6 | 6 | 2017-06-05 06:00 | 648.0539 | 500.5769 | 56.8536 | 202.5026 | 278.4066 | 252.8166 | 331.383 | 587.3024 | 243.727 | 126.4083 | 38.6006 | 20.4004 | 9.7476 | 136.9032 | 648.0539 | 278.4066 | 648.0539 | 3727 | 7 | 5 | 2017-05-05 07:00 | WEEKDAY | 23.3508 | 20.45 | 344.627 | 334.2882 | 0 | 334.2882 | 2961.633 | 0 | 0 | NA | 98.72%
| 7 | 6 | 2017-06-05 07:00 | 879.8756 | 1049.5084 | 124.6853 | 40.5598 | 616.4044 | 530.0548 | 728.619 | 963.5668 | 671.4573 | 265.0274 | 178.877 | 65.7086 | 45.171 | 329.5958 | 879.8756 | 616.4044 | 879.8756 | 3728 | 8 | 5 | 2017-05-05 08:00 | WEEKDAY | 23.554 | 20.45 | 758.154 | 735.4094 | 0 | 735.4094 | 2961.633 | 0 | 0 | NA | 98.72%
| 8 | 6 | 2017-06-05 08:00 | 990.0001 | 615.7112 | 282.5921 | 74.0779 | 1364.6192 | 310.9653 | 887.786 | 1580.0152 | 864.2545 | 155.4826 | 377.5119 | 109.025 | 95.3313 | 220.2824 | 990.0001 | 1364.6192 | 990.0001 | 3729 | 9 | 5 | 2017-05-05 09:00 | WEEKDAY | 23.5345 | 11.33 | 925.937 | 898.1589 | 0 | 898.1589 | 2961.633 | 0 | 0 | NA | 98.72%
| 9 | 6 | 2017-06-05 09:00 | 990.0001 | 196.2832 | 652.163 | 105.2847 | 1134.7535 | 99.1329 | 959.438 | 1663.9533 | 935.3361 | 49.5665 | 968.9087 | 152.7241 | 244.6739 | 453.6039 | 990.0001 | 1134.7535 | 990.0001 | 3730 | 10 | 5 | 2017-05-05 10:00 | WEEKDAY | 24.0634 | 11.33 | 1001.95 | 971.8915 | 0 | 971.8915 | 2961.633 | 0 | 0 | NA | 98.72%
| 10 | 6 | 2017-06-05 10:00 | 990.0001 | 269.7063 | 677.6887 | 136.7581 | 1786.8774 | 136.2153 | 966.547 | 1851.5892 | 931.815 | 68.1077 | 990.0001 | 176.2555 | 250 | 455.458 | 990.0001 | 1786.8774 | 990.0001 | 3731 | 11 | 5 | 2017-05-05 11:00 | WEEKDAY | 30.1203 | 11.33 | 1009.46 | 979.1762 | 0 | 979.1762 | 2961.633 | 0 | 0 | NA | 98.72%
| 11 | 6 | 2017-06-05 11:00 | 990.0001 | 319.4373 | 769.0839 | 204.8836 | 1899.9116 | 161.332 | 964.669 | 1888.1042 | 930.7557 | 80.666 | 990.0001 | 219.8839 | 250 | 455.9866 | 990.0001 | 1899.9116 | 990.0001 | 3732 | 12 | 5 | 2017-05-05 12:00 | WEEKDAY | 25.1378 | 11.33 | 1007.43 | 977.2071 | 0 | 977.2071 | 2961.633 | 0 | 0 | NA | 98.72%
| 12 | 6 | 2017-06-05 12:00 | 990.0001 | 883.844 | 771.0698 | 244.214 | 1735.4461 | 446.3858 | 958.2 | 1920.6077 | 769.5611 | 223.1929 | 987.6731 | 169.6175 | 249.4124 | 357.2557 | 990.0001 | 1735.4461 | 990.0001 | 3733 | 13 | 5 | 2017-05-05 13:00 | WEEKDAY | 24.2164 | 11.33 | 1000.53 | 970.5141 | 0 | 970.5141 | 2961.633 | 0 | 0 | NA | 98.72%
| 13 | 6 | 2017-06-05 13:00 | 990.0001 | 1215.3507 | 774.9781 | 851.7252 | 1768.0691 | 613.8135 | 954.96 | 1783.9878 | 948.4961 | 306.9067 | 990.0001 | 209.1374 | 250 | 507.9107 | 990.0001 | 1768.0691 | 990.0001 | 3734 | 14 | 5 | 2017-05-05 14:00 | WEEKDAY | 26.2261 | 1.96 | 997.08 | 967.1676 | 23 | 990.1676 | 2961.633 | 0 | 0 | NA | 98.72%
| 14 | 6 | 2017-06-05 14:00 | 990.0001 | 793.0709 | 891.1536 | 481.0762 | 1707.308 | 400.5409 | 956.211 | 1677.2948 | 990 | 200.2704 | 935.9966 | 94.8073 | 236.3628 | 816.3091 | 990.0001 | 1707.308 | 990.0001 | 3735 | 15 | 5 | 2017-05-05 15:00 | WEEKDAY | 27.462 | 1.96 | 998.407 | 968.4548 | 0 | 968.4548 | 2937.9217 | 0 | 0 | NA | 97.93%
| 15 | 6 | 2017-06-05 15:00 | 943.9902 | 1877.6402 | 879.2812 | 334.8109 | 1647.928 | 948.3031 | 960.264 | 1617.3447 | 990 | 474.1516 | 936.6929 | 206.7494 | 236.5386 | 838.1688 | 943.9902 | 1647.928 | 943.9902 | 3736 | 16 | 5 | 2017-05-05 16:00 | WEEKDAY | 29.7667 | 1.96 | 1002.72 | 972.6384 | 17 | 989.6384 | 2937.9217 | 0 | 0 | NA | 97.93%
| 16 | 6 | 2017-06-05 16:00 | 782.7086 | 1445.0984 | 464.8112 | 727.7917 | 1351.5907 | 729.8477 | 937.484 | 1689.8862 | 990 | 364.9238 | 871.2704 | 152.4396 | 220.0178 | 556.8959 | 782.7086 | 1351.5907 | 782.7086 | 3737 | 17 | 5 | 2017-05-05 17:00 | WEEKDAY | 32.5781 | 19.93 | 978.563 | 949.2061 | 41 | 990.2061 | 2920.3959 | 0 | 0 | NA | 97.35%
| 17 | 6 | 2017-06-05 17:00 | 517.2724 | 108.6146 | 514.8564 | 387.0248 | 1222.5191 | 54.8559 | 872.072 | 275.4109 | 990 | 27.4279 | 674.6709 | 91.5218 | 170.3714 | 636.9372 | 517.2724 | 1222.5191 | 517.2724 | 3738 | 18 | 5 | 2017-05-05 18:00 | WEEKDAY | 33.9336 | 19.93 | 909.294 | 882.0152 | 108 | 990.0152 | 2878.1278 | 0 | 0 | NA | 95.94%
| 18 | 6 | 2017-06-05 18:00 | 60.965 | 107.0664 | 328.2468 | 94.3144 | 514.3498 | 54.0739 | 694.341 | 109.4443 | 670.7084 | 27.037 | 326.411 | 51.4973 | 82.427 | 289.1635 | 60.965 | 514.3498 | 60.965 | 3739 | 19 | 5 | 2017-05-05 19:00 | WEEKDAY | 33.2934 | 19.93 | 722.11 | 700.4467 | 0 | 700.4467 | 2766.7876 | 0 | 0 | NA | 92.23%
| 19 | 6 | 2017-06-05 19:00 | 0 | 0 | 29.433 | 0 | 3.1916 | 0 | 278.82 | 1.3028 | 0 | 0 | 20.6446 | 7.0592 | 5.2133 | 0 | 0 | 3.1916 | 0 | 3740 | 20 | 5 | 2017-05-05 20:00 | WEEKDAY | 29.867 | 12.08 | 290.408 | 281.6958 | 0 | 281.6958 | 2766.7876 | 0 | 0 | NA | 92.23%
| 20 | 6 | 2017-06-05 20:00 | 0 | 0 | 0 | 0 | 0 | 0 | 0 | 0 | 0 | 0 | 0 | 0 | 0 | 0 | 0 | 0 | 0 | 3741 | 21 | 5 | 2017-05-05 21:00 | WEEKDAY | 25.032 | 12.08 | 0 | 0 | 0 | 0 | 2766.7876 | 0 | 0 | NA | 92.23%
| 21 | 6 | 2017-06-05 21:00 | 0 | 0 | 0 | 0 | 0 | 0 | 0 | 0 | 0 | 0 | 0 | 0 | 0 | 0 | 0 | 0 | 0 | 3742 | 22 | 5 | 2017-05-05 22:00 | WEEKDAY | 23.5957 | 12.08 | 0 | 0 | 0 | 0 | 2766.7876 | 0 | 0 | NA | 92.23%
| 22 | 6 | 2017-06-05 22:00 | 0 | 0 | 0 | 0 | 0 | 0 | 0 | 0 | 0 | 0 | 0 | 0 | 0 | 0 | 0 | 0 | 0 | 3743 | 23 | 5 | 2017-05-05 23:00 | WEEKDAY | 28.4056 | 2.27 | 0 | 0 | 0 | 0 | 2766.7876 | 0 | 0 | NA | 92.23%
| 23 | 6 | 2017-06-05 23:00 | 0 | 0 | 0 | 0 | 0 | 0 | 0 | 0 | 0 | 0 | 0 | 0 | 0 | 0 | 0 | 0 | 0 | 3744 | 0 | 5 | 2017-05-06 | WEEKEND | 21.7224 | 2.27 | 0 | 0 | 0 | 0 | 2766.7876 | 0 | 0 | NA | 92.23%
| 0 | 6 | 2017-06-06 | 0 | 0 | 0 | 0 | 0 | 0 | 0 | 0 | 0 | 0 | 0 | 0 | 0 | 0 | 0 | 0 | 0 | 3745 | 1 | 5 | 2017-05-06 01:00 | WEEKEND | 20.6035 | 2.27 | 0 | 0 | 0 | 0 | 2766.7876 | 0 | 0 | NA | 92.23%
| 1 | 6 | 2017-06-06 01:00 | 0 | 0 | 0 | 0 | 0 | 0 | 0 | 0 | 0 | 0 | 0 | 0 | 0 | 0 | 0 | 0 | 0 | 3746 | 2 | 5 | 2017-05-06 02:00 | WEEKEND | 18.9501 | 2.27 | 0 | 0 | 0 | 0 | 2766.7876 | 0 | 0 | NA | 92.23%
| 2 | 6 | 2017-06-06 02:00 | 0 | 0 | 0 | 0 | 0 | 0 | 0 | 0 | 0 | 0 | 0 | 0 | 0 | 0 | 0 | 0 | 0 | 3747 | 3 | 5 | 2017-05-06 03:00 | WEEKEND | 13.2467 | 2.27 | 0 | 0 | 0 | 0 | 2766.7876 | 0 | 0 | NA | 92.23%
| 3 | 6 | 2017-06-06 03:00 | 0 | 0 | 0 | 0 | 0 | 0 | 0 | 0 | 0 | 0 | 0 | 0 | 0 | 0 | 0 | 0 | 0 | 3748 | 4 | 5 | 2017-05-06 04:00 | WEEKEND | 2.1962 | 2.27 | 0 | 0 | 0 | 0 | 2766.7876 | 0 | 0 | NA | 92.23%
| 4 | 6 | 2017-06-06 04:00 | 0 | 0 | 0 | 0 | 0 | 0 | 0 | 0 | 0 | 0 | 0 | 0 | 0 | 0 | 0 | 0 | 0 | 3749 | 5 | 5 | 2017-05-06 05:00 | WEEKEND | 11.7714 | 2.27 | 0 | 0 | 0 | 0 | 2766.7876 | 0 | 0 | NA | 92.23%
| 5 | 6 | 2017-06-06 05:00 | 28.6603 | 0 | 0 | 0 | 0 | 0 | 0 | 10.2562 | 0 | 0 | 0 | 2.3417 | 0 | 7.1952 | 28.6603 | 0 | 28.6603 | 3750 | 6 | 5 | 2017-05-06 06:00 | WEEKEND | 18.7803 | 2.27 | 0 | 0 | 0 | 0 | 2766.7876 | 0 | 0 | NA | 92.23%
| 6 | 6 | 2017-06-06 06:00 | 83.8238 | 355.767 | 120.8684 | 34.9143 | 187.5504 | 179.6803 | 321.207 | 435.3461 | 234.8884 | 89.8401 | 148.2587 | 66.6724 | 37.4391 | 309.7595 | 83.8238 | 187.5504 | 83.8238 | 3751 | 7 | 5 | 2017-05-06 07:00 | WEEKEND | 20.1665 | 2.27 | 334.102 | 324.0789 | 0 | 324.0789 | 2766.7876 | 0 | 0 | NA | 92.23%
| 7 | 6 | 2017-06-06 07:00 | 144.6562 | 97.5303 | 639.7751 | 181.6687 | 978.157 | 49.2577 | 209.045 | 860.248 | 652.3337 | 24.6289 | 249.7852 | 141.1656 | 63.0771 | 419.0578 | 144.6562 | 978.157 | 144.6562 | 3752 | 8 | 5 | 2017-05-06 08:00 | WEEKEND | 20.687 | 2.27 | 218.721 | 0 | 0 | 0 | 2766.7876 | 0 | 0 | NA | 92.23%
| 8 | 6 | 2017-06-06 08:00 | 196.1947 | 259.4653 | 904.6479 | 825.5072 | 1335.9346 | 131.0431 | 822.842 | 866.9827 | 836.1264 | 65.5215 | 487.2718 | 163.9543 | 123.0484 | 756.5345 | 196.1947 | 1335.9346 | 196.1947 | 3753 | 9 | 5 | 2017-05-06 09:00 | WEEKEND | 23.2534 | 2.27 | 857.024 | 831.3133 | 0 | 831.3133 | 2985.5086 | 0 | 0 | NA | 99.52%
| 9 | 6 | 2017-06-06 09:00 | 820.8852 | 282.5488 | 990.0001 | 807.6617 | 1732.4239 | 142.7014 | 911.772 | 1795.4404 | 905.5493 | 71.3507 | 820.9605 | 226.08 | 207.3133 | 953.7159 | 820.8852 | 1732.4239 | 820.8852 | 3754 | 10 | 5 | 2017-05-06 10:00 | WEEKEND | 22.7217 | 2.27 | 951.2 | 922.664 | 0 | 922.664 | 2985.5086 | 0 | 0 | NA | 99.52%
| 10 | 6 | 2017-06-06 10:00 | 932.0714 | 1980.0001 | 990.0001 | 704.1124 | 1873.8162 | 1000.0001 | 919.701 | 1919.6536 | 921.3487 | 500 | 937.2705 | 250 | 236.6845 | 955.4083 | 932.0714 | 1873.8162 | 932.0714 | 3755 | 11 | 5 | 2017-05-06 11:00 | WEEKEND | 22.7134 | 2.27 | 959.566 | 930.779 | 0 | 930.779 | 2985.5086 | 0 | 0 | NA | 99.52%
| 11 | 6 | 2017-06-06 11:00 | 859.9811 | 1980.0001 | 990.0001 | 971.7057 | 1902.6123 | 1000.0001 | 922.834 | 1817.5464 | 921.1168 | 500 | 990.0001 | 250 | 250 | 954.2875 | 859.9811 | 1902.6123 | 859.9811 | 3756 | 12 | 5 | 2017-05-06 12:00 | WEEKEND | 23.6403 | 2.27 | 962.88 | 933.9936 | 0 | 933.9936 | 2985.5086 | 0 | 0 | NA | 99.52%
| 12 | 6 | 2017-06-06 12:00 | 929.8028 | 1979.6474 | 964.5306 | 943.4617 | 1903.2038 | 999.8219 | 945.926 | 1768.9831 | 913.2327 | 499.911 | 887.8063 | 238.1143 | 224.1935 | 828.7477 | 929.8028 | 1903.2038 | 929.8028 | 3757 | 13 | 5 | 2017-05-06 13:00 | WEEKEND | 25.0404 | 2.27 | 987.503 | 957.8779 | 0 | 957.8779 | 2985.5086 | 0 | 0 | NA | 99.52%
| 13 | 6 | 2017-06-06 13:00 | 889.796 | 1973.6447 | 990.0001 | 952.5214 | 1898.1287 | 996.7903 | 943.902 | 1828.0029 | 911.4867 | 498.3951 | 950.8425 | 249.6589 | 240.1118 | 625.617 | 889.796 | 1898.1287 | 889.796 | 3758 | 14 | 5 | 2017-05-06 14:00 | WEEKEND | 29.6053 | 2.27 | 985.345 | 955.7847 | 0 | 955.7847 | 2985.5086 | 0 | 0 | NA | 99.52%
| 14 | 6 | 2017-06-06 14:00 | 864.5536 | 1949.6345 | 990.0001 | 858.9351 | 1820.6484 | 984.6639 | 941.287 | 1835.0034 | 990 | 492.3319 | 889.7116 | 243.3432 | 224.6746 | 211.8332 | 864.5536 | 1820.6484 | 864.5536 | 3759 | 15 | 5 | 2017-05-06 15:00 | WEEKEND | 39.7484 | 2.27 | 982.554 | 953.0774 | 0 | 953.0774 | 2985.5086 | 0 | 0 | NA | 99.52%
| 15 | 6 | 2017-06-06 15:00 | 657.565 | 1840.2084 | 968.9834 | 538.6993 | 1646.669 | 929.3982 | 945.03 | 1611.9064 | 990 | 464.6991 | 828.108 | 136.5391 | 209.1182 | 102.6851 | 657.565 | 1646.669 | 657.565 | 3760 | 16 | 5 | 2017-05-06 16:00 | WEEKEND | 49.769 | 2.27 | 986.535 | 956.9389 | 0 | 956.9389 | 2985.5086 | 0 | 0 | NA | 99.52%
| 16 | 6 | 2017-06-06 16:00 | 766.8278 | 1701.1281 | 943.8847 | 347.5878 | 1443.2777 | 859.1556 | 918.021 | 1431.0668 | 990 | 429.5778 | 412.5055 | 217.2026 | 104.168 | 74.4852 | 766.8278 | 1443.2777 | 766.8278 | 3761 | 17 | 5 | 2017-05-06 17:00 | WEEKEND | 91.0706 | 2.27 | 957.898 | 929.1611 | 0 | 929.1611 | 2985.5086 | 0 | 0 | NA | 99.52%
| 17 | 6 | 2017-06-06 17:00 | 340.8589 | 1452.4353 | 826.3427 | 700.7583 | 973.0861 | 733.5532 | 851.516 | 965.9864 | 990 | 366.7766 | 122.0479 | 158.4239 | 30.8202 | 45.6332 | 340.8589 | 973.0861 | 340.8589 | 3762 | 18 | 5 | 2017-05-06 18:00 | WEEKEND | 43.4337 | 2.27 | 887.536 | 860.9099 | 0 | 860.9099 | 2985.5086 | 0 | 0 | NA | 99.52%
| 18 | 6 | 2017-06-06 18:00 | 42.0337 | 684.0702 | 510.1951 | 309.401 | 330.6852 | 345.49 | 675.014 | 561.1139 | 667.4104 | 172.745 | 152.7499 | 99.3479 | 38.5732 | 24.4789 | 42.0337 | 330.6852 | 42.0337 | 3763 | 19 | 5 | 2017-05-06 19:00 | WEEKEND | 32.0381 | 2.27 | 701.828 | 680.7732 | 0 | 680.7732 | 2985.5086 | 0 | 0 | NA | 99.52%
| 19 | 6 | 2017-06-06 19:00 | 0 | 0 | 60.7577 | 0 | 0.76192 | 0 | 269.648 | 7.4144 | 0 | 0 | 22.3905 | 6.9027 | 5.6542 | 0 | 0 | 0.76192 | 0 | 3764 | 20 | 5 | 2017-05-06 20:00 | WEEKEND | 31.3116 | 2.27 | 280.967 | 272.538 | 0 | 272.538 | 2985.5086 | 0 | 0 | NA | 99.52%
| 20 | 6 | 2017-06-06 20:00 | 0 | 0 | 0 | 0 | 0 | 0 | 0 | 0 | 0 | 0 | 0 | 0 | 0 | 0 | 0 | 0 | 0 | 3765 | 21 | 5 | 2017-05-06 21:00 | WEEKEND | 27.7654 | 2.27 | 0 | 0 | 0 | 0 | 2985.5086 | 0 | 0 | NA | 99.52%
| 21 | 6 | 2017-06-06 21:00 | 0 | 0 | 0 | 0 | 0 | 0 | 0 | 0 | 0 | 0 | 0 | 0 | 0 | 0 | 0 | 0 | 0 | 3766 | 22 | 5 | 2017-05-06 22:00 | WEEKEND | 23.3257 | 2.27 | 0 | 0 | 0 | 0 | 2985.5086 | 0 | 0 | NA | 99.52%
| 22 | 6 | 2017-06-06 22:00 | 0 | 0 | 0 | 0 | 0 | 0 | 0 | 0 | 0 | 0 | 0 | 0 | 0 | 0 | 0 | 0 | 0 | 3767 | 23 | 5 | 2017-05-06 23:00 | WEEKEND | 21.7224 | 2.27 | 0 | 0 | 0 | 0 | 2985.5086 | 0 | 0 | NA | 99.52%
| 23 | 6 | 2017-06-06 23:00 | 0 | 0 | 0 | 0 | 0 | 0 | 0 | 0 | 0 | 0 | 0 | 0 | 0 | 0 | 0 | 0 | 0 | 3768 | 0 | 5 | 2017-05-07 | WEEKEND | 20.1609 | 2.27 | 0 | 0 | 0 | 0 | 2985.5086 | 0 | 0 | NA | 99.52%
| 0 | 6 | 2017-06-07 | 0 | 0 | 0 | 0 | 0 | 0 | 0 | 0 | 0 | 0 | 0 | 0 | 0 | 0 | 0 | 0 | 0 | 3769 | 1 | 5 | 2017-05-07 01:00 | WEEKEND | 15.7713 | 2.27 | 0 | 0 | 0 | 0 | 2985.5086 | 0 | 0 | NA | 99.52%
| 1 | 6 | 2017-06-07 01:00 | 0 | 0 | 0 | 0 | 0 | 0 | 0 | 0 | 0 | 0 | 0 | 0 | 0 | 0 | 0 | 0 | 0 | 3770 | 2 | 5 | 2017-05-07 02:00 | WEEKEND | 6.8196 | 2.27 | 0 | 0 | 0 | 0 | 2985.5086 | 0 | 0 | NA | 99.52%
| 2 | 6 | 2017-06-07 02:00 | 0 | 0 | 0 | 0 | 0 | 0 | 0 | 0 | 0 | 0 | 0 | 0 | 0 | 0 | 0 | 0 | 0 | 3771 | 3 | 5 | 2017-05-07 03:00 | WEEKEND | 0.033402 | 2.27 | 0 | 0 | 0 | 0 | 2985.5086 | 0 | 0 | NA | 99.52%
| 3 | 6 | 2017-06-07 03:00 | 0 | 0 | 0 | 0 | 0 | 0 | 0 | 0 | 0 | 0 | 0 | 0 | 0 | 0 | 0 | 0 | 0 | 3772 | 4 | 5 | 2017-05-07 04:00 | WEEKEND | -0.31732 | 2.27 | 0 | 0 | 0 | 0 | 2985.5086 | 0 | 0 | NA | 99.52%
| 4 | 6 | 2017-06-07 04:00 | 0 | 0 | 0 | 0 | 0 | 0 | 0 | 0 | 0 | 0 | 0 | 0 | 0 | 0 | 0 | 0 | 0 | 3773 | 5 | 5 | 2017-05-07 05:00 | WEEKEND | -0.39247 | 2.27 | 0 | 0 | 0 | 0 | 2985.5086 | 0 | 0 | NA | 99.52%
| 5 | 6 | 2017-06-07 05:00 | 22.4963 | 0 | 4.0956 | 0 | 0 | 0 | 0 | 6.0905 | 0 | 0 | 1.8514 | 2.2927 | 0.46751 | 0 | 22.4963 | 0 | 22.4963 | 3774 | 6 | 5 | 2017-05-07 06:00 | WEEKEND | -0.40917 | 2.27 | 0 | 0 | 0 | 0 | 2985.5086 | 0 | 0 | NA | 99.52%
| 6 | 6 | 2017-06-07 06:00 | 51.0419 | 505.4221 | 276.5886 | 302.3311 | 329.4056 | 255.2637 | 312.784 | 376.9845 | 0 | 127.6318 | 188.6227 | 66.8724 | 47.632 | 75.2265 | 51.0419 | 329.4056 | 51.0419 | 3775 | 7 | 5 | 2017-05-07 07:00 | WEEKEND | -0.41196 | 2.27 | 325.365 | 315.604 | 0 | 315.604 | 2985.5086 | 0 | 0 | NA | 99.52%
| 7 | 6 | 2017-06-07 07:00 | 101.2862 | 1412.0721 | 772.0203 | 734.8873 | 1137.1088 | 713.1677 | 317.129 | 747.086 | 643.5446 | 356.5839 | 616.295 | 179.4312 | 155.63 | 203.3021 | 101.2862 | 1137.1088 | 101.2862 | 3776 | 8 | 5 | 2017-05-07 08:00 | WEEKEND | 7.9692 | 2.27 | 329.873 | 319.9768 | 0 | 319.9768 | 2985.5086 | 0 | 0 | NA | 99.52%
| 8 | 6 | 2017-06-07 08:00 | 147.5048 | 1748.5152 | 943.7175 | 873.2862 | 1700.7521 | 883.0885 | 482.757 | 1165.8155 | 825.8114 | 441.5442 | 858.3736 | 226.9013 | 216.761 | 269.0603 | 147.5048 | 1700.7521 | 147.5048 | 3777 | 9 | 5 | 2017-05-07 09:00 | WEEKEND | 21.0516 | 2.27 | 501.228 | 486.1912 | 0 | 486.1912 | 2985.5086 | 0 | 0 | NA | 99.52%
| 9 | 6 | 2017-06-07 09:00 | 198.0216 | 1875.7106 | 990.0001 | 900.928 | 1803.814 | 947.3286 | 489.514 | 1526.2138 | 893.8841 | 473.6643 | 972.1185 | 247.1318 | 245.4845 | 224.1704 | 198.0216 | 1803.814 | 198.0216 | 3778 | 10 | 5 | 2017-05-07 10:00 | WEEKEND | 20.7204 | 2.27 | 508.225 | 492.9783 | 0 | 492.9783 | 2985.5086 | 0 | 0 | NA | 99.52%
| 10 | 6 | 2017-06-07 10:00 | 235.3086 | 1910.6887 | 990.0001 | 934.1829 | 1946.9047 | 964.9943 | 807.772 | 1809.507 | 912.3985 | 482.4972 | 990.0001 | 250 | 250 | 658.7661 | 235.3086 | 1946.9047 | 235.3086 | 3779 | 11 | 5 | 2017-05-07 11:00 | WEEKEND | 21.0238 | 2.27 | 841.385 | 816.1434 | 0 | 816.1434 | 2985.5086 | 0 | 0 | NA | 99.52%
| 11 | 6 | 2017-06-07 11:00 | 375.4713 | 1955.3131 | 990.0001 | 961.2424 | 1917.2592 | 987.5319 | 771.796 | 1671.8369 | 914.3996 | 493.7659 | 990.0001 | 250 | 250 | 951.7073 | 375.4713 | 1917.2592 | 375.4713 | 3780 | 12 | 5 | 2017-05-07 12:00 | WEEKEND | 21.5248 | 2.27 | 803.47 | 779.3659 | 0 | 779.3659 | 2985.5086 | 0 | 0 | NA | 99.52%
| 12 | 6 | 2017-06-07 12:00 | 577.2741 | 1848.2632 | 990.0001 | 964.1887 | 1862.263 | 933.4662 | 779.476 | 1737.899 | 908.3914 | 466.7331 | 990.0001 | 250 | 250 | 691.5379 | 577.2741 | 1862.263 | 577.2741 | 3781 | 13 | 5 | 2017-05-07 13:00 | WEEKEND | 22.0481 | 2.27 | 811.555 | 787.2083 | 0 | 787.2083 | 2985.5086 | 0 | 0 | NA | 99.52%
| 13 | 6 | 2017-06-07 13:00 | 380.6403 | 1920.1883 | 990.0001 | 979.0779 | 1861.6925 | 969.7921 | 829.603 | 1944.8707 | 907.6688 | 484.896 | 990.0001 | 250 | 250 | 953.953 | 380.6403 | 1861.6925 | 380.6403 | 3782 | 14 | 5 | 2017-05-07 14:00 | WEEKEND | 23.4204 | 2.27 | 864.41 | 838.4777 | 0 | 838.4777 | 2985.5086 | 0 | 0 | NA | 99.52%
| 14 | 6 | 2017-06-07 14:00 | 563.3947 | 1848.9283 | 990.0001 | 928.1617 | 1897.7327 | 933.8022 | 750.184 | 1749.6577 | 990 | 466.9011 | 990.0001 | 250 | 250 | 628.3018 | 563.3947 | 1897.7327 | 563.3947 | 3783 | 15 | 5 | 2017-05-07 15:00 | WEEKEND | 25.9534 | 2.27 | 780.738 | 757.3159 | 0 | 757.3159 | 2985.5086 | 0 | 0 | NA | 99.52%
| 15 | 6 | 2017-06-07 15:00 | 371.5338 | 1848.8788 | 953.0733 | 922.1823 | 1896.444 | 933.7772 | 860.695 | 1566.838 | 990 | 466.8886 | 990.0001 | 246.7611 | 250 | 926.0185 | 371.5338 | 1896.444 | 371.5338 | 3784 | 16 | 5 | 2017-05-07 16:00 | WEEKEND | 48.5081 | 2.27 | 897.27 | 870.3519 | 120 | 990.3519 | 2985.5086 | 0 | 0 | NA | 99.52%
| 16 | 6 | 2017-06-07 16:00 | 108.9032 | 1709.6801 | 917.0747 | 847.7506 | 1668.0662 | 863.4748 | 646.895 | 1175.5248 | 990 | 431.7374 | 916.4959 | 216.2698 | 231.4384 | 828.3787 | 108.9032 | 1668.0662 | 108.9032 | 3785 | 17 | 5 | 2017-05-07 17:00 | WEEKEND | 66.5591 | 2.27 | 672.434 | 652.261 | 0 | 652.261 | 2861.7973 | 0 | 0 | NA | 95.39%
| 17 | 6 | 2017-06-07 17:00 | 81.2389 | 1389.4661 | 714.6315 | 692.174 | 1192.4249 | 701.7506 | 597.688 | 1001.5193 | 990 | 350.8753 | 730.6176 | 179.6362 | 184.4994 | 711.611 | 81.2389 | 1192.4249 | 81.2389 | 3786 | 18 | 5 | 2017-05-07 18:00 | WEEKEND | 55.6895 | 2.27 | 620.956 | 602.3273 | 0 | 602.3273 | 2861.7973 | 0 | 0 | NA | 95.39%
| 18 | 6 | 2017-06-07 18:00 | 20.808 | 665.6373 | 345.5933 | 305.3937 | 412.2117 | 336.1804 | 544.349 | 283.3639 | 651.4995 | 168.0902 | 357.0631 | 88.8738 | 90.1675 | 261.0794 | 20.808 | 412.2117 | 20.808 | 3787 | 19 | 5 | 2017-05-07 19:00 | WEEKEND | 42.2925 | 2.27 | 565.337 | 548.3769 | 0 | 548.3769 | 2861.7973 | 0 | 0 | NA | 95.39%
| 19 | 6 | 2017-06-07 19:00 | 0 | 0 | 45.4155 | 0 | 6.0424 | 0 | 181.047 | 6.2914 | 0 | 0 | 27.1499 | 6.4046 | 6.856 | 0 | 0 | 6.0424 | 0 | 3788 | 20 | 5 | 2017-05-07 20:00 | WEEKEND | 25.469 | 2.27 | 190.008 | 184.3078 | 0 | 184.3078 | 2861.7973 | 0 | 0 | NA | 95.39%
| 20 | 6 | 2017-06-07 20:00 | 0 | 0 | 0 | 0 | 0 | 0 | 0 | 0 | 0 | 0 | 0 | 0 | 0 | 0 | 0 | 0 | 0 | 3789 | 21 | 5 | 2017-05-07 21:00 | WEEKEND | 23.9103 | 2.27 | 0 | 0 | 0 | 0 | 2861.7973 | 0 | 0 | NA | 95.39%
| 21 | 6 | 2017-06-07 21:00 | 0 | 0 | 0 | 0 | 0 | 0 | 0 | 0 | 0 | 0 | 0 | 0 | 0 | 0 | 0 | 0 | 0 | 3790 | 22 | 5 | 2017-05-07 22:00 | WEEKEND | 23.3563 | 2.27 | 0 | 0 | 0 | 0 | 2861.7973 | 0 | 0 | NA | 95.39%
| 22 | 6 | 2017-06-07 22:00 | 0 | 0 | 0 | 0 | 0 | 0 | 0 | 0 | 0 | 0 | 0 | 0 | 0 | 0 | 0 | 0 | 0 | 3791 | 23 | 5 | 2017-05-07 23:00 | WEEKEND | 21.8087 | 2.27 | 0 | 0 | 0 | 0 | 2861.7973 | 0 | 0 | NA | 95.39%
| 23 | 6 | 2017-06-07 23:00 | 0 | 0 | 0 | 0 | 0 | 0 | 0 | 0 | 0 | 0 | 0 | 0 | 0 | 0 | 0 | 0 | 0 | 3792 | 0 | 5 | 2017-05-08 | WEEKDAY | 19.4233 | 2.27 | 0 | 0 | 0 | 0 | 2861.7973 | 0 | 0 | NA | 95.39%
| 0 | 6 | 2017-06-08 | 0 | 0 | 0 | 0 | 0 | 0 | 0 | 0 | 0 | 0 | 0 | 0 | 0 | 0 | 0 | 0 | 0 | 3793 | 1 | 5 | 2017-05-08 01:00 | WEEKDAY | 17.2883 | 2.27 | 0 | 0 | 0 | 0 | 2861.7973 | 0 | 0 | NA | 95.39%
| 1 | 6 | 2017-06-08 01:00 | 0 | 0 | 0 | 0 | 0 | 0 | 0 | 0 | 0 | 0 | 0 | 0 | 0 | 0 | 0 | 0 | 0 | 3794 | 2 | 5 | 2017-05-08 02:00 | WEEKDAY | 13.7616 | 2.27 | 0 | 0 | 0 | 0 | 2861.7973 | 0 | 0 | NA | 95.39%
| 2 | 6 | 2017-06-08 02:00 | 0 | 0 | 0 | 0 | 0 | 0 | 0 | 0 | 0 | 0 | 0 | 0 | 0 | 0 | 0 | 0 | 0 | 3795 | 3 | 5 | 2017-05-08 03:00 | WEEKDAY | 4.7236 | 2.27 | 0 | 0 | 0 | 0 | 2861.7973 | 0 | 0 | NA | 95.39%
| 3 | 6 | 2017-06-08 03:00 | 0 | 0 | 0 | 0 | 0 | 0 | 0 | 0 | 0 | 0 | 0 | 0 | 0 | 0 | 0 | 0 | 0 | 3796 | 4 | 5 | 2017-05-08 04:00 | WEEKDAY | 5.9901 | 2.27 | 0 | 0 | 0 | 0 | 2861.7973 | 0 | 0 | NA | 95.39%
| 4 | 6 | 2017-06-08 04:00 | 0 | 0 | 0 | 0 | 0 | 0 | 0 | 0 | 0 | 0 | 0 | 0 | 0 | 0 | 0 | 0 | 0 | 3797 | 5 | 5 | 2017-05-08 05:00 | WEEKDAY | 16.1666 | 2.27 | 0 | 0 | 0 | 0 | 2861.7973 | 0 | 0 | NA | 95.39%
| 5 | 6 | 2017-06-08 05:00 | 47.9996 | 0 | 0 | 0 | 0 | 0 | 0 | 0 | 0 | 0 | 3.6557 | 2.2472 | 0.92316 | 0 | 47.9996 | 0 | 47.9996 | 3798 | 6 | 5 | 2017-05-08 06:00 | WEEKDAY | 18.2792 | 20.45 | 0 | 0 | 0 | 0 | 2861.7973 | 0 | 0 | NA | 95.39%
| 6 | 6 | 2017-06-08 06:00 | 225.1376 | 500.6295 | 183.612 | 272.6477 | 232.452 | 252.8432 | 324.424 | 44.297 | 221.0087 | 126.4216 | 278.2188 | 32.925 | 70.2573 | 51.1774 | 225.1376 | 232.452 | 225.1376 | 3799 | 7 | 5 | 2017-05-08 07:00 | WEEKDAY | 19.5318 | 20.45 | 337.458 | 327.3343 | 0 | 327.3343 | 2861.7973 | 0 | 0 | NA | 95.39%
| 7 | 6 | 2017-06-08 07:00 | 234.4045 | 1000.4998 | 525.7503 | 319.1474 | 509.9689 | 505.3029 | 724.741 | 178.505 | 652.1504 | 252.6515 | 755.7981 | 101.0884 | 190.8581 | 46.7544 | 234.4045 | 509.9689 | 234.4045 | 3800 | 8 | 5 | 2017-05-08 08:00 | WEEKDAY | 21.4246 | 20.45 | 754.153 | 731.5284 | 0 | 731.5284 | 2861.7973 | 0 | 0 | NA | 95.39%
| 8 | 6 | 2017-06-08 08:00 | 383.7574 | 1696.3537 | 470.3898 | 484.2832 | 1474.3856 | 856.7443 | 900.436 | 606.2824 | 845.8187 | 428.3722 | 916.1738 | 138.2118 | 231.357 | 252.6302 | 383.7574 | 1474.3856 | 383.7574 | 3801 | 9 | 5 | 2017-05-08 09:00 | WEEKDAY | 23.1643 | 11.33 | 939.491 | 911.3063 | 0 | 911.3063 | 2861.7973 | 0 | 0 | NA | 95.39%
| 9 | 6 | 2017-06-08 09:00 | 608.3038 | 1867.0091 | 728.222 | 916.5473 | 1886.8318 | 942.9339 | 962.564 | 1507.7024 | 938.9542 | 471.4669 | 982.7511 | 124.4782 | 248.1695 | 168.2739 | 608.3038 | 1886.8318 | 608.3038 | 3802 | 10 | 5 | 2017-05-08 10:00 | WEEKDAY | 22.8748 | 11.33 | 1005.38 | 975.2186 | 0 | 975.2186 | 2861.7973 | 0 | 0 | NA | 95.39%
| 10 | 6 | 2017-06-08 10:00 | 444.8064 | 646.3388 | 881.1882 | 376.5639 | 1924.9988 | 326.4337 | 833.839 | 908.6987 | 958.6481 | 163.2169 | 990.0001 | 102.894 | 250 | 135.3656 | 444.8064 | 1924.9988 | 444.8064 | 3803 | 11 | 5 | 2017-05-08 11:00 | WEEKDAY | 23.6263 | 11.33 | 869 | 842.93 | 0 | 842.93 | 2861.7973 | 0 | 0 | NA | 95.39%
| 11 | 6 | 2017-06-08 11:00 | 751.9355 | 1410.5259 | 859.9711 | 483.1585 | 1929.5925 | 712.3868 | 760.599 | 1212.7319 | 957.4482 | 356.1934 | 925.5464 | 79.6136 | 233.7238 | 153.1081 | 751.9355 | 1929.5925 | 751.9355 | 3804 | 12 | 5 | 2017-05-08 12:00 | WEEKDAY | 25.533 | 11.33 | 791.775 | 768.0217 | 0 | 768.0217 | 2861.7973 | 0 | 0 | NA | 95.39%
| 12 | 6 | 2017-06-08 12:00 | 336.5254 | 1980.0001 | 843.2206 | 808.1608 | 1936.0611 | 1000.0001 | 852.407 | 1417.3893 | 947.4145 | 500 | 990.0001 | 94.5698 | 250 | 173.2551 | 336.5254 | 1936.0611 | 336.5254 | 3805 | 13 | 5 | 2017-05-08 13:00 | WEEKDAY | 23.4092 | 11.33 | 888.592 | 861.9342 | 0 | 861.9342 | 2861.7973 | 0 | 0 | NA | 95.39%
| 13 | 6 | 2017-06-08 13:00 | 483.7918 | 1964.733 | 482.6618 | 980.0917 | 1941.7442 | 992.2894 | 833.479 | 1616.7843 | 943.5588 | 496.1447 | 990.0001 | 116.1078 | 250 | 153.8998 | 483.7918 | 1941.7442 | 483.7918 | 3806 | 14 | 5 | 2017-05-08 14:00 | WEEKDAY | 24.9457 | 1.96 | 868.595 | 842.5371 | 0 | 842.5371 | 2861.7973 | 0 | 0 | NA | 95.39%
| 14 | 6 | 2017-06-08 14:00 | 414.6343 | 1944.7856 | 252.9709 | 950.1456 | 1920.8938 | 982.2149 | 734.798 | 1246.7165 | 990 | 491.1075 | 990.0001 | 59.1322 | 250 | 173.4372 | 414.6343 | 1920.8938 | 414.6343 | 3807 | 15 | 5 | 2017-05-08 15:00 | WEEKDAY | 35.9823 | 1.96 | 764.638 | 741.6989 | 0 | 741.6989 | 2861.7973 | 0 | 0 | NA | 95.39%
| 15 | 6 | 2017-06-08 15:00 | 229.3842 | 1882.822 | 242.7333 | 906.5212 | 1769.9705 | 950.9202 | 597.095 | 1422.6773 | 990 | 475.4601 | 990.0001 | 160.0985 | 250 | 107.8566 | 229.3842 | 1769.9705 | 229.3842 | 3808 | 16 | 5 | 2017-05-08 16:00 | WEEKDAY | 44.9201 | 1.96 | 620.376 | 601.7647 | 388 | 989.7647 | 2861.7973 | 0 | 0 | NA | 95.39%
| 16 | 6 | 2017-06-08 16:00 | 141.5166 | 1722.5295 | 260.395 | 838.1152 | 1400.1313 | 869.9644 | 773.708 | 1739.3929 | 990 | 434.9822 | 946.0119 | 162.8584 | 238.8919 | 328.2172 | 141.5166 | 1400.1313 | 141.5166 | 3809 | 17 | 5 | 2017-05-08 17:00 | WEEKDAY | 76.9165 | 19.93 | 805.59 | 781.4223 | 209 | 990.4223 | 2461.7973 | 0 | 0 | NA | 82.06%
| 17 | 6 | 2017-06-08 17:00 | 62.933 | 1388.1557 | 83.6189 | 664.1241 | 951.7185 | 701.0888 | 444.334 | 727.8366 | 990 | 350.5444 | 818.5479 | 99.1207 | 206.704 | 111.9164 | 62.933 | 951.7185 | 62.933 | 3810 | 18 | 5 | 2017-05-08 18:00 | WEEKDAY | 42.1394 | 19.93 | 461.422 | 0 | 0 | 0 | 2246.3334 | 0 | 0 | NA | 74.88%
| 18 | 6 | 2017-06-08 18:00 | 39.7599 | 649.5698 | 66.5384 | 292.9573 | 203.2899 | 328.0656 | 157.564 | 180.8923 | 663.0804 | 164.0328 | 466.7907 | 73.899 | 117.8764 | 48.948 | 39.7599 | 203.2899 | 39.7599 | 3811 | 19 | 5 | 2017-05-08 19:00 | WEEKDAY | 38.4902 | 19.93 | 165.969 | 0 | 0 | 0 | 2707.7554 | 0 | 0 | NA | 90.26%
| 19 | 6 | 2017-06-08 19:00 | 0 | 0 | 19.9079 | 0 | 6.212 | 0 | 9.6793 | 0 | 0 | 0 | 42.0816 | 6.2675 | 10.6267 | 0 | 0 | 6.212 | 0 | 3812 | 20 | 5 | 2017-05-08 20:00 | WEEKDAY | 30.8467 | 12.08 | 14.979 | 0 | 0 | 0 | 2873.7244 | 0 | 0 | NA | 95.79%
| 20 | 6 | 2017-06-08 20:00 | 0 | 0 | 0 | 0 | 0 | 0 | 0 | 0 | 0 | 0 | 0 | 0 | 0 | 0 | 0 | 0 | 0 | 3813 | 21 | 5 | 2017-05-08 21:00 | WEEKDAY | 28.5893 | 12.08 | 0 | 0 | 0 | 0 | 2888.7034 | 0 | 0 | NA | 96.29%
| 21 | 6 | 2017-06-08 21:00 | 0 | 0 | 0 | 0 | 0 | 0 | 0 | 0 | 0 | 0 | 0 | 0 | 0 | 0 | 0 | 0 | 0 | 3814 | 22 | 5 | 2017-05-08 22:00 | WEEKDAY | 22.6187 | 12.08 | 0 | 0 | 0 | 0 | 2888.7034 | 0 | 0 | NA | 96.29%
| 22 | 6 | 2017-06-08 22:00 | 0 | 0 | 0 | 0 | 0 | 0 | 0 | 0 | 0 | 0 | 0 | 0 | 0 | 0 | 0 | 0 | 0 | 3815 | 23 | 5 | 2017-05-08 23:00 | WEEKDAY | 22.101 | 2.27 | 0 | 0 | 0 | 0 | 2888.7034 | 0 | 0 | NA | 96.29%
| 23 | 6 | 2017-06-08 23:00 | 0 | 0 | 0 | 0 | 0 | 0 | 0 | 0 | 0 | 0 | 0 | 0 | 0 | 0 | 0 | 0 | 0 | 3816 | 0 | 5 | 2017-05-09 | WEEKDAY | 20.9236 | 2.27 | 0 | 0 | 0 | 0 | 2888.7034 | 0 | 0 | NA | 96.29%
| 0 | 6 | 2017-06-09 | 0 | 0 | 0 | 0 | 0 | 0 | 0 | 0 | 0 | 0 | 0 | 0 | 0 | 0 | 0 | 0 | 0 | 3817 | 1 | 5 | 2017-05-09 01:00 | WEEKDAY | 22.1066 | 2.27 | 0 | 0 | 0 | 0 | 2888.7034 | 0 | 0 | NA | 96.29%
| 1 | 6 | 2017-06-09 01:00 | 0 | 0 | 0 | 0 | 0 | 0 | 0 | 0 | 0 | 0 | 0 | 0 | 0 | 0 | 0 | 0 | 0 | 3818 | 2 | 5 | 2017-05-09 02:00 | WEEKDAY | 22.062 | 2.27 | 0 | 0 | 0 | 0 | 2888.7034 | 0 | 0 | NA | 96.29%
| 2 | 6 | 2017-06-09 02:00 | 0 | 0 | 0 | 0 | 0 | 0 | 0 | 0 | 0 | 0 | 0 | 0 | 0 | 0 | 0 | 0 | 0 | 3819 | 3 | 5 | 2017-05-09 03:00 | WEEKDAY | 23.0557 | 2.27 | 0 | 0 | 0 | 0 | 2888.7034 | 0 | 0 | NA | 96.29%
| 3 | 6 | 2017-06-09 03:00 | 0 | 0 | 0 | 0 | 0 | 0 | 0 | 0 | 0 | 0 | 0 | 0 | 0 | 0 | 0 | 0 | 0 | 3820 | 4 | 5 | 2017-05-09 04:00 | WEEKDAY | 23.2812 | 2.27 | 0 | 0 | 0 | 0 | 2888.7034 | 0 | 0 | NA | 96.29%
| 4 | 6 | 2017-06-09 04:00 | 0 | 0 | 0 | 0 | 0 | 0 | 0 | 0 | 0 | 0 | 0 | 0 | 0 | 0 | 0 | 0 | 0 | 3821 | 5 | 5 | 2017-05-09 05:00 | WEEKDAY | 23.8323 | 2.27 | 0 | 0 | 0 | 0 | 2888.7034 | 0 | 0 | NA | 96.29%
| 5 | 6 | 2017-06-09 05:00 | 246.7436 | 0 | 0 | 0 | 0 | 0 | 0 | 4.7766 | 0 | 0 | 0.82819 | 0.20449 | 0.20914 | 0 | 246.7436 | 0 | 246.7436 | 3822 | 6 | 5 | 2017-05-09 06:00 | WEEKDAY | 80.8301 | 20.45 | 0 | 0 | 0 | 0 | 2888.7034 | 0 | 0 | NA | 96.29%
| 6 | 6 | 2017-06-09 06:00 | 617.0246 | 241.2865 | 51.7638 | 241.776 | 312.9809 | 121.8619 | 13.2131 | 282.3778 | 216.1519 | 60.9309 | 85.9088 | 28.356 | 21.6941 | 21.5564 | 617.0246 | 312.9809 | 617.0246 | 3823 | 7 | 5 | 2017-05-09 07:00 | WEEKDAY | 30.7827 | 20.45 | 18.6132 | 0 | 0 | 0 | 2888.7034 | 0 | 0 | NA | 96.29%
| 7 | 6 | 2017-06-09 07:00 | 975.9812 | 826.7121 | 117.5159 | 179.1424 | 436.9591 | 417.5313 | 82.2897 | 585.4413 | 645.6427 | 208.7657 | 297.4774 | 84.5098 | 75.1205 | 46.2026 | 975.9812 | 436.9591 | 975.9812 | 3824 | 8 | 5 | 2017-05-09 08:00 | WEEKDAY | 26.6771 | 20.45 | 89.0468 | 0 | 0 | 0 | 2907.3166 | 0 | 0 | NA | 96.91%
| 8 | 6 | 2017-06-09 08:00 | 990.0001 | 580.3367 | 250.7673 | 599.6938 | 1443.8935 | 293.0993 | 117.754 | 1520.2945 | 858.417 | 146.5497 | 281.4342 | 67.8496 | 71.0692 | 72.9812 | 990.0001 | 1443.8935 | 990.0001 | 3825 | 9 | 5 | 2017-05-09 09:00 | WEEKDAY | 24.1079 | 11.33 | 125.252 | 121.4944 | 0 | 121.4944 | 2996.3634 | 0 | 0 | NA | 99.88%
| 9 | 6 | 2017-06-09 09:00 | 990.0001 | 1059.0276 | 330.4083 | 820.682 | 906.7888 | 534.8624 | 125.342 | 978.3343 | 938.9319 | 267.4312 | 809.6209 | 160.3817 | 204.4497 | 109.895 | 990.0001 | 906.7888 | 990.0001 | 3826 | 10 | 5 | 2017-05-09 10:00 | WEEKDAY | 31.0472 | 11.33 | 133.002 | 129.0119 | 0 | 129.0119 | 2996.3634 | 0 | 0 | NA | 99.88%
| 10 | 6 | 2017-06-09 10:00 | 990.0001 | 1722.0549 | 435.9464 | 941.0407 | 1469.9493 | 869.7247 | 740.598 | 1774.449 | 961.7278 | 434.8623 | 872.6749 | 75.1988 | 220.3725 | 296.7929 | 990.0001 | 1469.9493 | 990.0001 | 3827 | 11 | 5 | 2017-05-09 11:00 | WEEKDAY | 32.1383 | 11.33 | 770.706 | 747.5848 | 0 | 747.5848 | 2996.3634 | 0 | 0 | NA | 99.88%
| 11 | 6 | 2017-06-09 11:00 | 990.0001 | 1862.7255 | 523.6342 | 974.5287 | 1560.3182 | 940.7704 | 504.983 | 1676.22 | 963.6222 | 470.3852 | 844.7302 | 94.3054 | 213.3157 | 267.741 | 990.0001 | 1560.3182 | 990.0001 | 3828 | 12 | 5 | 2017-05-09 12:00 | WEEKDAY | 27.4982 | 11.33 | 524.366 | 508.635 | 0 | 508.635 | 2996.3634 | 0 | 0 | NA | 99.88%
| 12 | 6 | 2017-06-09 12:00 | 990.0001 | 1677.5413 | 750.5148 | 867.9286 | 1700.3955 | 847.2431 | 690.386 | 1606.2887 | 955.063 | 423.6215 | 584.3126 | 102.4082 | 147.5537 | 319.793 | 990.0001 | 1700.3955 | 990.0001 | 3829 | 13 | 5 | 2017-05-09 13:00 | WEEKDAY | 28.0605 | 11.33 | 717.97 | 696.4309 | 294 | 990.4309 | 2996.3634 | 0 | 0 | NA | 99.88%
| 13 | 6 | 2017-06-09 13:00 | 990.0001 | 1912.0806 | 959.1548 | 929.9959 | 1910.216 | 965.6973 | 632.481 | 1699.2162 | 952.2956 | 482.8486 | 842.2828 | 116.6559 | 212.6977 | 281.8949 | 990.0001 | 1910.216 | 990.0001 | 3830 | 14 | 5 | 2017-05-09 14:00 | WEEKDAY | 26.2401 | 1.96 | 657.325 | 637.6053 | 352 | 989.6053 | 2693.2706 | 0 | 0 | NA | 89.78%
| 14 | 6 | 2017-06-09 14:00 | 990.0001 | 1888.7102 | 979.2359 | 652.5289 | 1916.26 | 953.8941 | 676.905 | 1636.5582 | 990 | 476.947 | 407.7004 | 108.5 | 102.9546 | 132.3907 | 990.0001 | 1916.26 | 990.0001 | 3831 | 15 | 5 | 2017-05-09 15:00 | WEEKDAY | 23.7043 | 1.96 | 703.841 | 682.7258 | 307 | 989.7258 | 2330.384 | 0 | 0 | NA | 77.68%
| 15 | 6 | 2017-06-09 15:00 | 990.0001 | 1829.7009 | 953.516 | 915.6567 | 1525.2928 | 924.0914 | 547.541 | 1607.5469 | 990 | 462.0457 | 314.9254 | 121.8348 | 79.5266 | 103.7587 | 990.0001 | 1525.2928 | 990.0001 | 3832 | 16 | 5 | 2017-05-09 16:00 | WEEKDAY | 22.9249 | 1.96 | 568.669 | 551.6089 | 400 | 951.6089 | 2013.8892 | 0 | 0 | NA | 67.13%
| 16 | 6 | 2017-06-09 16:00 | 876.6989 | 1712.9637 | 935.1607 | 840.5298 | 1698.4652 | 865.1332 | 486.393 | 1342.189 | 990 | 432.5666 | 269.4101 | 97.9138 | 68.0329 | 75.3774 | 876.6989 | 1698.4652 | 876.6989 | 3833 | 17 | 5 | 2017-05-09 17:00 | WEEKDAY | 23.6932 | 19.93 | 505.062 | 0 | 0 | 0 | 1601.518 | 0 | 0 | NA | 53.38%
| 17 | 6 | 2017-06-09 17:00 | 489.1813 | 1392.6497 | 738.1585 | 643.4861 | 1380.9001 | 703.3584 | 257.627 | 816.5832 | 990 | 351.6792 | 147.4329 | 17.1314 | 37.2305 | 41.9462 | 489.1813 | 1380.9001 | 489.1813 | 3834 | 18 | 5 | 2017-05-09 18:00 | WEEKDAY | 27.6624 | 19.93 | 268.633 | 0 | 0 | 0 | 2106.58 | 0 | 0 | NA | 70.22%
| 18 | 6 | 2017-06-09 18:00 | 101.3066 | 375.4215 | 413.6958 | 267.4079 | 563.0512 | 189.6068 | 161.979 | 274.3793 | 662.2995 | 94.8034 | 77.8266 | 22.2012 | 19.6532 | 34.3547 | 101.3066 | 563.0512 | 101.3066 | 3835 | 19 | 5 | 2017-05-09 19:00 | WEEKDAY | 23.9075 | 19.93 | 170.501 | 0 | 0 | 0 | 2375.213 | 0 | 0 | NA | 79.17%
| 19 | 6 | 2017-06-09 19:00 | 0 | 0 | 45.8013 | 0 | 5.1893 | 0 | 92.8137 | 6.4014 | 0 | 0 | 17.2178 | 3.4955 | 4.3479 | 0 | 0 | 5.1893 | 0 | 3836 | 20 | 5 | 2017-05-09 20:00 | WEEKDAY | 22.577 | 12.08 | 99.7922 | 0 | 0 | 0 | 2545.714 | 0 | 0 | NA | 84.86%
| 20 | 6 | 2017-06-09 20:00 | 0 | 0 | 0 | 0 | 0 | 0 | 0 | 0 | 0 | 0 | 0 | 0 | 0 | 0 | 0 | 0 | 0 | 3837 | 21 | 5 | 2017-05-09 21:00 | WEEKDAY | 23.9465 | 12.08 | 0 | 0 | 0 | 0 | 2645.5062 | 0 | 0 | NA | 88.18%
| 21 | 6 | 2017-06-09 21:00 | 0 | 0 | 0 | 0 | 0 | 0 | 0 | 0 | 0 | 0 | 0 | 0 | 0 | 0 | 0 | 0 | 0 | 3838 | 22 | 5 | 2017-05-09 22:00 | WEEKDAY | 25.174 | 12.08 | 0 | 0 | 0 | 0 | 2645.5062 | 0 | 0 | NA | 88.18%
| 22 | 6 | 2017-06-09 22:00 | 0 | 0 | 0 | 0 | 0 | 0 | 0 | 0 | 0 | 0 | 0 | 0 | 0 | 0 | 0 | 0 | 0 | 3839 | 23 | 5 | 2017-05-09 23:00 | WEEKDAY | 19.7879 | 2.27 | 0 | 0 | 0 | 0 | 2645.5062 | 0 | 0 | NA | 88.18%
| 23 | 6 | 2017-06-09 23:00 | 0 | 0 | 0 | 0 | 0 | 0 | 0 | 0 | 0 | 0 | 0 | 0 | 0 | 0 | 0 | 0 | 0 | 3840 | 0 | 5 | 2017-05-10 | WEEKDAY | 19.5346 | 2.27 | 0 | 0 | 0 | 0 | 2645.5062 | 0 | 0 | NA | 88.18%
| 0 | 6 | 2017-06-10 | 0 | 0 | 0 | 0 | 0 | 0 | 0 | 0 | 0 | 0 | 0 | 0 | 0 | 0 | 0 | 0 | 0 | 3841 | 1 | 5 | 2017-05-10 01:00 | WEEKDAY | 18.9556 | 2.27 | 0 | 0 | 0 | 0 | 2645.5062 | 0 | 0 | NA | 88.18%
| 1 | 6 | 2017-06-10 01:00 | 0 | 0 | 0 | 0 | 0 | 0 | 0 | 0 | 0 | 0 | 0 | 0 | 0 | 0 | 0 | 0 | 0 | 3842 | 2 | 5 | 2017-05-10 02:00 | WEEKDAY | 19.259 | 2.27 | 0 | 0 | 0 | 0 | 2645.5062 | 0 | 0 | NA | 88.18%
| 2 | 6 | 2017-06-10 02:00 | 0 | 0 | 0 | 0 | 0 | 0 | 0 | 0 | 0 | 0 | 0 | 0 | 0 | 0 | 0 | 0 | 0 | 3843 | 3 | 5 | 2017-05-10 03:00 | WEEKDAY | 19.632 | 2.27 | 0 | 0 | 0 | 0 | 2645.5062 | 0 | 0 | NA | 88.18%
| 3 | 6 | 2017-06-10 03:00 | 0 | 0 | 0 | 0 | 0 | 0 | 0 | 0 | 0 | 0 | 0 | 0 | 0 | 0 | 0 | 0 | 0 | 3844 | 4 | 5 | 2017-05-10 04:00 | WEEKDAY | 17.9758 | 2.27 | 0 | 0 | 0 | 0 | 2645.5062 | 0 | 0 | NA | 88.18%
| 4 | 6 | 2017-06-10 04:00 | 0 | 0 | 0 | 0 | 0 | 0 | 0 | 0 | 0 | 0 | 0 | 0 | 0 | 0 | 0 | 0 | 0 | 3845 | 5 | 5 | 2017-05-10 05:00 | WEEKDAY | 19.4149 | 2.27 | 0 | 0 | 0 | 0 | 2645.5062 | 0 | 0 | NA | 88.18%
| 5 | 6 | 2017-06-10 05:00 | 15.9288 | 0 | 0.96478 | 0 | 0 | 0 | 0 | 5.8807 | 0 | 0 | 0 | 1.4826 | 0 | 2.5792 | 15.9288 | 0 | 15.9288 | 3846 | 6 | 5 | 2017-05-10 06:00 | WEEKDAY | 21.4497 | 20.45 | 0 | 0 | 0 | 0 | 2645.5062 | 0 | 0 | NA | 88.18%
| 6 | 6 | 2017-06-10 06:00 | 49.7249 | 32.5912 | 125.4742 | 34.7256 | 257.3042 | 16.4602 | 325.791 | 243.484 | 209.165 | 8.2301 | 91.6314 | 37.6432 | 23.1392 | 213.6075 | 49.7249 | 257.3042 | 49.7249 | 3847 | 7 | 5 | 2017-05-10 07:00 | WEEKDAY | 22.8971 | 20.45 | 338.866 | 0 | 0 | 0 | 2645.5062 | 0 | 0 | NA | 88.18%
| 7 | 6 | 2017-06-10 07:00 | 92.4337 | 191.1156 | 597.7533 | 47.4684 | 624.6799 | 96.523 | 720.845 | 990.2504 | 643.5067 | 48.2615 | 68.9165 | 152.9433 | 17.4032 | 441.4743 | 92.4337 | 624.6799 | 92.4337 | 3848 | 8 | 5 | 2017-05-10 08:00 | WEEKDAY | 23.0836 | 20.45 | 750.037 | 727.5359 | 0 | 727.5359 | 2984.3722 | 0 | 0 | NA | 99.48%
| 8 | 6 | 2017-06-10 08:00 | 158.8301 | 286.0382 | 849.2 | 106.8149 | 1148.3564 | 144.4637 | 147.883 | 1141.2727 | 857.8292 | 72.2319 | 201.6027 | 185.0787 | 50.9098 | 435.3658 | 158.8301 | 1148.3564 | 158.8301 | 3849 | 9 | 5 | 2017-05-10 09:00 | WEEKDAY | 22.9973 | 11.33 | 156.076 | 151.3937 | 0 | 151.3937 | 2984.3722 | 0 | 0 | NA | 99.48%
| 9 | 6 | 2017-06-10 09:00 | 207.2404 | 416.6576 | 953.7338 | 209.5823 | 1085.04 | 210.4331 | 186.44 | 1527.9665 | 935.9821 | 105.2166 | 337.6328 | 179.2863 | 85.2608 | 530.1566 | 207.2404 | 1085.04 | 207.2404 | 3850 | 10 | 5 | 2017-05-10 10:00 | WEEKDAY | 23.3202 | 11.33 | 195.549 | 189.6825 | 0 | 189.6825 | 2984.3722 | 0 | 0 | NA | 99.48%
| 10 | 6 | 2017-06-10 10:00 | 244.4048 | 734.9714 | 887.0367 | 565.2115 | 1777.4797 | 371.1977 | 549.487 | 1797.039 | 957.292 | 185.5988 | 460.3571 | 226.8013 | 116.2518 | 549.929 | 244.4048 | 1777.4797 | 244.4048 | 3851 | 11 | 5 | 2017-05-10 11:00 | WEEKDAY | 23.4176 | 11.33 | 570.693 | 553.5722 | 0 | 553.5722 | 2984.3722 | 0 | 0 | NA | 99.48%
| 11 | 6 | 2017-06-10 11:00 | 264.1992 | 1864.9969 | 910.7498 | 416.0378 | 1786.618 | 941.9176 | 599.966 | 1790.9429 | 962.3942 | 470.9588 | 868.1691 | 236.6573 | 219.2346 | 265.495 | 264.1992 | 1786.618 | 264.1992 | 3852 | 12 | 5 | 2017-05-10 12:00 | WEEKDAY | 28.5086 | 11.33 | 623.338 | 604.6379 | 0 | 604.6379 | 2984.3722 | 0 | 0 | NA | 99.48%
| 12 | 6 | 2017-06-10 12:00 | 326.2809 | 1980.0001 | 973.2582 | 779.691 | 1803.6757 | 1000.0001 | 466.885 | 1816.4139 | 956.6974 | 500 | 628.6234 | 203.8092 | 158.7433 | 396.4422 | 326.2809 | 1803.6757 | 326.2809 | 3853 | 13 | 5 | 2017-05-10 13:00 | WEEKDAY | 30.1871 | 11.33 | 484.775 | 470.2317 | 0 | 470.2317 | 2984.3722 | 0 | 0 | NA | 99.48%
| 13 | 6 | 2017-06-10 13:00 | 570.0988 | 1980.0001 | 981.6031 | 936.2712 | 1883.3772 | 1000.0001 | 725.492 | 1758.3301 | 955.417 | 500 | 654.028 | 250 | 165.1586 | 900.179 | 570.0988 | 1883.3772 | 570.0988 | 3854 | 14 | 5 | 2017-05-10 14:00 | WEEKDAY | 26.2011 | 1.96 | 754.861 | 732.2152 | 0 | 732.2152 | 2984.3722 | 0 | 0 | NA | 99.48%
| 14 | 6 | 2017-06-10 14:00 | 405.3554 | 1900.925 | 990.0001 | 970.6099 | 1870.837 | 960.0631 | 840.519 | 1588.7946 | 959.5395 | 480.0316 | 642.3847 | 224.5255 | 162.2184 | 494.6516 | 405.3554 | 1870.837 | 405.3554 | 3855 | 15 | 5 | 2017-05-10 15:00 | WEEKDAY | 24.8845 | 1.96 | 876.04 | 849.7588 | 0 | 849.7588 | 2984.3722 | 0 | 0 | NA | 99.48%
| 15 | 6 | 2017-06-10 15:00 | 620.3342 | 1848.9934 | 983.6378 | 932.9475 | 1722.5323 | 933.8351 | 695.604 | 1578.1091 | 934.8676 | 466.9175 | 303.2738 | 239.1989 | 76.5843 | 911.2318 | 620.3342 | 1722.5323 | 620.3342 | 3856 | 16 | 5 | 2017-05-10 16:00 | WEEKDAY | 24.4363 | 1.96 | 723.487 | 701.7824 | 0 | 701.7824 | 2984.3722 | 0 | 0 | NA | 99.48%
| 16 | 6 | 2017-06-10 16:00 | 666.6297 | 1684.0237 | 925.6921 | 880.8059 | 1606.4843 | 850.517 | 951.321 | 1463.5671 | 914.5567 | 425.2585 | 372.3371 | 214.9037 | 94.0245 | 855.0417 | 666.6297 | 1606.4843 | 666.6297 | 3857 | 17 | 5 | 2017-05-10 17:00 | WEEKDAY | 23.6514 | 19.93 | 993.409 | 963.6067 | 0 | 963.6067 | 2984.3722 | 0 | 0 | NA | 99.48%
| 17 | 6 | 2017-06-10 17:00 | 582.4082 | 1426.4661 | 778.3712 | 728.4948 | 1367.9862 | 720.4374 | 881.218 | 996.2704 | 838.9792 | 360.2187 | 236.9627 | 193.4101 | 59.8391 | 261.1954 | 582.4082 | 1367.9862 | 582.4082 | 3858 | 18 | 5 | 2017-05-10 18:00 | WEEKDAY | 23.0362 | 19.93 | 919.101 | 891.528 | 0 | 891.528 | 2984.3722 | 0 | 0 | NA | 99.48%
| 18 | 6 | 2017-06-10 18:00 | 90.88 | 693.065 | 453.2405 | 328.7905 | 522.0442 | 350.0328 | 705.56 | 356.54 | 649.5789 | 175.0164 | 43.4521 | 104.5676 | 10.9728 | 308.8932 | 90.88 | 522.0442 | 90.88 | 3859 | 19 | 5 | 2017-05-10 19:00 | WEEKDAY | 23.1643 | 19.93 | 734.001 | 711.981 | 0 | 711.981 | 2984.3722 | 0 | 0 | NA | 99.48%
| 19 | 6 | 2017-06-10 19:00 | 0 | 3.0956 | 45.5697 | 0 | 7.1315 | 1.5634 | 293.831 | 6.186 | 249.1523 | 0.78172 | 5.3013 | 8.5925 | 1.3387 | 0 | 0 | 7.1315 | 0 | 3860 | 20 | 5 | 2017-05-10 20:00 | WEEKDAY | 23.6319 | 12.08 | 305.902 | 296.7249 | 0 | 296.7249 | 2984.3722 | 0 | 0 | NA | 99.48%
| 20 | 6 | 2017-06-10 20:00 | 0 | 0 | 0 | 0 | 0 | 0 | 0 | 0 | 0 | 0 | 0 | 0 | 0 | 0 | 0 | 0 | 0 | 3861 | 21 | 5 | 2017-05-10 21:00 | WEEKDAY | 25.9367 | 12.08 | 0 | 0 | 0 | 0 | 2984.3722 | 0 | 0 | NA | 99.48%
| 21 | 6 | 2017-06-10 21:00 | 0 | 0 | 0 | 0 | 0 | 0 | 0 | 0 | 0 | 0 | 0 | 0 | 0 | 0 | 0 | 0 | 0 | 3862 | 22 | 5 | 2017-05-10 22:00 | WEEKDAY | 25.7418 | 12.08 | 0 | 0 | 0 | 0 | 2984.3722 | 0 | 0 | NA | 99.48%
| 22 | 6 | 2017-06-10 22:00 | 0 | 0 | 0 | 0 | 0 | 0 | 0 | 0 | 0 | 0 | 0 | 0 | 0 | 0 | 0 | 0 | 0 | 3863 | 23 | 5 | 2017-05-10 23:00 | WEEKDAY | 26.986 | 2.27 | 0 | 0 | 0 | 0 | 2984.3722 | 0 | 0 | NA | 99.48%
| 23 | 6 | 2017-06-10 23:00 | 0 | 0 | 0 | 0 | 0 | 0 | 0 | 0 | 0 | 0 | 0 | 0 | 0 | 0 | 0 | 0 | 0 | 3864 | 0 | 5 | 2017-05-11 | WEEKDAY | 23.8212 | 2.27 | 0 | 0 | 0 | 0 | 2984.3722 | 0 | 0 | NA | 99.48%
| 0 | 6 | 2017-06-11 | 0 | 0 | 0 | 0 | 0 | 0 | 0 | 0 | 0 | 0 | 0 | 0 | 0 | 0 | 0 | 0 | 0 | 3865 | 1 | 5 | 2017-05-11 01:00 | WEEKDAY | 23.2311 | 2.27 | 0 | 0 | 0 | 0 | 2984.3722 | 0 | 0 | NA | 99.48%
| 1 | 6 | 2017-06-11 01:00 | 0 | 0 | 0 | 0 | 0 | 0 | 0 | 0 | 0 | 0 | 0 | 0 | 0 | 0 | 0 | 0 | 0 | 3866 | 2 | 5 | 2017-05-11 02:00 | WEEKDAY | 21.8226 | 2.27 | 0 | 0 | 0 | 0 | 2984.3722 | 0 | 0 | NA | 99.48%
| 2 | 6 | 2017-06-11 02:00 | 0 | 0 | 0 | 0 | 0 | 0 | 0 | 0 | 0 | 0 | 0 | 0 | 0 | 0 | 0 | 0 | 0 | 3867 | 3 | 5 | 2017-05-11 03:00 | WEEKDAY | 22.3487 | 2.27 | 0 | 0 | 0 | 0 | 2984.3722 | 0 | 0 | NA | 99.48%
| 3 | 6 | 2017-06-11 03:00 | 0 | 0 | 0 | 0 | 0 | 0 | 0 | 0 | 0 | 0 | 0 | 0 | 0 | 0 | 0 | 0 | 0 | 3868 | 4 | 5 | 2017-05-11 04:00 | WEEKDAY | 22.5686 | 2.27 | 0 | 0 | 0 | 0 | 2984.3722 | 0 | 0 | NA | 99.48%
| 4 | 6 | 2017-06-11 04:00 | 0 | 0 | 0 | 0 | 0 | 0 | 0 | 0 | 0 | 0 | 0 | 0 | 0 | 0 | 0 | 0 | 0 | 3869 | 5 | 5 | 2017-05-11 05:00 | WEEKDAY | 22.5269 | 2.27 | 0 | 0 | 0 | 0 | 2984.3722 | 0 | 0 | NA | 99.48%
| 5 | 6 | 2017-06-11 05:00 | 117.3144 | 0 | 2.217 | 0 | 0 | 0 | 0 | 10.8244 | 0 | 0 | 2.2456 | 2.7229 | 0.56708 | 8.3449 | 117.3144 | 0 | 117.3144 | 3870 | 6 | 5 | 2017-05-11 06:00 | WEEKDAY | 23.7071 | 20.45 | 0 | 0 | 0 | 0 | 2984.3722 | 0 | 0 | NA | 99.48%
| 6 | 6 | 2017-06-11 06:00 | 556.3543 | 326.4695 | 184.7762 | 256.877 | 100.408 | 164.8836 | 329.062 | 488.4098 | 0 | 82.4418 | 247.4252 | 80.2978 | 62.4811 | 348.5438 | 556.3543 | 100.408 | 556.3543 | 3871 | 7 | 5 | 2017-05-11 07:00 | WEEKDAY | 24.03 | 20.45 | 342.254 | 331.9864 | 0 | 331.9864 | 2984.3722 | 0 | 0 | NA | 99.48%
| 7 | 6 | 2017-06-11 07:00 | 868.0632 | 240.6085 | 640.7845 | 391.1534 | 299.5574 | 121.5194 | 314.285 | 1009.1369 | 632.4691 | 60.7597 | 749.4298 | 195.3757 | 189.25 | 558.4715 | 868.0632 | 299.5574 | 868.0632 | 3872 | 8 | 5 | 2017-05-11 08:00 | WEEKDAY | 23.2561 | 20.45 | 327.003 | 317.1929 | 0 | 317.1929 | 2984.3722 | 0 | 0 | NA | 99.48%
| 8 | 6 | 2017-06-11 08:00 | 990.0001 | 353.7313 | 864.9098 | 151.3068 | 955.7886 | 178.6522 | 356.601 | 1182.134 | 851.5581 | 89.3261 | 926.4947 | 241.6349 | 233.9633 | 872.742 | 990.0001 | 955.7886 | 990.0001 | 3873 | 9 | 5 | 2017-05-11 09:00 | WEEKDAY | 22.577 | 11.33 | 370.662 | 359.5421 | 0 | 359.5421 | 2984.3722 | 0 | 0 | NA | 99.48%
| 9 | 6 | 2017-06-11 09:00 | 990.0001 | 304.381 | 976.6572 | 624.8551 | 1720.6811 | 153.7278 | 269.118 | 1137.5364 | 912.8544 | 76.8639 | 878.1665 | 250 | 221.7592 | 806.3955 | 990.0001 | 1720.6811 | 990.0001 | 3874 | 10 | 5 | 2017-05-11 10:00 | WEEKDAY | 22.7857 | 11.33 | 280.457 | 272.0433 | 0 | 272.0433 | 2984.3722 | 0 | 0 | NA | 99.48%
| 10 | 6 | 2017-06-11 10:00 | 990.0001 | 745.7511 | 990.0001 | 231.0257 | 1891.2121 | 376.642 | 579.735 | 1980.0001 | 939.2006 | 188.321 | 980.5795 | 250 | 247.6211 | 749.2657 | 990.0001 | 1891.2121 | 990.0001 | 3875 | 11 | 5 | 2017-05-11 11:00 | WEEKDAY | 22.8999 | 11.33 | 602.291 | 584.2223 | 0 | 584.2223 | 2984.3722 | 0 | 0 | NA | 99.48%
| 11 | 6 | 2017-06-11 11:00 | 990.0001 | 1649.4715 | 990.0001 | 927.1539 | 1346.1827 | 833.0664 | 731.759 | 1715.4946 | 941.578 | 416.5332 | 990.0001 | 250 | 250 | 599.1753 | 990.0001 | 1346.1827 | 990.0001 | 3876 | 12 | 5 | 2017-05-11 12:00 | WEEKDAY | 22.7774 | 11.33 | 761.469 | 738.6249 | 0 | 738.6249 | 2984.3722 | 0 | 0 | NA | 99.48%
| 12 | 6 | 2017-06-11 12:00 | 990.0001 | 1718.4044 | 990.0001 | 668.7432 | 1204.3654 | 867.881 | 554.559 | 1572.3195 | 837.0469 | 433.9405 | 964.0842 | 250 | 243.4556 | 915.4893 | 990.0001 | 1204.3654 | 990.0001 | 3877 | 13 | 5 | 2017-05-11 13:00 | WEEKDAY | 23.2895 | 11.33 | 576.007 | 558.7268 | 0 | 558.7268 | 2984.3722 | 0 | 0 | NA | 99.48%
| 13 | 6 | 2017-06-11 13:00 | 990.0001 | 1727.8585 | 990.0001 | 718.6696 | 1289.1879 | 872.6558 | 699.792 | 1835.7826 | 840.408 | 436.3279 | 990.0001 | 250 | 250 | 966.2068 | 990.0001 | 1289.1879 | 990.0001 | 3878 | 14 | 5 | 2017-05-11 14:00 | WEEKDAY | 23.8323 | 1.96 | 727.904 | 706.0669 | 0 | 706.0669 | 2984.3722 | 0 | 0 | NA | 99.48%
| 14 | 6 | 2017-06-11 14:00 | 990.0001 | 1635.4858 | 990.0001 | 925.2341 | 1950.0764 | 826.0029 | 689.073 | 1426.2533 | 855.7165 | 413.0015 | 990.0001 | 250 | 250 | 916.2959 | 990.0001 | 1950.0764 | 990.0001 | 3879 | 15 | 5 | 2017-05-11 15:00 | WEEKDAY | 24.0828 | 1.96 | 716.665 | 695.165 | 0 | 695.165 | 2984.3722 | 0 | 0 | NA | 99.48%
| 15 | 6 | 2017-06-11 15:00 | 955.0208 | 1340.9806 | 990.0001 | 909.0474 | 1416.3416 | 677.2629 | 255.931 | 1291.6625 | 819.7819 | 338.6315 | 984.8535 | 250 | 248.7004 | 919.5395 | 955.0208 | 1416.3416 | 955.0208 | 3880 | 16 | 5 | 2017-05-11 16:00 | WEEKDAY | 31.7403 | 1.96 | 266.877 | 258.8707 | 0 | 258.8707 | 2984.3722 | 0 | 0 | NA | 99.48%
| 16 | 6 | 2017-06-11 16:00 | 808.2382 | 301.5295 | 935.6634 | 858.5702 | 1586.261 | 152.2876 | 956.192 | 1405.5396 | 762.58 | 76.1438 | 940.1648 | 243.4015 | 237.4153 | 883.2981 | 808.2382 | 1586.261 | 808.2382 | 3881 | 17 | 5 | 2017-05-11 17:00 | WEEKDAY | 29.3325 | 19.93 | 998.639 | 968.6798 | 0 | 968.6798 | 2984.3722 | 0 | 0 | NA | 99.48%
| 17 | 6 | 2017-06-11 17:00 | 526.1054 | 384.0941 | 770.4645 | 639.4578 | 1184.2097 | 193.9869 | 220.9 | 839.3907 | 772.5672 | 96.9935 | 572.0491 | 205.4475 | 144.4568 | 683.5918 | 526.1054 | 1184.2097 | 526.1054 | 3882 | 18 | 5 | 2017-05-11 18:00 | WEEKDAY | 29.0236 | 19.93 | 230.894 | 223.9672 | 0 | 223.9672 | 2984.3722 | 0 | 0 | NA | 99.48%
| 18 | 6 | 2017-06-11 18:00 | 68.5731 | 518.8074 | 452.2104 | 192.3839 | 485.4007 | 262.0239 | 119.49 | 331.9968 | 409.3914 | 131.012 | 160.7936 | 117.749 | 40.6044 | 327.7196 | 68.5731 | 485.4007 | 68.5731 | 3883 | 19 | 5 | 2017-05-11 19:00 | WEEKDAY | 25.1768 | 19.93 | 127.024 | 123.2133 | 0 | 123.2133 | 2984.3722 | 0 | 0 | NA | 99.48%
| 19 | 6 | 2017-06-11 19:00 | 0 | 0 | 45.4121 | 0 | 5.3266 | 0 | 20.4874 | 0 | 158.0023 | 0 | 26.8289 | 10.8632 | 6.775 | 0.46891 | 0 | 5.3266 | 0 | 3884 | 20 | 5 | 2017-05-11 20:00 | WEEKDAY | 23.8824 | 12.08 | 26.0032 | 25.2231 | 0 | 25.2231 | 2984.3722 | 0 | 0 | NA | 99.48%
| 20 | 6 | 2017-06-11 20:00 | 0 | 0 | 0 | 0 | 0 | 0 | 0 | 0 | 0 | 0 | 0 | 0 | 0 | 0 | 0 | 0 | 0 | 3885 | 21 | 5 | 2017-05-11 21:00 | WEEKDAY | 23.4176 | 12.08 | 0 | 0 | 0 | 0 | 2984.3722 | 0 | 0 | NA | 99.48%
| 21 | 6 | 2017-06-11 21:00 | 0 | 0 | 0 | 0 | 0 | 0 | 0 | 0 | 0 | 0 | 0 | 0 | 0 | 0 | 0 | 0 | 0 | 3886 | 22 | 5 | 2017-05-11 22:00 | WEEKDAY | 24.4753 | 12.08 | 0 | 0 | 0 | 0 | 2984.3722 | 0 | 0 | NA | 99.48%
| 22 | 6 | 2017-06-11 22:00 | 0 | 0 | 0 | 0 | 0 | 0 | 0 | 0 | 0 | 0 | 0 | 0 | 0 | 0 | 0 | 0 | 0 | 3887 | 23 | 5 | 2017-05-11 23:00 | WEEKDAY | 23.7488 | 2.27 | 0 | 0 | 0 | 0 | 2984.3722 | 0 | 0 | NA | 99.48%
| 23 | 6 | 2017-06-11 23:00 | 0 | 0 | 0 | 0 | 0 | 0 | 0 | 0 | 0 | 0 | 0 | 0 | 0 | 0 | 0 | 0 | 0 | 3888 | 0 | 5 | 2017-05-12 | WEEKDAY | 22.4907 | 2.27 | 0 | 0 | 0 | 0 | 2984.3722 | 0 | 0 | NA | 99.48%
| 0 | 6 | 2017-06-12 | 0 | 0 | 0 | 0 | 0 | 0 | 0 | 0 | 0 | 0 | 0 | 0 | 0 | 0 | 0 | 0 | 0 | 3889 | 1 | 5 | 2017-05-12 01:00 | WEEKDAY | 21.4886 | 2.27 | 0 | 0 | 0 | 0 | 2984.3722 | 0 | 0 | NA | 99.48%
| 1 | 6 | 2017-06-12 01:00 | 0 | 0 | 0 | 0 | 0 | 0 | 0 | 0 | 0 | 0 | 0 | 0 | 0 | 0 | 0 | 0 | 0 | 3890 | 2 | 5 | 2017-05-12 02:00 | WEEKDAY | 20.6925 | 2.27 | 0 | 0 | 0 | 0 | 2984.3722 | 0 | 0 | NA | 99.48%
| 2 | 6 | 2017-06-12 02:00 | 0 | 0 | 0 | 0 | 0 | 0 | 0 | 0 | 0 | 0 | 0 | 0 | 0 | 0 | 0 | 0 | 0 | 3891 | 3 | 5 | 2017-05-12 03:00 | WEEKDAY | 20.1665 | 2.27 | 0 | 0 | 0 | 0 | 2984.3722 | 0 | 0 | NA | 99.48%
| 3 | 6 | 2017-06-12 03:00 | 0 | 0 | 0 | 0 | 0 | 0 | 0 | 0 | 0 | 0 | 0 | 0 | 0 | 0 | 0 | 0 | 0 | 3892 | 4 | 5 | 2017-05-12 04:00 | WEEKDAY | 19.6209 | 2.27 | 0 | 0 | 0 | 0 | 2984.3722 | 0 | 0 | NA | 99.48%
| 4 | 6 | 2017-06-12 04:00 | 0 | 0 | 0 | 0 | 0 | 0 | 0 | 0 | 0 | 0 | 0 | 0 | 0 | 0 | 0 | 0 | 0 | 3893 | 5 | 5 | 2017-05-12 05:00 | WEEKDAY | 19.4066 | 2.27 | 0 | 0 | 0 | 0 | 2984.3722 | 0 | 0 | NA | 99.48%
| 5 | 6 | 2017-06-12 05:00 | 192.2421 | 0 | 5.895 | 0 | 0 | 0 | 0 | 8.672 | 0 | 0 | 0 | 1.8916 | 0 | 6.5568 | 192.2421 | 0 | 192.2421 | 3894 | 6 | 5 | 2017-05-12 06:00 | WEEKDAY | 19.3787 | 20.45 | 0 | 0 | 0 | 0 | 2984.3722 | 0 | 0 | NA | 99.48%
| 6 | 6 | 2017-06-12 06:00 | 692.0763 | 106.1736 | 288.7674 | 180.1283 | 61.281 | 53.623 | 22.0544 | 258.739 | 170.6569 | 26.8115 | 36.569 | 64.0039 | 9.2346 | 321.5124 | 692.0763 | 61.281 | 692.0763 | 3895 | 7 | 5 | 2017-05-12 07:00 | WEEKDAY | 20.2026 | 20.45 | 27.617 | 26.7885 | 0 | 26.7885 | 2984.3722 | 0 | 0 | NA | 99.48%
| 7 | 6 | 2017-06-12 07:00 | 496.8654 | 138.0372 | 789.1304 | 273.8977 | 240.1033 | 69.7157 | 105.71 | 783.4205 | 610.1222 | 34.8579 | 129.3208 | 177.402 | 32.6568 | 731.2311 | 496.8654 | 240.1033 | 496.8654 | 3896 | 8 | 5 | 2017-05-12 08:00 | WEEKDAY | 21.5833 | 20.45 | 112.954 | 109.5654 | 0 | 109.5654 | 2984.3722 | 0 | 0 | NA | 99.48%
| 8 | 6 | 2017-06-12 08:00 | 929.2331 | 309.1815 | 966.4259 | 166.0666 | 640.3035 | 156.1523 | 658.835 | 1367.5835 | 806.5598 | 78.0761 | 146.9783 | 225.8148 | 37.1157 | 897.2353 | 929.2331 | 640.3035 | 929.2331 | 3897 | 9 | 5 | 2017-05-12 09:00 | WEEKDAY | 21.4107 | 11.33 | 685.008 | 664.4578 | 0 | 664.4578 | 2984.3722 | 0 | 0 | NA | 99.48%
| 9 | 6 | 2017-06-12 09:00 | 990.0001 | 534.4965 | 990.0001 | 532.1411 | 1279.6443 | 269.9477 | 416.434 | 1806.2677 | 437.1305 | 134.9739 | 303.4138 | 247.2593 | 76.6196 | 897.402 | 990.0001 | 1279.6443 | 990.0001 | 3898 | 10 | 5 | 2017-05-12 10:00 | WEEKDAY | 21.0961 | 11.33 | 432.519 | 419.5434 | 0 | 419.5434 | 2984.3722 | 0 | 0 | NA | 99.48%
| 10 | 6 | 2017-06-12 10:00 | 990.0001 | 991.1361 | 990.0001 | 362.4338 | 1563.5519 | 500.5738 | 592.9 | 1872.3351 | 847.2931 | 250.2869 | 788.489 | 250 | 199.1134 | 284.5516 | 990.0001 | 1563.5519 | 990.0001 | 3899 | 11 | 5 | 2017-05-12 11:00 | WEEKDAY | 21.8199 | 11.33 | 616.02 | 597.5394 | 0 | 597.5394 | 2984.3722 | 0 | 0 | NA | 99.48%
| 11 | 6 | 2017-06-12 11:00 | 990.0001 | 887.3429 | 990.0001 | 488.2515 | 1733.6531 | 448.153 | 767.147 | 1873.5526 | 897.2131 | 224.0765 | 700.2305 | 250 | 176.8259 | 479.8596 | 990.0001 | 1733.6531 | 990.0001 | 3900 | 12 | 5 | 2017-05-12 12:00 | WEEKDAY | 22.8859 | 11.33 | 798.697 | 774.7361 | 0 | 774.7361 | 2984.3722 | 0 | 0 | NA | 99.48%
| 12 | 6 | 2017-06-12 12:00 | 896.3927 | 1010.3176 | 990.0001 | 316.6825 | 1673.3716 | 510.2614 | 705.145 | 1871.2429 | 894.2081 | 255.1307 | 968.1717 | 250 | 244.4878 | 485.648 | 896.3927 | 1673.3716 | 896.3927 | 3901 | 13 | 5 | 2017-05-12 13:00 | WEEKDAY | 23.721 | 11.33 | 733.512 | 711.5066 | 278 | 989.5066 | 2984.3722 | 0 | 0 | NA | 99.48%
| 13 | 6 | 2017-06-12 13:00 | 990.0001 | 1935.2547 | 990.0001 | 583.8015 | 1766.0313 | 977.4014 | 981.069 | 1821.4347 | 896.1326 | 488.7007 | 893.9527 | 250 | 225.7456 | 976.7825 | 990.0001 | 1766.0313 | 990.0001 | 3902 | 14 | 5 | 2017-05-12 14:00 | WEEKDAY | 24.119 | 1.96 | 1025.05 | 990 | 0 | 990 | 2697.7743 | 0 | 0 | NA | 89.93%
| 14 | 6 | 2017-06-12 14:00 | 990.0001 | 1830.8877 | 990.0001 | 807.4257 | 1460.8808 | 924.6907 | 981.78 | 1851.682 | 990 | 462.3454 | 966.4407 | 250 | 244.0507 | 940.0198 | 990.0001 | 1460.8808 | 990.0001 | 3903 | 15 | 5 | 2017-05-12 15:00 | WEEKDAY | 24.5032 | 1.96 | 1025.81 | 990 | 0 | 990 | 2697.7743 | 0 | 0 | NA | 89.93%
| 15 | 6 | 2017-06-12 15:00 | 961.209 | 1750.3634 | 990.0001 | 822.4156 | 1873.3039 | 884.0219 | 973.465 | 1826.7604 | 990 | 442.011 | 984.4213 | 244.7188 | 248.5913 | 687.3579 | 961.209 | 1873.3039 | 961.209 | 3904 | 16 | 5 | 2017-05-12 16:00 | WEEKDAY | 26.4182 | 1.96 | 1016.9 | 986.393 | 0 | 986.393 | 2697.7743 | 0 | 0 | NA | 89.93%
| 16 | 6 | 2017-06-12 16:00 | 828.4889 | 1284.9856 | 975.517 | 727.1973 | 1205.8102 | 648.9826 | 946.631 | 1629.9813 | 990 | 324.4913 | 872.6067 | 227.1478 | 220.3552 | 733.9255 | 828.4889 | 1205.8102 | 828.4889 | 3905 | 17 | 5 | 2017-05-12 17:00 | WEEKDAY | 30.1954 | 19.93 | 988.402 | 958.7499 | 0 | 958.7499 | 2697.7743 | 0 | 0 | NA | 89.93%
| 17 | 6 | 2017-06-12 17:00 | 573.9469 | 1332.8267 | 852.0333 | 617.8194 | 1178.8499 | 673.1448 | 888.205 | 1325.2405 | 990 | 336.5724 | 650.1309 | 185.4929 | 164.1745 | 691.6462 | 573.9469 | 1178.8499 | 573.9469 | 3906 | 18 | 5 | 2017-05-12 18:00 | WEEKDAY | 31.2504 | 19.93 | 926.527 | 898.7312 | 0 | 898.7312 | 2697.7743 | 0 | 0 | NA | 89.93%
| 18 | 6 | 2017-06-12 18:00 | 90.0022 | 580.4148 | 609.4189 | 287.9741 | 422.1709 | 293.1388 | 706.016 | 517.3691 | 0 | 146.5694 | 177.4946 | 98.3907 | 44.8219 | 207.6794 | 90.0022 | 422.1709 | 90.0022 | 3907 | 19 | 5 | 2017-05-12 19:00 | WEEKDAY | 34.8717 | 19.93 | 734.464 | 712.4301 | 0 | 712.4301 | 2697.7743 | 0 | 0 | NA | 89.93%
| 19 | 6 | 2017-06-12 19:00 | 0 | 0 | 91.559 | 0 | 12.4428 | 0 | 299.267 | 8.4514 | 0 | 0 | 32.7823 | 7.6696 | 8.2784 | 5.0865 | 0 | 12.4428 | 0 | 3908 | 20 | 5 | 2017-05-12 20:00 | WEEKDAY | 35.395 | 12.08 | 311.496 | 302.1511 | 688 | 990.1511 | 2697.7743 | 0 | 0 | NA | 89.93%
| 20 | 6 | 2017-06-12 20:00 | 0 | 0 | 0 | 0 | 0 | 0 | 0 | 0 | 0 | 0 | 0 | 0 | 0 | 0 | 0 | 0 | 0 | 3909 | 21 | 5 | 2017-05-12 21:00 | WEEKDAY | 34.919 | 12.08 | 0 | 0 | 0 | 0 | 1988.4959 | 0 | 0 | NA | 66.28%
| 21 | 6 | 2017-06-12 21:00 | 0 | 0 | 0 | 0 | 0 | 0 | 0 | 0 | 0 | 0 | 0 | 0 | 0 | 0 | 0 | 0 | 0 | 3910 | 22 | 5 | 2017-05-12 22:00 | WEEKDAY | 31.3283 | 12.08 | 0 | 0 | 0 | 0 | 1988.4959 | 0 | 0 | NA | 66.28%
| 22 | 6 | 2017-06-12 22:00 | 0 | 0 | 0 | 0 | 0 | 0 | 0 | 0 | 0 | 0 | 0 | 0 | 0 | 0 | 0 | 0 | 0 | 3911 | 23 | 5 | 2017-05-12 23:00 | WEEKDAY | 27.6374 | 2.27 | 0 | 0 | 0 | 0 | 1988.4959 | 0 | 0 | NA | 66.28%
| 23 | 6 | 2017-06-12 23:00 | 0 | 0 | 0 | 0 | 0 | 0 | 0 | 0 | 0 | 0 | 0 | 0 | 0 | 0 | 0 | 0 | 0 | 3912 | 0 | 5 | 2017-05-13 | WEEKEND | 25.5247 | 2.27 | 0 | 0 | 0 | 0 | 1988.4959 | 0 | 0 | NA | 66.28%
| 0 | 6 | 2017-06-13 | 0 | 0 | 0 | 0 | 0 | 0 | 0 | 0 | 0 | 0 | 0 | 0 | 0 | 0 | 0 | 0 | 0 | 3913 | 1 | 5 | 2017-05-13 01:00 | WEEKEND | 24.183 | 2.27 | 0 | 0 | 0 | 0 | 1988.4959 | 0 | 0 | NA | 66.28%
| 1 | 6 | 2017-06-13 01:00 | 0 | 0 | 0 | 0 | 0 | 0 | 0 | 0 | 0 | 0 | 0 | 0 | 0 | 0 | 0 | 0 | 0 | 3914 | 2 | 5 | 2017-05-13 02:00 | WEEKEND | 22.6939 | 2.27 | 0 | 0 | 0 | 0 | 1988.4959 | 0 | 0 | NA | 66.28%
| 2 | 6 | 2017-06-13 02:00 | 0 | 0 | 0 | 0 | 0 | 0 | 0 | 0 | 0 | 0 | 0 | 0 | 0 | 0 | 0 | 0 | 0 | 3915 | 3 | 5 | 2017-05-13 03:00 | WEEKEND | 21.2437 | 2.27 | 0 | 0 | 0 | 0 | 1988.4959 | 0 | 0 | NA | 66.28%
| 3 | 6 | 2017-06-13 03:00 | 0 | 0 | 0 | 0 | 0 | 0 | 0 | 0 | 0 | 0 | 0 | 0 | 0 | 0 | 0 | 0 | 0 | 3916 | 4 | 5 | 2017-05-13 04:00 | WEEKEND | 20.8373 | 2.27 | 0 | 0 | 0 | 0 | 1988.4959 | 0 | 0 | NA | 66.28%
| 4 | 6 | 2017-06-13 04:00 | 0 | 0 | 0 | 0 | 0 | 0 | 0 | 0 | 0 | 0 | 0 | 0 | 0 | 0 | 0 | 0 | 0 | 3917 | 5 | 5 | 2017-05-13 05:00 | WEEKEND | 20.5673 | 2.27 | 0 | 0 | 0 | 0 | 1988.4959 | 0 | 0 | NA | 66.28%
| 5 | 6 | 2017-06-13 05:00 | 255.5764 | 0 | 3.866 | 0 | 0 | 0 | 0 | 18.0151 | 0 | 0 | 0 | 1.9592 | 0 | 0 | 255.5764 | 0 | 255.5764 | 3918 | 6 | 5 | 2017-05-13 06:00 | WEEKEND | 20.442 | 2.27 | 0 | 0 | 0 | 0 | 1988.4959 | 0 | 0 | NA | 66.28%
| 6 | 6 | 2017-06-13 06:00 | 692.7982 | 195.1838 | 233.6456 | 179.993 | 65.1806 | 98.5777 | 327.696 | 676.1528 | 0 | 49.2888 | 63.2845 | 63.8964 | 15.9809 | 134.5092 | 692.7982 | 65.1806 | 692.7982 | 3919 | 7 | 5 | 2017-05-13 07:00 | WEEKEND | 20.1665 | 2.27 | 340.829 | 0 | 0 | 0 | 1988.4959 | 0 | 0 | NA | 66.28%
| 7 | 6 | 2017-06-13 07:00 | 747.7396 | 257.7213 | 723.6607 | 140.6534 | 302.862 | 130.1623 | 722.347 | 1153.1112 | 0 | 65.0811 | 222.2391 | 176.1431 | 56.121 | 365.9385 | 747.7396 | 302.862 | 747.7396 | 3920 | 8 | 5 | 2017-05-13 08:00 | WEEKEND | 20.7733 | 2.27 | 751.615 | 729.0666 | 0 | 729.0666 | 2329.3249 | 0 | 0 | NA | 77.64%
| 8 | 6 | 2017-06-13 08:00 | 899.3352 | 308.9884 | 916.3089 | 145.1745 | 522.1222 | 156.0548 | 302.926 | 1681.3613 | 619.443 | 78.0274 | 415.4619 | 222.9228 | 104.9146 | 651.7034 | 899.3352 | 522.1222 | 899.3352 | 3921 | 9 | 5 | 2017-05-13 09:00 | WEEKEND | 23.2701 | 2.27 | 315.26 | 305.8022 | 684 | 989.8022 | 2329.3249 | 0 | 0 | NA | 77.64%
| 9 | 6 | 2017-06-13 09:00 | 990.0001 | 1086.8058 | 990.0001 | 657.6843 | 660.6584 | 548.8918 | 968.483 | 1980.0001 | 894.4157 | 274.4459 | 321.2086 | 243.3344 | 81.1133 | 879.4095 | 990.0001 | 660.6584 | 990.0001 | 3922 | 10 | 5 | 2017-05-13 10:00 | WEEKEND | 23.5373 | 2.27 | 1011.71 | 0 | 0 | 0 | 1624.1703 | 0 | 0 | NA | 54.14%
| 10 | 6 | 2017-06-13 10:00 | 990.0001 | 417.4606 | 990.0001 | 130.7931 | 856.7211 | 210.8387 | 637.049 | 1975.7059 | 911.7738 | 105.4193 | 358.5121 | 250 | 90.5334 | 681.5066 | 990.0001 | 856.7211 | 990.0001 | 3923 | 11 | 5 | 2017-05-13 11:00 | WEEKEND | 23.9854 | 2.27 | 662.161 | 642.2962 | 0 | 642.2962 | 2635.8803 | 0 | 0 | NA | 87.86%
| 11 | 6 | 2017-06-13 11:00 | 990.0001 | 436.97 | 990.0001 | 222.1545 | 1310.1554 | 220.6919 | 984.262 | 1967.4086 | 911.4469 | 110.346 | 355.5479 | 250 | 89.7848 | 369.312 | 990.0001 | 1310.1554 | 990.0001 | 3924 | 12 | 5 | 2017-05-13 12:00 | WEEKEND | 29.1516 | 2.27 | 1028.45 | 990 | 0 | 990 | 2635.8803 | 0 | 0 | NA | 87.86%
| 12 | 6 | 2017-06-13 12:00 | 990.0001 | 1062.7816 | 990.0001 | 315.363 | 1890.9605 | 536.7584 | 980.441 | 1920.7114 | 903.1243 | 268.3792 | 466.99 | 250 | 117.9268 | 877.038 | 990.0001 | 1890.9605 | 990.0001 | 3925 | 13 | 5 | 2017-05-13 13:00 | WEEKEND | 32.5475 | 2.27 | 1024.37 | 990 | 0 | 990 | 2635.8803 | 0 | 0 | NA | 87.86%
| 13 | 6 | 2017-06-13 13:00 | 990.0001 | 1570.7875 | 990.0001 | 641.4422 | 1798.6591 | 793.327 | 982.024 | 1760.3548 | 696.7345 | 396.6635 | 608.9119 | 250 | 153.7656 | 899.9052 | 990.0001 | 1798.6591 | 990.0001 | 3926 | 14 | 5 | 2017-05-13 14:00 | WEEKEND | 37.0345 | 2.27 | 1026.06 | 990 | 0 | 990 | 2635.8803 | 0 | 0 | NA | 87.86%
| 14 | 6 | 2017-06-13 14:00 | 990.0001 | 1164.8545 | 990.0001 | 129.8229 | 1284.8609 | 588.3104 | 982.509 | 1857.2989 | 990 | 294.1552 | 347.3857 | 248.8588 | 87.7237 | 886.3505 | 990.0001 | 1284.8609 | 990.0001 | 3927 | 15 | 5 | 2017-05-13 15:00 | WEEKEND | 35.5815 | 2.27 | 1026.58 | 990 | 0 | 990 | 2635.8803 | 0 | 0 | NA | 87.86%
| 15 | 6 | 2017-06-13 15:00 | 936.6357 | 863.2757 | 987.6487 | 104.6212 | 603.4529 | 435.9978 | 977.216 | 1835.9637 | 990 | 217.9989 | 275.7685 | 242.1553 | 69.6385 | 872.5181 | 936.6357 | 603.4529 | 936.6357 | 3928 | 16 | 5 | 2017-05-13 16:00 | WEEKEND | 38.7129 | 2.27 | 1020.95 | 990 | 0 | 990 | 2635.8803 | 0 | 0 | NA | 87.86%
| 16 | 6 | 2017-06-13 16:00 | 849.0347 | 148.5463 | 949.2178 | 70.2017 | 747.1178 | 75.0234 | 958.816 | 477.059 | 990 | 37.5117 | 144.8411 | 225.7894 | 36.576 | 840.8579 | 849.0347 | 747.1178 | 849.0347 | 3929 | 17 | 5 | 2017-05-13 17:00 | WEEKEND | 47.1247 | 2.27 | 1001.4 | 971.358 | 19 | 990.358 | 2635.8803 | 0 | 0 | NA | 87.86%
| 17 | 6 | 2017-06-13 17:00 | 642.1749 | 92.0132 | 814.3728 | 41.3541 | 300.6116 | 46.4713 | 437.132 | 374.7591 | 990 | 23.2357 | 164.592 | 185.2613 | 41.5636 | 714.1611 | 642.1749 | 300.6116 | 642.1749 | 3930 | 18 | 5 | 2017-05-13 18:00 | WEEKEND | 39.6259 | 2.27 | 453.952 | 440.3334 | 0 | 440.3334 | 2616.2927 | 0 | 0 | NA | 87.21%
| 18 | 6 | 2017-06-13 18:00 | 121.796 | 41.0612 | 535.7147 | 25.2608 | 351.2522 | 20.738 | 709.041 | 157.1078 | 0 | 10.369 | 97.6593 | 100.2827 | 24.6614 | 345.5536 | 121.796 | 351.2522 | 121.796 | 3931 | 19 | 5 | 2017-05-13 19:00 | WEEKEND | 36.1382 | 2.27 | 737.641 | 715.5118 | 0 | 715.5118 | 2616.2927 | 0 | 0 | NA | 87.21%
| 19 | 6 | 2017-06-13 19:00 | 0 | 0 | 69.0891 | 0 | 3.2191 | 0 | 303.129 | 3.1078 | 0 | 0 | 14.1287 | 8.4187 | 3.5679 | 0 | 0 | 3.2191 | 0 | 3932 | 20 | 5 | 2017-05-13 20:00 | WEEKEND | 29.0987 | 2.27 | 315.475 | 0 | 0 | 0 | 2616.2927 | 0 | 0 | NA | 87.21%
| 20 | 6 | 2017-06-13 20:00 | 0 | 0 | 0 | 0 | 0 | 0 | 0 | 0 | 0 | 0 | 0 | 0 | 0 | 0 | 0 | 0 | 0 | 3933 | 21 | 5 | 2017-05-13 21:00 | WEEKEND | 25.508 | 2.27 | 0 | 0 | 0 | 0 | 2931.7677 | 0 | 0 | NA | 97.73%
| 21 | 6 | 2017-06-13 21:00 | 0 | 0 | 0 | 0 | 0 | 0 | 0 | 0 | 0 | 0 | 0 | 0 | 0 | 0 | 0 | 0 | 0 | 3934 | 22 | 5 | 2017-05-13 22:00 | WEEKEND | 24.0216 | 2.27 | 0 | 0 | 0 | 0 | 2931.7677 | 0 | 0 | NA | 97.73%
| 22 | 6 | 2017-06-13 22:00 | 0 | 0 | 0 | 0 | 0 | 0 | 0 | 0 | 0 | 0 | 0 | 0 | 0 | 0 | 0 | 0 | 0 | 3935 | 23 | 5 | 2017-05-13 23:00 | WEEKEND | 23.2589 | 2.27 | 0 | 0 | 0 | 0 | 2931.7677 | 0 | 0 | NA | 97.73%
| 23 | 6 | 2017-06-13 23:00 | 0 | 0 | 0 | 0 | 0 | 0 | 0 | 0 | 0 | 0 | 0 | 0 | 0 | 0 | 0 | 0 | 0 | 3936 | 0 | 5 | 2017-05-14 | WEEKEND | 21.2214 | 2.27 | 0 | 0 | 970 | 970 | 2931.7677 | 0 | 0 | NA | 97.73%
| 0 | 6 | 2017-06-14 | 0 | 0 | 0 | 0 | 0 | 0 | 0 | 0 | 0 | 0 | 0 | 0 | 0 | 0 | 0 | 0 | 0 | 3937 | 1 | 5 | 2017-05-14 01:00 | WEEKEND | 17.9814 | 2.27 | 0 | 0 | 0 | 0 | 1931.7677 | 0 | 0 | NA | 64.39%
| 1 | 6 | 2017-06-14 01:00 | 0 | 0 | 0 | 0 | 0 | 0 | 0 | 0 | 0 | 0 | 0 | 0 | 0 | 0 | 0 | 0 | 0 | 3938 | 2 | 5 | 2017-05-14 02:00 | WEEKEND | 10.9976 | 2.27 | 0 | 0 | 0 | 0 | 1931.7677 | 0 | 0 | NA | 64.39%
| 2 | 6 | 2017-06-14 02:00 | 0 | 0 | 0 | 0 | 0 | 0 | 0 | 0 | 0 | 0 | 0 | 0 | 0 | 0 | 0 | 0 | 0 | 3939 | 3 | 5 | 2017-05-14 03:00 | WEEKEND | 3.2623 | 2.27 | 0 | 0 | 0 | 0 | 1931.7677 | 0 | 0 | NA | 64.39%
| 3 | 6 | 2017-06-14 03:00 | 0 | 0 | 0 | 0 | 0 | 0 | 0 | 0 | 0 | 0 | 0 | 0 | 0 | 0 | 0 | 0 | 0 | 3940 | 4 | 5 | 2017-05-14 04:00 | WEEKEND | 1.2192 | 2.27 | 0 | 0 | 0 | 0 | 1931.7677 | 0 | 0 | NA | 64.39%
| 4 | 6 | 2017-06-14 04:00 | 0 | 0 | 0 | 0 | 0 | 0 | 0 | 0 | 0 | 0 | 0 | 0 | 0 | 0 | 0 | 0 | 0 | 3941 | 5 | 5 | 2017-05-14 05:00 | WEEKEND | -0.28113 | 2.27 | 0 | 0 | 0 | 0 | 1931.7677 | 0 | 0 | NA | 64.39%
| 5 | 6 | 2017-06-14 05:00 | 169.9702 | 0 | 3.22 | 0 | 0 | 0 | 0 | 2.1429 | 0 | 0 | 3.0629 | 2.5364 | 0.77347 | 2.3045 | 169.9702 | 0 | 169.9702 | 3942 | 6 | 5 | 2017-05-14 06:00 | WEEKEND | -0.42309 | 2.27 | 0 | 0 | 0 | 0 | 1931.7677 | 0 | 0 | NA | 64.39%
| 6 | 6 | 2017-06-14 06:00 | 647.1245 | 473.3213 | 186.8576 | 298.0372 | 65.0139 | 239.0512 | 151.142 | 262.5103 | 0 | 119.5256 | 81.1936 | 76.9003 | 20.5034 | 211.5126 | 647.1245 | 65.0139 | 647.1245 | 3943 | 7 | 5 | 2017-05-14 07:00 | WEEKEND | -0.24495 | 2.27 | 159.42 | 0 | 0 | 0 | 1931.7677 | 0 | 0 | NA | 64.39%
| 7 | 6 | 2017-06-14 07:00 | 883.8766 | 1374.5623 | 655.358 | 698.4515 | 581.2667 | 694.2234 | 394.339 | 849.6887 | 0 | 347.1117 | 140.4928 | 190.3045 | 35.478 | 592.2041 | 883.8766 | 581.2667 | 883.8766 | 3944 | 8 | 5 | 2017-05-14 08:00 | WEEKEND | 15.7685 | 2.27 | 409.661 | 0 | 0 | 0 | 2091.1877 | 0 | 0 | NA | 69.71%
| 8 | 6 | 2017-06-14 08:00 | 990.0001 | 1740.373 | 881.3393 | 844.9622 | 273.4201 | 878.9763 | 582.422 | 843.3262 | 0 | 439.4881 | 230.7268 | 233.8197 | 58.2644 | 845.179 | 990.0001 | 273.4201 | 990.0001 | 3945 | 9 | 5 | 2017-05-14 09:00 | WEEKEND | 22.5686 | 2.27 | 605.082 | 586.9295 | 0 | 586.9295 | 2500.8487 | 0 | 0 | NA | 83.36%
| 9 | 6 | 2017-06-14 09:00 | 990.0001 | 1882.0342 | 990.0001 | 958.8259 | 391.2082 | 950.5223 | 666.551 | 1559.0735 | 882.5739 | 475.2612 | 363.607 | 250 | 91.8199 | 934.4314 | 990.0001 | 391.2082 | 990.0001 | 3946 | 10 | 5 | 2017-05-14 10:00 | WEEKEND | 21.6027 | 2.27 | 693.034 | 672.243 | 0 | 672.243 | 2500.8487 | 0 | 0 | NA | 83.36%
| 10 | 6 | 2017-06-14 10:00 | 990.0001 | 1924.4315 | 990.0001 | 950.0196 | 517.1167 | 971.9351 | 740.958 | 979.2544 | 900.4636 | 485.9676 | 487.9291 | 250 | 123.2144 | 956.5483 | 990.0001 | 517.1167 | 990.0001 | 3947 | 11 | 5 | 2017-05-14 11:00 | WEEKEND | 23.0808 | 2.27 | 771.11 | 747.9767 | 0 | 747.9767 | 2500.8487 | 0 | 0 | NA | 83.36%
| 11 | 6 | 2017-06-14 11:00 | 990.0001 | 1769.3625 | 990.0001 | 956.8247 | 597.1854 | 893.6174 | 539.716 | 1570.8084 | 898.2287 | 446.8087 | 988.1642 | 250 | 249.5364 | 906.5692 | 990.0001 | 597.1854 | 990.0001 | 3948 | 12 | 5 | 2017-05-14 12:00 | WEEKEND | 24.2137 | 2.27 | 560.516 | 543.7005 | 0 | 543.7005 | 2500.8487 | 0 | 0 | NA | 83.36%
| 12 | 6 | 2017-06-14 12:00 | 990.0001 | 1855.5028 | 990.0001 | 937.6638 | 624.1195 | 937.1226 | 585.268 | 1215.9018 | 890.3048 | 468.5613 | 819.3885 | 250 | 206.9163 | 949.761 | 990.0001 | 624.1195 | 990.0001 | 3949 | 13 | 5 | 2017-05-14 13:00 | WEEKEND | 31.2782 | 2.27 | 608.003 | 589.7629 | 0 | 589.7629 | 2500.8487 | 0 | 0 | NA | 83.36%
| 13 | 6 | 2017-06-14 13:00 | 990.0001 | 1838.9228 | 990.0001 | 953.8571 | 737.1106 | 928.7489 | 951.165 | 1414.1675 | 887.8012 | 464.3744 | 983.1081 | 250 | 248.2596 | 904.076 | 990.0001 | 737.1106 | 990.0001 | 3950 | 14 | 5 | 2017-05-14 14:00 | WEEKEND | 45.1484 | 2.27 | 993.108 | 963.3148 | 0 | 963.3148 | 2500.8487 | 0 | 0 | NA | 83.36%
| 14 | 6 | 2017-06-14 14:00 | 990.0001 | 1896.2512 | 990.0001 | 933.2877 | 654.3802 | 957.7026 | 953.649 | 863.0753 | 990 | 478.8513 | 857.0682 | 250 | 216.4314 | 927.9375 | 990.0001 | 654.3802 | 990.0001 | 3951 | 15 | 5 | 2017-05-14 15:00 | WEEKEND | 42.6905 | 2.27 | 995.757 | 965.8843 | 0 | 965.8843 | 2500.8487 | 0 | 0 | NA | 83.36%
| 15 | 6 | 2017-06-14 15:00 | 990.0001 | 1805.601 | 990.0001 | 878.3608 | 412.5376 | 911.9197 | 948.289 | 1427.4028 | 990 | 455.9598 | 972.8188 | 249.5835 | 245.6613 | 923.7853 | 990.0001 | 412.5376 | 990.0001 | 3952 | 16 | 5 | 2017-05-14 16:00 | WEEKEND | 47.5895 | 2.27 | 990.072 | 960.3698 | 0 | 960.3698 | 2500.8487 | 0 | 0 | NA | 83.36%
| 16 | 6 | 2017-06-14 16:00 | 819.7301 | 1702.3175 | 940.836 | 828.8361 | 292.9926 | 859.7563 | 932.102 | 960.9237 | 990 | 429.8782 | 874.37 | 237.1041 | 220.8005 | 854.6444 | 819.7301 | 292.9926 | 819.7301 | 3953 | 17 | 5 | 2017-05-14 17:00 | WEEKEND | 43.0552 | 2.27 | 972.908 | 943.7208 | 0 | 943.7208 | 2500.8487 | 0 | 0 | NA | 83.36%
| 17 | 6 | 2017-06-14 17:00 | 571.226 | 1385.4041 | 781.003 | 686.0621 | 166.32 | 699.6991 | 868.098 | 1373.6746 | 990 | 349.8495 | 663.5733 | 200.8147 | 167.569 | 620.781 | 571.226 | 166.32 | 571.226 | 3954 | 18 | 5 | 2017-05-14 18:00 | WEEKEND | 37.8445 | 2.27 | 905.133 | 877.979 | 0 | 877.979 | 2500.8487 | 0 | 0 | NA | 83.36%
| 18 | 6 | 2017-06-14 18:00 | 77.5698 | 722.294 | 467.7161 | 323.5065 | 91.8677 | 364.7949 | 325.356 | 601.2883 | 0 | 182.3975 | 215.0479 | 116.7126 | 54.305 | 136.389 | 77.5698 | 91.8677 | 77.5698 | 3955 | 19 | 5 | 2017-05-14 19:00 | WEEKEND | 33.299 | 2.27 | 338.378 | 0 | 0 | 0 | 2500.8487 | 0 | 0 | NA | 83.36%
| 19 | 6 | 2017-06-14 19:00 | 0 | 0 | 50.861 | 0 | 1.197 | 0 | 128.941 | 17.0155 | 0 | 0 | 29.7522 | 10.4642 | 7.5132 | 0 | 0 | 1.197 | 0 | 3956 | 20 | 5 | 2017-05-14 20:00 | WEEKEND | 30.6269 | 2.27 | 136.685 | 0 | 0 | 0 | 2839.2267 | 0 | 0 | NA | 94.64%
| 20 | 6 | 2017-06-14 20:00 | 0 | 0 | 0 | 0 | 0 | 0 | 0 | 0 | 0 | 0 | 0 | 0 | 0 | 0 | 0 | 0 | 0 | 3957 | 21 | 5 | 2017-05-14 21:00 | WEEKEND | 24.5644 | 2.27 | 0 | 0 | 0 | 0 | 2975.9117 | 0 | 0 | NA | 99.2%
| 21 | 6 | 2017-06-14 21:00 | 0 | 0 | 0 | 0 | 0 | 0 | 0 | 0 | 0 | 0 | 0 | 0 | 0 | 0 | 0 | 0 | 0 | 3958 | 22 | 5 | 2017-05-14 22:00 | WEEKEND | 24.3417 | 2.27 | 0 | 0 | 0 | 0 | 2975.9117 | 0 | 0 | NA | 99.2%
| 22 | 6 | 2017-06-14 22:00 | 0 | 0 | 0 | 0 | 0 | 0 | 0 | 0 | 0 | 0 | 0 | 0 | 0 | 0 | 0 | 0 | 0 | 3959 | 23 | 5 | 2017-05-14 23:00 | WEEKEND | 24.286 | 2.27 | 0 | 0 | 0 | 0 | 2975.9117 | 0 | 0 | NA | 99.2%
| 23 | 6 | 2017-06-14 23:00 | 0 | 0 | 0 | 0 | 0 | 0 | 0 | 0 | 0 | 0 | 0 | 0 | 0 | 0 | 0 | 0 | 0 | 3960 | 0 | 5 | 2017-05-15 | WEEKDAY | 23.2979 | 2.27 | 0 | 0 | 0 | 0 | 2975.9117 | 0 | 0 | NA | 99.2%
| 0 | 6 | 2017-06-15 | 0 | 0 | 0 | 0 | 0 | 0 | 0 | 0 | 0 | 0 | 0 | 0 | 0 | 0 | 0 | 0 | 0 | 3961 | 1 | 5 | 2017-05-15 01:00 | WEEKDAY | 22.4795 | 2.27 | 0 | 0 | 0 | 0 | 2975.9117 | 0 | 0 | NA | 99.2%
| 1 | 6 | 2017-06-15 01:00 | 0 | 0 | 0 | 0 | 0 | 0 | 0 | 0 | 0 | 0 | 0 | 0 | 0 | 0 | 0 | 0 | 0 | 3962 | 2 | 5 | 2017-05-15 02:00 | WEEKDAY | 20.9542 | 2.27 | 0 | 0 | 0 | 0 | 2975.9117 | 0 | 0 | NA | 99.2%
| 2 | 6 | 2017-06-15 02:00 | 0 | 0 | 0 | 0 | 0 | 0 | 0 | 0 | 0 | 0 | 0 | 0 | 0 | 0 | 0 | 0 | 0 | 3963 | 3 | 5 | 2017-05-15 03:00 | WEEKDAY | 20.0301 | 2.27 | 0 | 0 | 0 | 0 | 2975.9117 | 0 | 0 | NA | 99.2%
| 3 | 6 | 2017-06-15 03:00 | 0 | 0 | 0 | 0 | 0 | 0 | 0 | 0 | 0 | 0 | 0 | 0 | 0 | 0 | 0 | 0 | 0 | 3964 | 4 | 5 | 2017-05-15 04:00 | WEEKDAY | 19.4706 | 2.27 | 0 | 0 | 0 | 0 | 2975.9117 | 0 | 0 | NA | 99.2%
| 4 | 6 | 2017-06-15 04:00 | 0 | 0 | 0 | 0 | 0 | 0 | 0 | 0 | 0 | 0 | 0 | 0 | 0 | 0 | 0 | 0 | 0 | 3965 | 5 | 5 | 2017-05-15 05:00 | WEEKDAY | 18.8165 | 2.27 | 0 | 0 | 0 | 0 | 2975.9117 | 0 | 0 | NA | 99.2%
| 5 | 6 | 2017-06-15 05:00 | 233.9738 | 0 | 4.5337 | 0 | 0 | 0 | 0 | 0 | 0 | 0 | 2.9711 | 3.1282 | 0.75027 | 8.6636 | 233.9738 | 0 | 233.9738 | 3966 | 6 | 5 | 2017-05-15 06:00 | WEEKDAY | 20.5784 | 20.45 | 0 | 0 | 0 | 0 | 2975.9117 | 0 | 0 | NA | 99.2%
| 6 | 6 | 2017-06-15 06:00 | 131.8359 | 81.693 | 258.3127 | 13.9338 | 54.7179 | 41.2591 | 19.2758 | 80.342 | 194.518 | 20.6295 | 254.3484 | 85.9607 | 64.2294 | 346.94 | 131.8359 | 54.7179 | 131.8359 | 3967 | 7 | 5 | 2017-05-15 07:00 | WEEKDAY | 22.4155 | 20.45 | 24.7946 | 24.0508 | 0 | 24.0508 | 2975.9117 | 0 | 0 | NA | 99.2%
| 7 | 6 | 2017-06-15 07:00 | 947.1545 | 83.036 | 642.9178 | 76.0533 | 689.3463 | 41.9374 | 83.5423 | 390.1354 | 369.8678 | 20.9687 | 737.4683 | 199.7995 | 186.2294 | 569.0057 | 947.1545 | 689.3463 | 947.1545 | 3968 | 8 | 5 | 2017-05-15 08:00 | WEEKDAY | 22.7551 | 20.45 | 90.3229 | 87.6132 | 0 | 87.6132 | 2975.9117 | 0 | 0 | NA | 99.2%
| 8 | 6 | 2017-06-15 08:00 | 990.0001 | 190.094 | 882.6296 | 127.3735 | 303.1629 | 96.0071 | 95.22 | 595.1821 | 528.5879 | 48.0035 | 883.2479 | 240.685 | 223.0424 | 219.4437 | 990.0001 | 303.1629 | 990.0001 | 3969 | 9 | 5 | 2017-05-15 09:00 | WEEKDAY | 23.5707 | 11.33 | 102.23 | 99.1631 | 0 | 99.1631 | 2975.9117 | 0 | 0 | NA | 99.2%
| 9 | 6 | 2017-06-15 09:00 | 990.0001 | 517.8976 | 931.5259 | 208.1973 | 411.3999 | 261.5645 | 629.215 | 1052.2303 | 705.0047 | 130.7822 | 990.0001 | 250 | 250 | 165.3129 | 990.0001 | 411.3999 | 990.0001 | 3970 | 10 | 5 | 2017-05-15 10:00 | WEEKDAY | 27.4425 | 11.33 | 653.911 | 634.2937 | 0 | 634.2937 | 2975.9117 | 0 | 0 | NA | 99.2%
| 10 | 6 | 2017-06-15 10:00 | 990.0001 | 729.9844 | 990.0001 | 771.9836 | 855.1569 | 368.679 | 264.843 | 1913.0475 | 744.5691 | 184.3395 | 990.0001 | 250 | 250 | 293.6866 | 990.0001 | 855.1569 | 990.0001 | 3971 | 11 | 5 | 2017-05-15 11:00 | WEEKDAY | 24.0856 | 11.33 | 276.016 | 267.7355 | 0 | 267.7355 | 2975.9117 | 0 | 0 | NA | 99.2%
| 11 | 6 | 2017-06-15 11:00 | 990.0001 | 887.3285 | 990.0001 | 957.9156 | 1314.3453 | 448.1457 | 961.41 | 1914.5834 | 757.4148 | 224.0728 | 990.0001 | 250 | 250 | 816.1372 | 990.0001 | 1314.3453 | 990.0001 | 3972 | 12 | 5 | 2017-05-15 12:00 | WEEKDAY | 29.0597 | 11.33 | 1004 | 973.88 | 0 | 973.88 | 2975.9117 | 0 | 0 | NA | 99.2%
| 12 | 6 | 2017-06-15 12:00 | 990.0001 | 1025.4591 | 864.6706 | 921.7813 | 950.7842 | 517.9087 | 754.602 | 1873.6992 | 783.2391 | 258.9543 | 990.0001 | 250 | 250 | 796.9234 | 990.0001 | 950.7842 | 990.0001 | 3973 | 13 | 5 | 2017-05-15 13:00 | WEEKDAY | 38.8493 | 11.33 | 785.286 | 761.7274 | 0 | 761.7274 | 2975.9117 | 0 | 0 | NA | 99.2%
| 13 | 6 | 2017-06-15 13:00 | 990.0001 | 563.7612 | 851.645 | 785.2707 | 605.2186 | 284.7279 | 761.807 | 1716.0805 | 791.1601 | 142.3639 | 990.0001 | 250 | 250 | 280.5718 | 990.0001 | 605.2186 | 990.0001 | 3974 | 14 | 5 | 2017-05-15 14:00 | WEEKDAY | 41.6773 | 1.96 | 792.862 | 769.0761 | 0 | 769.0761 | 2975.9117 | 0 | 0 | NA | 99.2%
| 14 | 6 | 2017-06-15 14:00 | 990.0001 | 810.8401 | 623.1677 | 587.7578 | 1315.7703 | 409.5152 | 932.935 | 1724.762 | 990 | 204.7576 | 990.0001 | 250 | 250 | 235.9302 | 990.0001 | 1315.7703 | 990.0001 | 3975 | 15 | 5 | 2017-05-15 15:00 | WEEKDAY | 38.9662 | 1.96 | 973.623 | 944.4143 | 0 | 944.4143 | 2975.9117 | 0 | 0 | NA | 99.2%
| 15 | 6 | 2017-06-15 15:00 | 983.6381 | 1809.7512 | 990.0001 | 390.9178 | 809.0235 | 914.0158 | 661.791 | 1645.3838 | 990 | 457.0079 | 817.9593 | 250 | 206.5554 | 105.4679 | 983.6381 | 809.0235 | 983.6381 | 3976 | 16 | 5 | 2017-05-15 16:00 | WEEKDAY | 50.5511 | 1.96 | 687.902 | 667.2649 | 0 | 667.2649 | 2975.9117 | 0 | 0 | NA | 99.2%
| 16 | 6 | 2017-06-15 16:00 | 877.3595 | 1726.435 | 917.26 | 79.3375 | 1232.218 | 871.9369 | 911.25 | 1634.7657 | 990 | 435.9684 | 892.1548 | 240.4966 | 225.2916 | 165.8708 | 877.3595 | 1232.218 | 877.3595 | 3977 | 17 | 5 | 2017-05-15 17:00 | WEEKDAY | 72.101 | 19.93 | 950.651 | 922.1315 | 0 | 922.1315 | 2975.9117 | 0 | 0 | NA | 99.2%
| 17 | 6 | 2017-06-15 17:00 | 660.0258 | 1420.8653 | 852.6293 | 41.5399 | 1115.4816 | 717.6087 | 848.524 | 1200.2824 | 990 | 358.8044 | 795.5118 | 208.4084 | 200.8868 | 128.8742 | 660.0258 | 1115.4816 | 660.0258 | 3978 | 18 | 5 | 2017-05-15 18:00 | WEEKDAY | 70.2778 | 19.93 | 884.309 | 857.7797 | 0 | 857.7797 | 2975.9117 | 0 | 0 | NA | 99.2%
| 18 | 6 | 2017-06-15 18:00 | 116.265 | 729.9791 | 588.3546 | 34.0163 | 154.9303 | 368.6763 | 687.458 | 451.4525 | 0 | 184.3382 | 470.0636 | 128.5373 | 118.7029 | 54.2354 | 116.265 | 154.9303 | 116.265 | 3979 | 19 | 5 | 2017-05-15 19:00 | WEEKDAY | 39.0247 | 19.93 | 714.832 | 693.387 | 0 | 693.387 | 2975.9117 | 0 | 0 | NA | 99.2%
| 19 | 6 | 2017-06-15 19:00 | 0 | 0 | 82.7187 | 0 | 3.8656 | 0 | 309.201 | 11.0465 | 0 | 0 | 41.313 | 13.178 | 10.4326 | 0 | 0 | 3.8656 | 0 | 3980 | 20 | 5 | 2017-05-15 20:00 | WEEKDAY | 32.2357 | 12.08 | 321.703 | 312.0519 | 0 | 312.0519 | 2975.9117 | 0 | 0 | NA | 99.2%
| 20 | 6 | 2017-06-15 20:00 | 0 | 0 | 0 | 0 | 0 | 0 | 0 | 0 | 0 | 0 | 0 | 0 | 0 | 0 | 0 | 0 | 0 | 3981 | 21 | 5 | 2017-05-15 21:00 | WEEKDAY | 34.6963 | 12.08 | 0 | 0 | 0 | 0 | 2975.9117 | 0 | 0 | NA | 99.2%
| 21 | 6 | 2017-06-15 21:00 | 0 | 0 | 0 | 0 | 0 | 0 | 0 | 0 | 0 | 0 | 0 | 0 | 0 | 0 | 0 | 0 | 0 | 3982 | 22 | 5 | 2017-05-15 22:00 | WEEKDAY | 38.5682 | 12.08 | 0 | 0 | 0 | 0 | 2975.9117 | 0 | 0 | NA | 99.2%
| 22 | 6 | 2017-06-15 22:00 | 0 | 0 | 0 | 0 | 0 | 0 | 0 | 0 | 0 | 0 | 0 | 0 | 0 | 0 | 0 | 0 | 0 | 3983 | 23 | 5 | 2017-05-15 23:00 | WEEKDAY | 30.7688 | 2.27 | 0 | 0 | 0 | 0 | 2975.9117 | 0 | 0 | NA | 99.2%
| 23 | 6 | 2017-06-15 23:00 | 0 | 0 | 0 | 0 | 0 | 0 | 0 | 0 | 0 | 0 | 0 | 0 | 0 | 0 | 0 | 0 | 0 | 3984 | 0 | 5 | 2017-05-16 | WEEKDAY | 29.2991 | 2.27 | 0 | 0 | 0 | 0 | 2975.9117 | 0 | 0 | NA | 99.2%
| 0 | 6 | 2017-06-16 | 0 | 0 | 0 | 0 | 0 | 0 | 0 | 0 | 0 | 0 | 0 | 0 | 0 | 0 | 0 | 0 | 0 | 3985 | 1 | 5 | 2017-05-16 01:00 | WEEKDAY | 27.2282 | 2.27 | 0 | 0 | 0 | 0 | 2975.9117 | 0 | 0 | NA | 99.2%
| 1 | 6 | 2017-06-16 01:00 | 0 | 0 | 0 | 0 | 0 | 0 | 0 | 0 | 0 | 0 | 0 | 0 | 0 | 0 | 0 | 0 | 0 | 3986 | 2 | 5 | 2017-05-16 02:00 | WEEKDAY | 16.2723 | 2.27 | 0 | 0 | 0 | 0 | 2975.9117 | 0 | 0 | NA | 99.2%
| 2 | 6 | 2017-06-16 02:00 | 0 | 0 | 0 | 0 | 0 | 0 | 0 | 0 | 0 | 0 | 0 | 0 | 0 | 0 | 0 | 0 | 0 | 3987 | 3 | 5 | 2017-05-16 03:00 | WEEKDAY | 6.4772 | 2.27 | 0 | 0 | 0 | 0 | 2975.9117 | 0 | 0 | NA | 99.2%
| 3 | 6 | 2017-06-16 03:00 | 0 | 0 | 0 | 0 | 0 | 0 | 0 | 0 | 0 | 0 | 0 | 0 | 0 | 0 | 0 | 0 | 0 | 3988 | 4 | 5 | 2017-05-16 04:00 | WEEKDAY | 4.2894 | 2.27 | 0 | 0 | 0 | 0 | 2975.9117 | 0 | 0 | NA | 99.2%
| 4 | 6 | 2017-06-16 04:00 | 0 | 0 | 0 | 0 | 0 | 0 | 0 | 0 | 0 | 0 | 0 | 0 | 0 | 0 | 0 | 0 | 0 | 3989 | 5 | 5 | 2017-05-16 05:00 | WEEKDAY | 11.2259 | 2.27 | 0 | 0 | 0 | 0 | 2975.9117 | 0 | 0 | NA | 99.2%
| 5 | 6 | 2017-06-16 05:00 | 206.7263 | 0 | 0 | 0 | 0 | 0 | 0 | 5.8287 | 0 | 0 | 2.9983 | 2.4294 | 0.75714 | 6.7234 | 206.7263 | 0 | 206.7263 | 3990 | 6 | 5 | 2017-05-16 06:00 | WEEKDAY | 20.3335 | 20.45 | 0 | 0 | 0 | 0 | 2975.9117 | 0 | 0 | NA | 99.2%
| 6 | 6 | 2017-06-16 06:00 | 665.4857 | 469.9232 | 196.0792 | 306.9346 | 298.4948 | 237.335 | 44.8673 | 450.957 | 0 | 118.6675 | 254.9839 | 74.8246 | 64.3899 | 335.1202 | 665.4857 | 298.4948 | 665.4857 | 3991 | 7 | 5 | 2017-05-16 07:00 | WEEKDAY | 23.8407 | 20.45 | 50.8727 | 49.3465 | 0 | 49.3465 | 2975.9117 | 0 | 0 | NA | 99.2%
| 7 | 6 | 2017-06-16 07:00 | 818.5335 | 1355.5728 | 331.6011 | 737.7752 | 835.9872 | 684.6327 | 419.063 | 1267.036 | 387.3152 | 342.3164 | 733.1644 | 189.6318 | 185.1425 | 722.6053 | 818.5335 | 835.9872 | 818.5335 | 3992 | 8 | 5 | 2017-05-16 08:00 | WEEKDAY | 23.2422 | 20.45 | 435.227 | 422.1702 | 0 | 422.1702 | 2975.9117 | 0 | 0 | NA | 99.2%
| 8 | 6 | 2017-06-16 08:00 | 677.5216 | 1704.9999 | 337.9669 | 873.0879 | 855.9446 | 861.1111 | 881.361 | 1655.7007 | 573.6735 | 430.5555 | 925.3966 | 235.788 | 233.686 | 865.225 | 677.5216 | 855.9446 | 677.5216 | 3993 | 9 | 5 | 2017-05-16 09:00 | WEEKDAY | 23.8073 | 11.33 | 919.168 | 891.593 | 0 | 891.593 | 2975.9117 | 0 | 0 | NA | 99.2%
| 9 | 6 | 2017-06-16 09:00 | 555.0823 | 1842.9593 | 670.1673 | 945.6619 | 1511.3953 | 930.7875 | 938.898 | 972.1936 | 798.5282 | 465.3938 | 990.0001 | 250 | 250 | 925.1387 | 555.0823 | 1511.3953 | 555.0823 | 3994 | 10 | 5 | 2017-05-16 10:00 | WEEKDAY | 25.1628 | 11.33 | 980.098 | 950.6951 | 0 | 950.6951 | 2975.9117 | 0 | 0 | NA | 99.2%
| 10 | 6 | 2017-06-16 10:00 | 990.0001 | 1819.0397 | 810.3227 | 907.2232 | 1817.0123 | 918.7069 | 950.132 | 1300.1932 | 800.9833 | 459.3535 | 990.0001 | 250 | 250 | 955.9137 | 990.0001 | 1817.0123 | 990.0001 | 3995 | 11 | 5 | 2017-05-16 11:00 | WEEKDAY | 22.8414 | 11.33 | 991.989 | 962.2293 | 0 | 962.2293 | 2975.9117 | 0 | 0 | NA | 99.2%
| 11 | 6 | 2017-06-16 11:00 | 686.9278 | 1476.1472 | 897.1793 | 646.8276 | 1661.7874 | 745.5289 | 953.546 | 1917.2472 | 867.3827 | 372.7644 | 990.0001 | 250 | 250 | 950.1113 | 686.9278 | 1661.7874 | 686.9278 | 3996 | 12 | 5 | 2017-05-16 12:00 | WEEKDAY | 21.9089 | 11.33 | 995.603 | 965.7349 | 0 | 965.7349 | 2975.9117 | 0 | 0 | NA | 99.2%
| 12 | 6 | 2017-06-16 12:00 | 561.2862 | 647.4076 | 821.3837 | 974.9384 | 1493.697 | 326.9735 | 970.21 | 1231.6788 | 873.3201 | 163.4868 | 990.0001 | 250 | 250 | 894.616 | 561.2862 | 1493.697 | 561.2862 | 3997 | 13 | 5 | 2017-05-16 13:00 | WEEKDAY | 27.7209 | 11.33 | 1013.4 | 982.998 | 0 | 982.998 | 2975.9117 | 0 | 0 | NA | 99.2%
| 13 | 6 | 2017-06-16 13:00 | 898.5259 | 1950.688 | 799.1231 | 968.874 | 1680.9264 | 985.1959 | 953.408 | 1637.8053 | 855.7864 | 492.598 | 990.0001 | 250 | 250 | 904.4504 | 898.5259 | 1680.9264 | 898.5259 | 3998 | 14 | 5 | 2017-05-16 14:00 | WEEKDAY | 24.9068 | 1.96 | 995.458 | 965.5943 | 0 | 965.5943 | 2975.9117 | 0 | 0 | NA | 99.2%
| 14 | 6 | 2017-06-16 14:00 | 241.0443 | 1910.2942 | 845.2612 | 885.6493 | 1013.7906 | 964.7951 | 955.399 | 1591.8303 | 990 | 482.3975 | 990.0001 | 250 | 250 | 896.3815 | 241.0443 | 1013.7906 | 241.0443 | 3999 | 15 | 5 | 2017-05-16 15:00 | WEEKDAY | 25.1239 | 1.96 | 997.577 | 967.6497 | 22 | 989.6497 | 2975.9117 | 0 | 0 | NA | 99.2%
| 15 | 6 | 2017-06-16 15:00 | 234.956 | 1228.0611 | 989.4014 | 930.9656 | 1325.0576 | 620.2329 | 950.853 | 414.1629 | 990 | 310.1164 | 990.0001 | 250 | 250 | 879.0298 | 234.956 | 1325.0576 | 234.956 | 4000 | 16 | 5 | 2017-05-16 16:00 | WEEKDAY | 24.7286 | 1.96 | 992.759 | 962.9762 | 0 | 962.9762 | 2953.2313 | 0 | 0 | NA | 98.44%
| 16 | 6 | 2017-06-16 16:00 | 229.587 | 1649.9089 | 698.0716 | 862.8945 | 958.229 | 833.2873 | 951.06 | 304.1037 | 990 | 416.6437 | 951.566 | 239.0178 | 240.2945 | 817.0166 | 229.587 | 958.229 | 229.587 | 4001 | 17 | 5 | 2017-05-16 17:00 | WEEKDAY | 24.7871 | 19.93 | 993.074 | 963.2818 | 0 | 963.2818 | 2953.2313 | 0 | 0 | NA | 98.44%
| 17 | 6 | 2017-06-16 17:00 | 459.6906 | 1207.2335 | 445.5921 | 683.4574 | 931.6522 | 609.7139 | 886.165 | 180.0218 | 990 | 304.8569 | 801.7212 | 201.9164 | 202.4549 | 687.6997 | 459.6906 | 931.6522 | 459.6906 | 4002 | 18 | 5 | 2017-05-16 18:00 | WEEKDAY | 24.6535 | 19.93 | 924.289 | 896.5603 | 0 | 896.5603 | 2953.2313 | 0 | 0 | NA | 98.44%
| 18 | 6 | 2017-06-16 18:00 | 63.0984 | 708.774 | 254.2368 | 313.0426 | 240.6073 | 357.9667 | 711.21 | 70.4396 | 0 | 178.9833 | 471.8074 | 116.3754 | 119.1433 | 343.2909 | 63.0984 | 240.6073 | 63.0984 | 4003 | 19 | 5 | 2017-05-16 19:00 | WEEKDAY | 24.8372 | 19.93 | 739.862 | 717.6661 | 0 | 717.6661 | 2953.2313 | 0 | 0 | NA | 98.44%
| 19 | 6 | 2017-06-16 19:00 | 0 | 0 | 30.2294 | 0 | 18.7652 | 0 | 316.056 | 1.2211 | 0 | 0 | 48.0749 | 10.7868 | 12.1401 | 0 | 0 | 18.7652 | 0 | 4004 | 20 | 5 | 2017-05-16 20:00 | WEEKDAY | 24.7731 | 12.08 | 328.779 | 318.9156 | 0 | 318.9156 | 2953.2313 | 0 | 0 | NA | 98.44%
| 20 | 6 | 2017-06-16 20:00 | 0 | 0 | 0 | 0 | 0 | 0 | 0 | 0 | 0 | 0 | 0 | 0 | 0 | 0 | 0 | 0 | 0 | 4005 | 21 | 5 | 2017-05-16 21:00 | WEEKDAY | 44.408 | 12.08 | 0 | 0 | 0 | 0 | 2953.2313 | 0 | 0 | NA | 98.44%
| 21 | 6 | 2017-06-16 21:00 | 0 | 0 | 0 | 0 | 0 | 0 | 0 | 0 | 0 | 0 | 0 | 0 | 0 | 0 | 0 | 0 | 0 | 4006 | 22 | 5 | 2017-05-16 22:00 | WEEKDAY | 39.2975 | 12.08 | 0 | 0 | 0 | 0 | 2953.2313 | 0 | 0 | NA | 98.44%
| 22 | 6 | 2017-06-16 22:00 | 0 | 0 | 0 | 0 | 0 | 0 | 0 | 0 | 0 | 0 | 0 | 0 | 0 | 0 | 0 | 0 | 0 | 4007 | 23 | 5 | 2017-05-16 23:00 | WEEKDAY | 23.6653 | 2.27 | 0 | 0 | 0 | 0 | 2953.2313 | 0 | 0 | NA | 98.44%
| 23 | 6 | 2017-06-16 23:00 | 0 | 0 | 0 | 0 | 0 | 0 | 0 | 0 | 0 | 0 | 0 | 0 | 0 | 0 | 0 | 0 | 0 | 4008 | 0 | 5 | 2017-05-17 | WEEKDAY | 21.2743 | 2.27 | 0 | 0 | 0 | 0 | 2953.2313 | 0 | 0 | NA | 98.44%
| 0 | 6 | 2017-06-17 | 0 | 0 | 0 | 0 | 0 | 0 | 0 | 0 | 0 | 0 | 0 | 0 | 0 | 0 | 0 | 0 | 0 | 4009 | 1 | 5 | 2017-05-17 01:00 | WEEKDAY | 20.9208 | 2.27 | 0 | 0 | 0 | 0 | 2953.2313 | 0 | 0 | NA | 98.44%
| 1 | 6 | 2017-06-17 01:00 | 0 | 0 | 0 | 0 | 0 | 0 | 0 | 0 | 0 | 0 | 0 | 0 | 0 | 0 | 0 | 0 | 0 | 4010 | 2 | 5 | 2017-05-17 02:00 | WEEKDAY | 19.234 | 2.27 | 0 | 0 | 0 | 0 | 2953.2313 | 0 | 0 | NA | 98.44%
| 2 | 6 | 2017-06-17 02:00 | 0 | 0 | 0 | 0 | 0 | 0 | 0 | 0 | 0 | 0 | 0 | 0 | 0 | 0 | 0 | 0 | 0 | 4011 | 3 | 5 | 2017-05-17 03:00 | WEEKDAY | 17.5333 | 2.27 | 0 | 0 | 0 | 0 | 2953.2313 | 0 | 0 | NA | 98.44%
| 3 | 6 | 2017-06-17 03:00 | 0 | 0 | 0 | 0 | 0 | 0 | 0 | 0 | 0 | 0 | 0 | 0 | 0 | 0 | 0 | 0 | 0 | 4012 | 4 | 5 | 2017-05-17 04:00 | WEEKDAY | 17.6808 | 2.27 | 0 | 0 | 0 | 0 | 2953.2313 | 0 | 0 | NA | 98.44%
| 4 | 6 | 2017-06-17 04:00 | 0 | 0 | 0 | 0 | 0 | 0 | 0 | 0 | 0 | 0 | 0 | 0 | 0 | 0 | 0 | 0 | 0 | 4013 | 5 | 5 | 2017-05-17 05:00 | WEEKDAY | 16.5256 | 2.27 | 0 | 0 | 0 | 0 | 2953.2313 | 0 | 0 | NA | 98.44%
| 5 | 6 | 2017-06-17 05:00 | 257.6613 | 0 | 0 | 0 | 0 | 0 | 0 | 3.8783 | 0 | 0 | 4.0402 | 1.0632 | 1.0203 | 0 | 257.6613 | 0 | 257.6613 | 4014 | 6 | 5 | 2017-05-17 06:00 | WEEKDAY | 16.6704 | 20.45 | 0 | 0 | 0 | 0 | 2953.2313 | 0 | 0 | NA | 98.44%
| 6 | 6 | 2017-06-17 06:00 | 777.6444 | 468.2608 | 101.5944 | 292.118 | 99.4951 | 236.4954 | 325.487 | 161.5145 | 97.0563 | 118.2477 | 260.6349 | 25.6151 | 65.8169 | 141.1008 | 777.6444 | 99.4951 | 777.6444 | 4015 | 7 | 5 | 2017-05-17 07:00 | WEEKDAY | 16.3642 | 20.45 | 338.547 | 328.3906 | 0 | 328.3906 | 2953.2313 | 0 | 0 | NA | 98.44%
| 7 | 6 | 2017-06-17 07:00 | 941.1449 | 1325.9412 | 583.8474 | 697.1828 | 715.9198 | 669.6672 | 723.962 | 1255.245 | 624.6072 | 334.8336 | 752.5177 | 46.3982 | 190.0297 | 624.428 | 941.1449 | 715.9198 | 941.1449 | 4016 | 8 | 5 | 2017-05-17 08:00 | WEEKDAY | 17.1269 | 20.45 | 753.305 | 730.7058 | 0 | 730.7058 | 2953.2313 | 0 | 0 | NA | 98.44%
| 8 | 6 | 2017-06-17 08:00 | 990.0001 | 1641.6773 | 862.2404 | 836.366 | 813.9691 | 829.1299 | 904.885 | 1057.9155 | 608.3035 | 414.565 | 928.4967 | 79.8297 | 234.4689 | 833.7453 | 990.0001 | 813.9691 | 990.0001 | 4017 | 9 | 5 | 2017-05-17 09:00 | WEEKDAY | 19.2451 | 11.33 | 944.207 | 915.8808 | 0 | 915.8808 | 2953.2313 | 0 | 0 | NA | 98.44%
| 9 | 6 | 2017-06-17 09:00 | 990.0001 | 1835.5002 | 919.7707 | 922.4452 | 1787.3253 | 927.0203 | 965.492 | 736.8245 | 764.5521 | 463.5102 | 963.5378 | 162.6232 | 243.3176 | 923.6292 | 990.0001 | 1787.3253 | 990.0001 | 4018 | 10 | 5 | 2017-05-17 10:00 | WEEKDAY | 21.1713 | 11.33 | 1008.48 | 978.2256 | 0 | 978.2256 | 2953.2313 | 0 | 0 | NA | 98.44%
| 10 | 6 | 2017-06-17 10:00 | 990.0001 | 1817.2831 | 929.1608 | 928.0035 | 1663.165 | 917.8197 | 974.742 | 1613.2872 | 949.146 | 458.9099 | 970.4442 | 232.4147 | 245.0617 | 942.4951 | 990.0001 | 1663.165 | 990.0001 | 4019 | 11 | 5 | 2017-05-17 11:00 | WEEKDAY | 22.8331 | 11.33 | 1018.28 | 987.7316 | 0 | 987.7316 | 2953.2313 | 0 | 0 | NA | 98.44%
| 11 | 6 | 2017-06-17 11:00 | 976.346 | 1832.0091 | 805.6261 | 942.3627 | 1792.1237 | 925.2571 | 977.328 | 1814.5824 | 947.1225 | 462.6286 | 990.0001 | 246.201 | 250 | 889.797 | 976.346 | 1792.1237 | 976.346 | 4020 | 12 | 5 | 2017-05-17 12:00 | WEEKDAY | 26.2289 | 11.33 | 1021.02 | 990 | 0 | 990 | 2953.2313 | 0 | 0 | NA | 98.44%
| 12 | 6 | 2017-06-17 12:00 | 990.0001 | 1246.9992 | 882.0552 | 963.257 | 1382.2853 | 629.7976 | 578.267 | 1855.5671 | 990.2932 | 314.8988 | 990.0001 | 238.1425 | 250 | 921.7903 | 990.0001 | 1382.2853 | 990.0001 | 4021 | 13 | 5 | 2017-05-17 13:00 | WEEKDAY | 31.9184 | 11.33 | 600.682 | 582.6615 | 407 | 989.6615 | 2953.2313 | 0 | 0 | NA | 98.44%
| 13 | 6 | 2017-06-17 13:00 | 978.2876 | 1479.9105 | 931.1466 | 922.6851 | 1796.5504 | 747.4296 | 971.849 | 1766.1719 | 913.449 | 373.7148 | 990.0001 | 250 | 250 | 959.5721 | 978.2876 | 1796.5504 | 978.2876 | 4022 | 14 | 5 | 2017-05-17 14:00 | WEEKDAY | 34.9246 | 1.96 | 1015.18 | 984.7246 | 0 | 984.7246 | 2533.6436 | 0 | 0 | NA | 84.45%
| 14 | 6 | 2017-06-17 14:00 | 990.0001 | 795.2276 | 929.2889 | 938.0623 | 1806.4451 | 401.6301 | 972.811 | 1840.0925 | 918.5425 | 200.8151 | 990.0001 | 233.9109 | 250 | 905.4542 | 990.0001 | 1806.4451 | 990.0001 | 4023 | 15 | 5 | 2017-05-17 15:00 | WEEKDAY | 35.729 | 1.96 | 1016.2 | 985.714 | 0 | 985.714 | 2533.6436 | 0 | 0 | NA | 84.45%
| 15 | 6 | 2017-06-17 15:00 | 990.0001 | 1769.0502 | 915.5766 | 899.7086 | 1743.6328 | 893.4597 | 966.452 | 1641.4198 | 918.2486 | 446.7298 | 975.0113 | 225.4777 | 246.215 | 914.7052 | 990.0001 | 1743.6328 | 990.0001 | 4024 | 16 | 5 | 2017-05-17 16:00 | WEEKDAY | 33.4688 | 1.96 | 1009.45 | 979.1665 | 0 | 979.1665 | 2533.6436 | 0 | 0 | NA | 84.45%
| 16 | 6 | 2017-06-17 16:00 | 889.2269 | 1126.8337 | 836.468 | 806.7365 | 1353.9382 | 569.1079 | 949.764 | 1612.1888 | 990.3215 | 284.554 | 954.6308 | 235.6319 | 241.0684 | 855.7317 | 889.2269 | 1353.9382 | 889.2269 | 4025 | 17 | 5 | 2017-05-17 17:00 | WEEKDAY | 34.0478 | 19.93 | 991.74 | 961.9878 | 28 | 989.9878 | 2533.6436 | 0 | 0 | NA | 84.45%
| 17 | 6 | 2017-06-17 17:00 | 707.602 | 1317.5677 | 648.3848 | 652.8522 | 1009.8534 | 665.4383 | 883.447 | 1098.9298 | 829.9533 | 332.7191 | 804.0993 | 205.0512 | 203.0554 | 626.9493 | 707.602 | 1009.8534 | 707.602 | 4026 | 18 | 5 | 2017-05-17 18:00 | WEEKDAY | 29.4299 | 19.93 | 921.449 | 893.8055 | 0 | 893.8055 | 2504.7776 | 0 | 0 | NA | 83.49%
| 18 | 6 | 2017-06-17 18:00 | 133.0605 | 320.989 | 430.4536 | 305.345 | 448.4487 | 162.1157 | 708.608 | 580.261 | 525.1493 | 81.0578 | 485.8442 | 112.3492 | 122.6879 | 358.6616 | 133.0605 | 448.4487 | 133.0605 | 4027 | 19 | 5 | 2017-05-17 19:00 | WEEKDAY | 31.7931 | 19.93 | 737.159 | 715.0442 | 0 | 715.0442 | 2504.7776 | 0 | 0 | NA | 83.49%
| 19 | 6 | 2017-06-17 19:00 | 0 | 0 | 45.4668 | 0 | 20.3824 | 0 | 312.609 | 15.3351 | 0 | 0 | 40.0767 | 11.3861 | 10.1204 | 0 | 0 | 20.3824 | 0 | 4028 | 20 | 5 | 2017-05-17 20:00 | WEEKDAY | 33.9169 | 12.08 | 325.234 | 0 | 0 | 0 | 2504.7776 | 0 | 0 | NA | 83.49%
| 20 | 6 | 2017-06-17 20:00 | 0 | 0 | 0 | 0 | 0 | 0 | 0 | 0 | 0 | 0 | 0 | 0 | 0 | 0 | 0 | 0 | 0 | 4029 | 21 | 5 | 2017-05-17 21:00 | WEEKDAY | 36.8118 | 12.08 | 0 | 0 | 0 | 0 | 2830.0116 | 0 | 0 | NA | 94.33%
| 21 | 6 | 2017-06-17 21:00 | 0 | 0 | 0 | 0 | 0 | 0 | 0 | 0 | 0 | 0 | 0 | 0 | 0 | 0 | 0 | 0 | 0 | 4030 | 22 | 5 | 2017-05-17 22:00 | WEEKDAY | 31.9908 | 12.08 | 0 | 0 | 0 | 0 | 2830.0116 | 0 | 0 | NA | 94.33%
| 22 | 6 | 2017-06-17 22:00 | 0 | 0 | 0 | 0 | 0 | 0 | 0 | 0 | 0 | 0 | 0 | 0 | 0 | 0 | 0 | 0 | 0 | 4031 | 23 | 5 | 2017-05-17 23:00 | WEEKDAY | 23.9158 | 2.27 | 0 | 0 | 0 | 0 | 2830.0116 | 0 | 0 | NA | 94.33%
| 23 | 6 | 2017-06-17 23:00 | 0 | 0 | 0 | 0 | 0 | 0 | 0 | 0 | 0 | 0 | 0 | 0 | 0 | 0 | 0 | 0 | 0 | 4032 | 0 | 5 | 2017-05-18 | WEEKDAY | 19.5569 | 2.27 | 0 | 0 | 0 | 0 | 2830.0116 | 0 | 0 | NA | 94.33%
| 0 | 6 | 2017-06-18 | 0 | 0 | 0 | 0 | 0 | 0 | 0 | 0 | 0 | 0 | 0 | 0 | 0 | 0 | 0 | 0 | 0 | 4033 | 1 | 5 | 2017-05-18 01:00 | WEEKDAY | 27.1614 | 2.27 | 0 | 0 | 0 | 0 | 2830.0116 | 0 | 0 | NA | 94.33%
| 1 | 6 | 2017-06-18 01:00 | 0 | 0 | 0 | 0 | 0 | 0 | 0 | 0 | 0 | 0 | 0 | 0 | 0 | 0 | 0 | 0 | 0 | 4034 | 2 | 5 | 2017-05-18 02:00 | WEEKDAY | 22.7941 | 2.27 | 0 | 0 | 0 | 0 | 2830.0116 | 0 | 0 | NA | 94.33%
| 2 | 6 | 2017-06-18 02:00 | 0 | 0 | 0 | 0 | 0 | 0 | 0 | 0 | 0 | 0 | 0 | 0 | 0 | 0 | 0 | 0 | 0 | 4035 | 3 | 5 | 2017-05-18 03:00 | WEEKDAY | 9.6671 | 2.27 | 0 | 0 | 0 | 0 | 2830.0116 | 0 | 0 | NA | 94.33%
| 3 | 6 | 2017-06-18 03:00 | 0 | 0 | 0 | 0 | 0 | 0 | 0 | 0 | 0 | 0 | 0 | 0 | 0 | 0 | 0 | 0 | 0 | 4036 | 4 | 5 | 2017-05-18 04:00 | WEEKDAY | 4.6429 | 2.27 | 0 | 0 | 0 | 0 | 2830.0116 | 0 | 0 | NA | 94.33%
| 4 | 6 | 2017-06-18 04:00 | 0 | 0 | 0 | 0 | 0 | 0 | 0 | 0 | 0 | 0 | 0 | 0 | 0 | 0 | 0 | 0 | 0 | 4037 | 5 | 5 | 2017-05-18 05:00 | WEEKDAY | 11.2704 | 2.27 | 0 | 0 | 0 | 0 | 2830.0116 | 0 | 0 | NA | 94.33%
| 5 | 6 | 2017-06-18 05:00 | 263.4998 | 0 | 3.3214 | 0 | 0 | 0 | 0 | 16.7146 | 0 | 0 | 2.0956 | 2.1425 | 0.5292 | 6.7205 | 263.4998 | 0 | 263.4998 | 4038 | 6 | 5 | 2017-05-18 06:00 | WEEKDAY | 16.9237 | 20.45 | 0 | 0 | 0 | 0 | 2830.0116 | 0 | 0 | NA | 94.33%
| 6 | 6 | 2017-06-18 06:00 | 765.385 | 361.5171 | 256.1663 | 297.5595 | 346.2749 | 182.5844 | 321.243 | 566.2602 | 172.2128 | 91.2922 | 199.1092 | 66.2701 | 50.2801 | 320.7059 | 765.385 | 346.2749 | 765.385 | 4039 | 7 | 5 | 2017-05-18 07:00 | WEEKDAY | 23.579 | 20.45 | 334.167 | 324.142 | 0 | 324.142 | 2830.0116 | 0 | 0 | NA | 94.33%
| 7 | 6 | 2017-06-18 07:00 | 928.45 | 172.7477 | 747.514 | 706.4418 | 706.7832 | 87.2463 | 719.476 | 1412.7743 | 622.5654 | 43.6231 | 657.9822 | 181.2202 | 166.1571 | 731.1362 | 928.45 | 706.7832 | 928.45 | 4040 | 8 | 5 | 2017-05-18 08:00 | WEEKDAY | 23.1532 | 20.45 | 748.591 | 726.1333 | 0 | 726.1333 | 2830.0116 | 0 | 0 | NA | 94.33%
| 8 | 6 | 2017-06-18 08:00 | 990.0001 | 1616.3239 | 931.8513 | 829.6512 | 1478.7359 | 816.3252 | 650.008 | 1386.6898 | 841.2781 | 408.1626 | 869.8348 | 207.214 | 219.6552 | 842.5756 | 990.0001 | 1478.7359 | 990.0001 | 4041 | 9 | 5 | 2017-05-18 09:00 | WEEKDAY | 23.348 | 11.33 | 675.74 | 655.4678 | 0 | 655.4678 | 2830.0116 | 0 | 0 | NA | 94.33%
| 9 | 6 | 2017-06-18 09:00 | 990.0001 | 1779.2477 | 990.0001 | 884.0485 | 1639.8083 | 898.6099 | 962.2 | 1758.1083 | 918.7607 | 449.305 | 963.037 | 225.5252 | 243.1912 | 677.4547 | 990.0001 | 1639.8083 | 990.0001 | 4042 | 10 | 5 | 2017-05-18 10:00 | WEEKDAY | 31.011 | 11.33 | 1004.99 | 974.8403 | 0 | 974.8403 | 2830.0116 | 0 | 0 | NA | 94.33%
| 10 | 6 | 2017-06-18 10:00 | 990.0001 | 1852.0231 | 990.0001 | 945.4592 | 1776.2728 | 935.3652 | 735.507 | 1794.4155 | 916.3832 | 467.6826 | 990.0001 | 244.0375 | 250 | 749.294 | 990.0001 | 1776.2728 | 990.0001 | 4043 | 11 | 5 | 2017-05-18 11:00 | WEEKDAY | 35.9851 | 11.33 | 765.342 | 742.3817 | 0 | 742.3817 | 2830.0116 | 0 | 0 | NA | 94.33%
| 11 | 6 | 2017-06-18 11:00 | 990.0001 | 1555.6569 | 990.0001 | 953.9386 | 1844.9619 | 785.6853 | 551.256 | 1816.1846 | 912.0794 | 392.8427 | 990.0001 | 250 | 250 | 954.0748 | 990.0001 | 1844.9619 | 990.0001 | 4044 | 12 | 5 | 2017-05-18 12:00 | WEEKDAY | 45.6188 | 11.33 | 572.509 | 555.3337 | 0 | 555.3337 | 2830.0116 | 0 | 0 | NA | 94.33%
| 12 | 6 | 2017-06-18 12:00 | 990.0001 | 1432.7146 | 990.0001 | 921.6803 | 1980.0001 | 723.5933 | 962.793 | 1309.2526 | 873.1775 | 361.7966 | 990.0001 | 250 | 250 | 938.1221 | 990.0001 | 1980.0001 | 990.0001 | 4045 | 13 | 5 | 2017-05-18 13:00 | WEEKDAY | 42.8631 | 11.33 | 1005.51 | 975.3447 | 0 | 975.3447 | 2830.0116 | 0 | 0 | NA | 94.33%
| 13 | 6 | 2017-06-18 13:00 | 990.0001 | 1879.4742 | 958.5968 | 689.9424 | 1590.3922 | 949.2294 | 963.208 | 883.7144 | 868.9454 | 474.6147 | 990.0001 | 250 | 250 | 928.471 | 990.0001 | 1590.3922 | 990.0001 | 4046 | 14 | 5 | 2017-05-18 14:00 | WEEKDAY | 138.5543 | 1.96 | 1005.96 | 975.7812 | 0 | 975.7812 | 2830.0116 | 0 | 0 | NA | 94.33%
| 14 | 6 | 2017-06-18 14:00 | 990.0001 | 1656.3732 | 950.5491 | 868.4571 | 1594.4868 | 836.5521 | 965.581 | 1843.5119 | 874.875 | 418.2761 | 990.0001 | 250 | 250 | 791.4282 | 990.0001 | 1594.4868 | 990.0001 | 4047 | 15 | 5 | 2017-05-18 15:00 | WEEKDAY | 49.9054 | 1.96 | 1008.49 | 978.2353 | 0 | 978.2353 | 2830.0116 | 0 | 0 | NA | 94.33%
| 15 | 6 | 2017-06-18 15:00 | 977.8075 | 1293.0238 | 959.1893 | 759.5144 | 1498.6688 | 653.0423 | 959.339 | 1834.2506 | 875.7596 | 326.5212 | 976.177 | 248.6319 | 246.5093 | 717.4138 | 977.8075 | 1498.6688 | 977.8075 | 4048 | 16 | 5 | 2017-05-18 16:00 | WEEKDAY | 96.9298 | 1.96 | 1001.86 | 971.8042 | 18 | 989.8042 | 2830.0116 | 0 | 0 | NA | 94.33%
| 16 | 6 | 2017-06-18 16:00 | 891.4478 | 736.0876 | 857.4461 | 790.8033 | 1635.8289 | 371.7614 | 942.932 | 1485.8285 | 862.4842 | 185.8807 | 897.6204 | 237.1649 | 226.6718 | 866.3831 | 891.4478 | 1635.8289 | 891.4478 | 4049 | 17 | 5 | 2017-05-18 17:00 | WEEKDAY | 102.5748 | 19.93 | 984.446 | 954.9126 | 35 | 989.9126 | 2811.4549 | 0 | 0 | NA | 93.72%
| 17 | 6 | 2017-06-18 17:00 | 693.763 | 834.1689 | 870.2765 | 662.8762 | 1178.6315 | 421.2974 | 877.685 | 1439.8352 | 819.3415 | 210.6487 | 699.7093 | 201.3969 | 176.6943 | 705.2159 | 693.763 | 1178.6315 | 693.763 | 4050 | 18 | 5 | 2017-05-18 18:00 | WEEKDAY | 110.0679 | 19.93 | 915.315 | 887.8555 | 0 | 887.8555 | 2775.3725 | 0 | 0 | NA | 92.51%
| 18 | 6 | 2017-06-18 18:00 | 133.2348 | 668.6243 | 603.0672 | 320.2763 | 523.7974 | 337.6891 | 706.293 | 554.4598 | 630.306 | 168.8445 | 401.9488 | 120.553 | 101.5022 | 338.9663 | 133.2348 | 523.7974 | 133.2348 | 4051 | 19 | 5 | 2017-05-18 19:00 | WEEKDAY | 65.1339 | 19.93 | 734.704 | 712.6629 | 0 | 712.6629 | 2775.3725 | 0 | 0 | NA | 92.51%
| 19 | 6 | 2017-06-18 19:00 | 0 | 0 | 91.7535 | 0 | 18.1736 | 0 | 315.882 | 29.4213 | 221.1745 | 0 | 32.5931 | 11.56 | 8.2306 | 7.5947 | 0 | 18.1736 | 0 | 4052 | 20 | 5 | 2017-05-18 20:00 | WEEKDAY | 36.9259 | 12.08 | 328.61 | 318.7517 | 0 | 318.7517 | 2775.3725 | 0 | 0 | NA | 92.51%
| 20 | 6 | 2017-06-18 20:00 | 0 | 0 | 0 | 0 | 0 | 0 | 0 | 0 | 0 | 0 | 0 | 0 | 0 | 0 | 0 | 0 | 0 | 4053 | 21 | 5 | 2017-05-18 21:00 | WEEKDAY | 91.1624 | 12.08 | 0 | 0 | 0 | 0 | 2775.3725 | 0 | 0 | NA | 92.51%
| 21 | 6 | 2017-06-18 21:00 | 0 | 0 | 0 | 0 | 0 | 0 | 0 | 0 | 0 | 0 | 0 | 0 | 0 | 0 | 0 | 0 | 0 | 4054 | 22 | 5 | 2017-05-18 22:00 | WEEKDAY | 46.3954 | 12.08 | 0 | 0 | 0 | 0 | 2775.3725 | 0 | 0 | NA | 92.51%
| 22 | 6 | 2017-06-18 22:00 | 0 | 0 | 0 | 0 | 0 | 0 | 0 | 0 | 0 | 0 | 0 | 0 | 0 | 0 | 0 | 0 | 0 | 4055 | 23 | 5 | 2017-05-18 23:00 | WEEKDAY | 30.8718 | 2.27 | 0 | 0 | 0 | 0 | 2775.3725 | 0 | 0 | NA | 92.51%
| 23 | 6 | 2017-06-18 23:00 | 0 | 0 | 0 | 0 | 0 | 0 | 0 | 0 | 0 | 0 | 0 | 0 | 0 | 0 | 0 | 0 | 0 | 4056 | 0 | 5 | 2017-05-19 | WEEKDAY | 26.4711 | 2.27 | 0 | 0 | 0 | 0 | 2775.3725 | 0 | 0 | NA | 92.51%
| 0 | 6 | 2017-06-19 | 0 | 0 | 0 | 0 | 0 | 0 | 0 | 0 | 0 | 0 | 0 | 0 | 0 | 0 | 0 | 0 | 0 | 4057 | 1 | 5 | 2017-05-19 01:00 | WEEKDAY | 24.6034 | 2.27 | 0 | 0 | 0 | 0 | 2775.3725 | 0 | 0 | NA | 92.51%
| 1 | 6 | 2017-06-19 01:00 | 0 | 0 | 0 | 0 | 0 | 0 | 0 | 0 | 0 | 0 | 0 | 0 | 0 | 0 | 0 | 0 | 0 | 4058 | 2 | 5 | 2017-05-19 02:00 | WEEKDAY | 23.2923 | 2.27 | 0 | 0 | 0 | 0 | 2775.3725 | 0 | 0 | NA | 92.51%
| 2 | 6 | 2017-06-19 02:00 | 0 | 0 | 0 | 0 | 0 | 0 | 0 | 0 | 0 | 0 | 0 | 0 | 0 | 0 | 0 | 0 | 0 | 4059 | 3 | 5 | 2017-05-19 03:00 | WEEKDAY | 21.2353 | 2.27 | 0 | 0 | 0 | 0 | 2775.3725 | 0 | 0 | NA | 92.51%
| 3 | 6 | 2017-06-19 03:00 | 0 | 0 | 0 | 0 | 0 | 0 | 0 | 0 | 0 | 0 | 0 | 0 | 0 | 0 | 0 | 0 | 0 | 4060 | 4 | 5 | 2017-05-19 04:00 | WEEKDAY | 20.6814 | 2.27 | 0 | 0 | 0 | 0 | 2775.3725 | 0 | 0 | NA | 92.51%
| 4 | 6 | 2017-06-19 04:00 | 0 | 0 | 0 | 0 | 0 | 0 | 0 | 0 | 0 | 0 | 0 | 0 | 0 | 0 | 0 | 0 | 0 | 4061 | 5 | 5 | 2017-05-19 05:00 | WEEKDAY | 21.664 | 2.27 | 0 | 0 | 0 | 0 | 2775.3725 | 0 | 0 | NA | 92.51%
| 5 | 6 | 2017-06-19 05:00 | 166.2488 | 0 | 0 | 0 | 0 | 0 | 0 | 7.0302 | 0 | 0 | 5.3647 | 1.9429 | 1.3547 | 0.078722 | 166.2488 | 0 | 166.2488 | 4062 | 6 | 5 | 2017-05-19 06:00 | WEEKDAY | 23.1643 | 20.45 | 0 | 0 | 0 | 0 | 2775.3725 | 0 | 0 | NA | 92.51%
| 6 | 6 | 2017-06-19 06:00 | 633.5796 | 427.0809 | 107.7581 | 308.0951 | 86.3288 | 215.6974 | 319.533 | 171.9706 | 164.2986 | 107.8487 | 268.8264 | 35.6094 | 67.8854 | 178.5235 | 633.5796 | 86.3288 | 633.5796 | 4063 | 7 | 5 | 2017-05-19 07:00 | WEEKDAY | 23.9771 | 20.45 | 332.383 | 322.4115 | 0 | 322.4115 | 2775.3725 | 0 | 0 | NA | 92.51%
| 7 | 6 | 2017-06-19 07:00 | 844.3286 | 1360.0999 | 633.3719 | 667.5081 | 517.1887 | 686.9191 | 712.915 | 615.4156 | 620.219 | 343.4596 | 752.8714 | 58.3212 | 190.119 | 253.0035 | 844.3286 | 517.1887 | 844.3286 | 4064 | 8 | 5 | 2017-05-19 08:00 | WEEKDAY | 27.0194 | 20.45 | 741.646 | 719.3966 | 0 | 719.3966 | 2775.3725 | 0 | 0 | NA | 92.51%
| 8 | 6 | 2017-06-19 08:00 | 947.366 | 1644.5849 | 795.3378 | 838.8355 | 379.5145 | 830.5984 | 892.696 | 656.8404 | 829.9116 | 415.2992 | 912.6742 | 92.1646 | 230.4733 | 521.3771 | 947.366 | 379.5145 | 947.366 | 4065 | 9 | 5 | 2017-05-19 09:00 | WEEKDAY | 25.2881 | 11.33 | 931.239 | 903.3018 | 0 | 903.3018 | 2775.3725 | 0 | 0 | NA | 92.51%
| 9 | 6 | 2017-06-19 09:00 | 988.2188 | 1764.958 | 869.8936 | 895.6572 | 1321.7901 | 891.3929 | 933.113 | 1040.1919 | 903.3746 | 445.6965 | 986.7719 | 250 | 249.1848 | 813.8636 | 988.2188 | 1321.7901 | 988.2188 | 4066 | 10 | 5 | 2017-05-19 10:00 | WEEKDAY | 42.7267 | 11.33 | 973.944 | 944.7257 | 0 | 944.7257 | 2775.3725 | 0 | 0 | NA | 92.51%
| 10 | 6 | 2017-06-19 10:00 | 975.4198 | 1895.4591 | 990.0001 | 906.6645 | 1054.6838 | 957.3026 | 941.747 | 461.7681 | 889.4153 | 478.6513 | 990.0001 | 208.9946 | 250 | 577.5983 | 975.4198 | 1054.6838 | 975.4198 | 4067 | 11 | 5 | 2017-05-19 11:00 | WEEKDAY | 56.2712 | 11.33 | 983.065 | 953.5731 | 0 | 953.5731 | 2775.3725 | 0 | 0 | NA | 92.51%
| 11 | 6 | 2017-06-19 11:00 | 926.4856 | 1768.3426 | 990.0001 | 790.0244 | 1558.5894 | 893.1023 | 944.76 | 999.6869 | 784.2188 | 446.5512 | 947.7597 | 218.904 | 239.3332 | 568.4504 | 926.4856 | 1558.5894 | 926.4856 | 4068 | 12 | 5 | 2017-05-19 12:00 | WEEKDAY | 34.6518 | 11.33 | 986.249 | 956.6615 | 0 | 956.6615 | 2775.3725 | 0 | 0 | NA | 92.51%
| 12 | 6 | 2017-06-19 12:00 | 949.0272 | 1891.5789 | 987.1371 | 595.7256 | 1260.5133 | 955.3429 | 959.502 | 1499.9813 | 824.3099 | 477.6714 | 808.797 | 231.6159 | 204.2417 | 696.7078 | 949.0272 | 1260.5133 | 949.0272 | 4069 | 13 | 5 | 2017-05-19 13:00 | WEEKDAY | 35.601 | 11.33 | 1001.99 | 971.9303 | 0 | 971.9303 | 2775.3725 | 0 | 0 | NA | 92.51%
| 13 | 6 | 2017-06-19 13:00 | 987.5158 | 1903.89 | 910.1351 | 777.8082 | 612.6292 | 961.5606 | 959.449 | 650.8959 | 820.231 | 480.7803 | 897.7822 | 215.0231 | 226.7127 | 455.1984 | 987.5158 | 612.6292 | 987.5158 | 4070 | 14 | 5 | 2017-05-19 14:00 | WEEKDAY | 52.2018 | 1.96 | 1001.94 | 971.8818 | 18 | 989.8818 | 2775.3725 | 0 | 0 | NA | 92.51%
| 14 | 6 | 2017-06-19 14:00 | 981.9699 | 1000.4519 | 990.0001 | 859.1834 | 901.5981 | 505.2788 | 960.652 | 1937.008 | 990 | 252.6394 | 702.0956 | 208.7296 | 177.2969 | 879.3797 | 981.9699 | 901.5981 | 981.9699 | 4071 | 15 | 5 | 2017-05-19 15:00 | WEEKDAY | 296.0892 | 1.96 | 1003.21 | 973.1137 | 17 | 990.1137 | 2756.8158 | 0 | 0 | NA | 91.89%
| 15 | 6 | 2017-06-19 15:00 | 948.0207 | 1788.8394 | 990.0001 | 889.1172 | 428.687 | 903.4543 | 954.128 | 1657.0618 | 990 | 451.7271 | 682.4591 | 218.8574 | 172.3382 | 887.5954 | 948.0207 | 428.687 | 948.0207 | 4072 | 16 | 5 | 2017-05-19 16:00 | WEEKDAY | 503.9193 | 1.96 | 996.282 | 966.3935 | 24 | 990.3935 | 2739.29 | 0 | 0 | NA | 91.31%
| 16 | 6 | 2017-06-19 16:00 | 811.18 | 847.469 | 980.9362 | 831.0698 | 315.4049 | 428.0146 | 938.565 | 1487.1307 | 990 | 214.0073 | 821.3149 | 198.92 | 207.4027 | 711.1443 | 811.18 | 315.4049 | 811.18 | 4073 | 17 | 5 | 2017-05-19 17:00 | WEEKDAY | 269.1756 | 19.93 | 979.77 | 950.3769 | 40 | 990.3769 | 2714.5477 | 0 | 0 | NA | 90.48%
| 17 | 6 | 2017-06-19 17:00 | 391.5037 | 1220.1102 | 838.3953 | 604.9066 | 254.0895 | 616.2173 | 876.115 | 1099.3287 | 990 | 308.1086 | 783.0883 | 189.2142 | 197.7496 | 212.8748 | 391.5037 | 254.0895 | 391.5037 | 4074 | 18 | 5 | 2017-05-19 18:00 | WEEKDAY | 178.2526 | 19.93 | 913.616 | 886.2075 | 0 | 886.2075 | 2673.3106 | 0 | 0 | NA | 89.11%
| 18 | 6 | 2017-06-19 18:00 | 68.9733 | 104.5449 | 574.4801 | 260.7497 | 103.9763 | 52.8004 | 708.793 | 611.5041 | 629.4117 | 26.4002 | 514.7431 | 111.5701 | 129.9856 | 182.6985 | 68.9733 | 103.9763 | 68.9733 | 4075 | 19 | 5 | 2017-05-19 19:00 | WEEKDAY | 34.7938 | 19.93 | 737.304 | 715.1849 | 0 | 715.1849 | 2673.3106 | 0 | 0 | NA | 89.11%
| 19 | 6 | 2017-06-19 19:00 | 0 | 0 | 80.6199 | 0 | 16.9495 | 0 | 322.889 | 17.6615 | 0 | 0 | 59.46 | 11.3887 | 15.0151 | 0 | 0 | 16.9495 | 0 | 4076 | 20 | 5 | 2017-05-19 20:00 | WEEKDAY | 32.2301 | 12.08 | 335.818 | 325.7435 | 0 | 325.7435 | 2673.3106 | 0 | 0 | NA | 89.11%
| 20 | 6 | 2017-06-19 20:00 | 0 | 0 | 0 | 0 | 0 | 0 | 0 | 0 | 0 | 0 | 0 | 0 | 0 | 0 | 0 | 0 | 0 | 4077 | 21 | 5 | 2017-05-19 21:00 | WEEKDAY | 33.5189 | 12.08 | 0 | 0 | 0 | 0 | 2673.3106 | 0 | 0 | NA | 89.11%
| 21 | 6 | 2017-06-19 21:00 | 0 | 0 | 0 | 0 | 0 | 0 | 0 | 0 | 0 | 0 | 0 | 0 | 0 | 0 | 0 | 0 | 0 | 4078 | 22 | 5 | 2017-05-19 22:00 | WEEKDAY | 34.5098 | 12.08 | 0 | 0 | 970 | 970 | 2673.3106 | 0 | 0 | NA | 89.11%
| 22 | 6 | 2017-06-19 22:00 | 0 | 0 | 0 | 0 | 0 | 0 | 0 | 0 | 0 | 0 | 0 | 0 | 0 | 0 | 0 | 0 | 0 | 4079 | 23 | 5 | 2017-05-19 23:00 | WEEKDAY | 28.1078 | 2.27 | 0 | 0 | 0 | 0 | 1673.3106 | 0 | 0 | NA | 55.78%
| 23 | 6 | 2017-06-19 23:00 | 0 | 0 | 0 | 0 | 0 | 0 | 0 | 0 | 0 | 0 | 0 | 0 | 0 | 0 | 0 | 0 | 0 | 4080 | 0 | 5 | 2017-05-20 | WEEKEND | 26.1343 | 2.27 | 0 | 0 | 0 | 0 | 1673.3106 | 0 | 0 | NA | 55.78%
| 0 | 6 | 2017-06-20 | 0 | 0 | 0 | 0 | 0 | 0 | 0 | 0 | 0 | 0 | 0 | 0 | 0 | 0 | 0 | 0 | 0 | 4081 | 1 | 5 | 2017-05-20 01:00 | WEEKEND | 23.5484 | 2.27 | 0 | 0 | 0 | 0 | 1673.3106 | 0 | 0 | NA | 55.78%
| 1 | 6 | 2017-06-20 01:00 | 0 | 0 | 0 | 0 | 0 | 0 | 0 | 0 | 0 | 0 | 0 | 0 | 0 | 0 | 0 | 0 | 0 | 4082 | 2 | 5 | 2017-05-20 02:00 | WEEKEND | 20.9319 | 2.27 | 0 | 0 | 0 | 0 | 1673.3106 | 0 | 0 | NA | 55.78%
| 2 | 6 | 2017-06-20 02:00 | 0 | 0 | 0 | 0 | 0 | 0 | 0 | 0 | -400 | 0 | 0 | 0 | 0 | 0 | 0 | 0 | 0 | 4083 | 3 | 5 | 2017-05-20 03:00 | WEEKEND | 19.6014 | 2.27 | 0 | 0 | -970 | -970 | 1673.3106 | 0 | 0 | NA | 55.78%
| 3 | 6 | 2017-06-20 03:00 | 0 | 0 | 0 | 0 | 0 | 0 | 0 | 0 | 0 | 0 | 0 | 0 | 0 | 0 | 0 | 0 | 0 | 4084 | 4 | 5 | 2017-05-20 04:00 | WEEKEND | 18.8833 | 2.27 | 0 | 0 | -100 | -100 | 2614.2106 | 0 | 0 | NA | 87.14%
| 4 | 6 | 2017-06-20 04:00 | 0 | 0 | 0 | 0 | 0 | 0 | 0 | 0 | 0 | 0 | 0 | 0 | 0 | 0 | 0 | 0 | 0 | 4085 | 5 | 5 | 2017-05-20 05:00 | WEEKEND | 18.9584 | 2.27 | 0 | 0 | 0 | 0 | 2711.2106 | 0 | 0 | NA | 90.37%
| 5 | 6 | 2017-06-20 05:00 | 208.3793 | 0 | 2.8701 | 0 | 0 | 0 | 0 | 17.0398 | 0 | 0 | 3.0106 | 0.48223 | 0.76024 | 0.085023 | 208.3793 | 0 | 208.3793 | 4086 | 6 | 5 | 2017-05-20 06:00 | WEEKEND | 19.3954 | 2.27 | 0 | 0 | 0 | 0 | 2711.2106 | 0 | 0 | NA | 90.37%
| 6 | 6 | 2017-06-20 06:00 | 684.3778 | 429.2418 | 240.8124 | 298.566 | 181.5992 | 216.7888 | 323.46 | 624.4251 | 148.6632 | 108.3944 | 136.2788 | 46.4263 | 34.4138 | 179.5377 | 684.3778 | 181.5992 | 684.3778 | 4087 | 7 | 5 | 2017-05-20 07:00 | WEEKEND | 19.9493 | 2.27 | 336.444 | 326.3507 | 0 | 326.3507 | 2711.2106 | 0 | 0 | NA | 90.37%
| 7 | 6 | 2017-06-20 07:00 | 910.7477 | 1374.8738 | 711.7171 | 712.1644 | 505.9382 | 694.3807 | 716.224 | 1488.486 | 583.1766 | 347.1903 | 551.4723 | 146.8964 | 139.2607 | 610.1481 | 910.7477 | 505.9382 | 910.7477 | 4088 | 8 | 5 | 2017-05-20 08:00 | WEEKEND | 20.25 | 2.27 | 745.119 | 722.7654 | 0 | 722.7654 | 2711.2106 | 0 | 0 | NA | 90.37%
| 8 | 6 | 2017-06-20 08:00 | 990.0001 | 1644.2482 | 873.7213 | 821.6922 | 1226.8714 | 830.4284 | 876.779 | 1710.2136 | 765.1845 | 415.2142 | 680.945 | 196.5742 | 171.9558 | 791.2389 | 990.0001 | 1226.8714 | 990.0001 | 4089 | 9 | 5 | 2017-05-20 09:00 | WEEKEND | 20.7677 | 2.27 | 914.29 | 886.8613 | 0 | 886.8613 | 2711.2106 | 0 | 0 | NA | 90.37%
| 9 | 6 | 2017-06-20 09:00 | 990.0001 | 1772.9348 | 937.35 | 877.8874 | 1295.9908 | 895.4216 | 930.313 | 1669.5156 | 827.1568 | 447.7108 | 663.1849 | 227.5143 | 167.4709 | 919.068 | 990.0001 | 1295.9908 | 990.0001 | 4090 | 10 | 5 | 2017-05-20 10:00 | WEEKEND | 22.9333 | 2.27 | 970.95 | 941.8215 | 0 | 941.8215 | 2711.2106 | 0 | 0 | NA | 90.37%
| 10 | 6 | 2017-06-20 10:00 | 990.0001 | 1906.5092 | 951.196 | 950.0254 | 1476.9638 | 962.8834 | 939.954 | 1609.8839 | 731.3024 | 481.4417 | 601.222 | 250 | 151.8237 | 926.5156 | 990.0001 | 1476.9638 | 990.0001 | 4091 | 11 | 5 | 2017-05-20 11:00 | WEEKEND | 31.4508 | 2.27 | 981.148 | 951.7136 | 0 | 951.7136 | 2711.2106 | 0 | 0 | NA | 90.37%
| 11 | 6 | 2017-06-20 11:00 | 990.0001 | 1932.9193 | 949.5711 | 929.2718 | 1497.8897 | 976.2219 | 944.298 | 1891.4211 | 832.1863 | 488.1109 | 814.8233 | 250 | 205.7635 | 935.9037 | 990.0001 | 1497.8897 | 990.0001 | 4092 | 12 | 5 | 2017-05-20 12:00 | WEEKEND | 33.2767 | 2.27 | 985.752 | 956.1794 | 0 | 956.1794 | 2711.2106 | 0 | 0 | NA | 90.37%
| 12 | 6 | 2017-06-20 12:00 | 990.0001 | 1940.2831 | 975.4722 | 949.513 | 1527.2726 | 979.9409 | 940.348 | 1781.7941 | 821.721 | 489.9705 | 613.3754 | 249.1636 | 154.8928 | 904.3366 | 990.0001 | 1527.2726 | 990.0001 | 4093 | 13 | 5 | 2017-05-20 13:00 | WEEKEND | 52.5024 | 2.27 | 981.552 | 952.1054 | 0 | 952.1054 | 2711.2106 | 0 | 0 | NA | 90.37%
| 13 | 6 | 2017-06-20 13:00 | 990.0001 | 1921.8501 | 990.0001 | 917.2281 | 1805.8169 | 970.6314 | 956.716 | 1827.8467 | 818.3861 | 485.3157 | 684.6472 | 246.8403 | 172.8907 | 867.4222 | 990.0001 | 1805.8169 | 990.0001 | 4094 | 14 | 5 | 2017-05-20 14:00 | WEEKEND | 57.148 | 2.27 | 999.018 | 969.0475 | 0 | 969.0475 | 2711.2106 | 0 | 0 | NA | 90.37%
| 14 | 6 | 2017-06-20 14:00 | 990.0001 | 1881.2704 | 990.0001 | 924.953 | 1552.5248 | 950.1366 | 959.48 | 1838.6433 | 990 | 475.0683 | 931.9311 | 241.7821 | 235.3361 | 914.0445 | 990.0001 | 1552.5248 | 990.0001 | 4095 | 15 | 5 | 2017-05-20 15:00 | WEEKEND | 41.5771 | 2.27 | 1001.96 | 971.9012 | 18 | 989.9012 | 2711.2106 | 0 | 0 | NA | 90.37%
| 15 | 6 | 2017-06-20 15:00 | 951.2348 | 1810.2245 | 987.8952 | 907.5474 | 1671.8308 | 914.2548 | 955.285 | 1802.1006 | 990 | 457.1274 | 926.491 | 235.7085 | 233.9624 | 890.5888 | 951.2348 | 1671.8308 | 951.2348 | 4096 | 16 | 5 | 2017-05-20 16:00 | WEEKEND | 39.7623 | 2.27 | 997.517 | 967.5915 | 22 | 989.5915 | 2692.6539 | 0 | 0 | NA | 89.76%
| 16 | 6 | 2017-06-20 16:00 | 803.3158 | 1659.9469 | 948.6046 | 599.0463 | 673.4933 | 838.357 | 939.118 | 1613.1916 | 990 | 419.1785 | 839.2009 | 215.3642 | 211.9194 | 807.6539 | 803.3158 | 673.4933 | 803.3158 | 4097 | 17 | 5 | 2017-05-20 17:00 | WEEKEND | 36.3108 | 2.27 | 980.36 | 950.9492 | 0 | 950.9492 | 2669.9735 | 0 | 0 | NA | 89%
| 17 | 6 | 2017-06-20 17:00 | 645.9875 | 1384.3597 | 819.2789 | 595.8539 | 454.0091 | 699.1716 | 875.318 | 1432.4837 | 990 | 349.5858 | 693.2031 | 168.396 | 175.0513 | 525.7109 | 645.9875 | 454.0091 | 645.9875 | 4098 | 18 | 5 | 2017-05-20 18:00 | WEEKEND | 34.7798 | 2.27 | 912.769 | 885.3859 | 0 | 885.3859 | 2669.9735 | 0 | 0 | NA | 89%
| 18 | 6 | 2017-06-20 18:00 | 139.8764 | 670.0423 | 572.98 | 277.6479 | 220.7668 | 338.4052 | 708.701 | 583.58 | 0 | 169.2026 | 432.5182 | 86.9801 | 109.2218 | 356.7583 | 139.8764 | 220.7668 | 139.8764 | 4099 | 19 | 5 | 2017-05-20 19:00 | WEEKEND | 34.0645 | 2.27 | 737.201 | 715.085 | 0 | 715.085 | 2669.9735 | 0 | 0 | NA | 89%
| 19 | 6 | 2017-06-20 19:00 | 0 | 0 | 85.1167 | 0 | 11.9891 | 0 | 324.527 | 30.5687 | 0 | 0 | 40.1131 | 5.5167 | 10.1296 | 7.6733 | 0 | 11.9891 | 0 | 4100 | 20 | 5 | 2017-05-20 20:00 | WEEKEND | 34.2064 | 2.27 | 337.503 | 327.3779 | 0 | 327.3779 | 2669.9735 | 0 | 0 | NA | 89%
| 20 | 6 | 2017-06-20 20:00 | 0 | 0 | 0 | 0 | 0 | 0 | 0 | 0 | 0 | 0 | 0 | 0 | 0 | 0 | 0 | 0 | 0 | 4101 | 21 | 5 | 2017-05-20 21:00 | WEEKEND | 30.7187 | 2.27 | 0 | 0 | 0 | 0 | 2669.9735 | 0 | 0 | NA | 89%
| 21 | 6 | 2017-06-20 21:00 | 0 | 0 | 0 | 0 | 0 | 0 | 0 | 0 | 0 | 0 | 0 | 0 | 0 | 0 | 0 | 0 | 0 | 4102 | 22 | 5 | 2017-05-20 22:00 | WEEKEND | 47.4086 | 2.27 | 0 | 0 | 0 | 0 | 2669.9735 | 0 | 0 | NA | 89%
| 22 | 6 | 2017-06-20 22:00 | 0 | 0 | 0 | 0 | 0 | 0 | 0 | 0 | 0 | 0 | 0 | 0 | 0 | 0 | 0 | 0 | 0 | 4103 | 23 | 5 | 2017-05-20 23:00 | WEEKEND | 103.034 | 2.27 | 0 | 0 | 0 | 0 | 2669.9735 | 0 | 0 | NA | 89%
| 23 | 6 | 2017-06-20 23:00 | 0 | 0 | 0 | 0 | 0 | 0 | 0 | 0 | 0 | 0 | 0 | 0 | 0 | 0 | 0 | 0 | 0 | 4104 | 0 | 5 | 2017-05-21 | WEEKEND | 26.5852 | 2.27 | 0 | 0 | 0 | 0 | 2669.9735 | 0 | 0 | NA | 89%
| 0 | 6 | 2017-06-21 | 0 | 0 | 0 | 0 | 0 | 0 | 0 | 0 | 0 | 0 | 0 | 0 | 0 | 0 | 0 | 0 | 0 | 4105 | 1 | 5 | 2017-05-21 01:00 | WEEKEND | 24.1302 | 2.27 | 0 | 0 | 0 | 0 | 2669.9735 | 0 | 0 | NA | 89%
| 1 | 6 | 2017-06-21 01:00 | 0 | 0 | 0 | 0 | 0 | 0 | 0 | 0 | 0 | 0 | 0 | 0 | 0 | 0 | 0 | 0 | 0 | 4106 | 2 | 5 | 2017-05-21 02:00 | WEEKEND | 21.149 | 2.27 | 0 | 0 | 0 | 0 | 2669.9735 | 0 | 0 | NA | 89%
| 2 | 6 | 2017-06-21 02:00 | 0 | 0 | 0 | 0 | 0 | 0 | 0 | 0 | 0 | 0 | 0 | 0 | 0 | 0 | 0 | 0 | 0 | 4107 | 3 | 5 | 2017-05-21 03:00 | WEEKEND | 20.6786 | 2.27 | 0 | 0 | 0 | 0 | 2669.9735 | 0 | 0 | NA | 89%
| 3 | 6 | 2017-06-21 03:00 | 0 | 0 | 0 | 0 | 0 | 0 | 0 | 0 | 0 | 0 | 0 | 0 | 0 | 0 | 0 | 0 | 0 | 4108 | 4 | 5 | 2017-05-21 04:00 | WEEKEND | 20.8651 | 2.27 | 0 | 0 | 0 | 0 | 2669.9735 | 0 | 0 | NA | 89%
| 4 | 6 | 2017-06-21 04:00 | 0 | 0 | 0 | 0 | 0 | 0 | 0 | 0 | 0 | 0 | 0 | 0 | 0 | 0 | 0 | 0 | 0 | 4109 | 5 | 5 | 2017-05-21 05:00 | WEEKEND | 21.7113 | 2.27 | 0 | 0 | 0 | 0 | 2669.9735 | 0 | 0 | NA | 89%
| 5 | 6 | 2017-06-21 05:00 | 142.6563 | 0 | 2.6542 | 0 | 0 | 0 | 0 | 0 | 0 | 0 | 0 | 0.77701 | 0 | 3.015 | 142.6563 | 0 | 142.6563 | 4110 | 6 | 5 | 2017-05-21 06:00 | WEEKEND | 22.4656 | 2.27 | 0 | 0 | 0 | 0 | 2669.9735 | 0 | 0 | NA | 89%
| 6 | 6 | 2017-06-21 06:00 | 607.6803 | 429.7379 | 233.864 | 286.2213 | 418.5876 | 217.0393 | 318.308 | 261.4645 | 0 | 108.5197 | 115.5949 | 29.8836 | 29.1906 | 252.112 | 607.6803 | 418.5876 | 607.6803 | 4111 | 7 | 5 | 2017-05-21 07:00 | WEEKEND | 21.9841 | 2.27 | 331.12 | 321.1864 | 0 | 321.1864 | 2669.9735 | 0 | 0 | NA | 89%
| 7 | 6 | 2017-06-21 07:00 | 852.3742 | 789.5498 | 709.8637 | 693.5115 | 1205.0234 | 398.7625 | 710.305 | 95.6069 | 580.3316 | 199.3812 | 365.5766 | 130.1036 | 92.3173 | 623.7533 | 852.3742 | 1205.0234 | 852.3742 | 4112 | 8 | 5 | 2017-05-21 08:00 | WEEKEND | 20.9403 | 2.27 | 738.888 | 716.7214 | 0 | 716.7214 | 2669.9735 | 0 | 0 | NA | 89%
| 8 | 6 | 2017-06-21 08:00 | 973.5839 | 1459.5633 | 898.5912 | 829.6872 | 1582.4961 | 737.1532 | 871.378 | 944.438 | 0 | 368.5766 | 683.0433 | 180.8821 | 172.4857 | 748.5193 | 973.5839 | 1582.4961 | 973.5839 | 4113 | 9 | 5 | 2017-05-21 09:00 | WEEKEND | 22.5881 | 2.27 | 908.559 | 881.3022 | 109 | 990.3022 | 2669.9735 | 0 | 0 | NA | 89%
| 9 | 6 | 2017-06-21 09:00 | 990.0001 | 1679.1798 | 972.876 | 854.4479 | 1852.9053 | 848.0706 | 943.399 | 1725.6542 | 597.2736 | 424.0353 | 785.3848 | 216.3035 | 198.3295 | 678.1689 | 990.0001 | 1852.9053 | 990.0001 | 4114 | 10 | 5 | 2017-05-21 10:00 | WEEKEND | 21.6779 | 2.27 | 984.903 | 955.3559 | 0 | 955.3559 | 2557.6024 | 0 | 0 | NA | 85.25%
| 10 | 6 | 2017-06-21 10:00 | 985.1525 | 1867.712 | 990.0001 | 805.7505 | 1765.8457 | 943.2889 | 953.386 | 1917.3005 | 758.8378 | 471.6444 | 928.6861 | 247.0204 | 234.5167 | 942.556 | 985.1525 | 1765.8457 | 985.1525 | 4115 | 11 | 5 | 2017-05-21 11:00 | WEEKEND | 21.3272 | 2.27 | 995.467 | 965.603 | 0 | 965.603 | 2557.6024 | 0 | 0 | NA | 85.25%
| 11 | 6 | 2017-06-21 11:00 | 990.0001 | 1945.9782 | 987.9954 | 766.045 | 1820.2786 | 982.8172 | 952.649 | 1805.2498 | 474.6394 | 491.4086 | 927.8596 | 246.9825 | 234.308 | 605.7399 | 990.0001 | 1820.2786 | 990.0001 | 4116 | 12 | 5 | 2017-05-21 12:00 | WEEKEND | 20.8623 | 2.27 | 994.655 | 964.8153 | 0 | 964.8153 | 2557.6024 | 0 | 0 | NA | 85.25%
| 12 | 6 | 2017-06-21 12:00 | 990.0001 | 1920.4301 | 933.3337 | 849.0113 | 1954.9568 | 969.9142 | 947.057 | 1818.8123 | 881.4594 | 484.9571 | 880.1078 | 250 | 222.2495 | 769.9933 | 990.0001 | 1954.9568 | 990.0001 | 4117 | 13 | 5 | 2017-05-21 13:00 | WEEKEND | 22.9444 | 2.27 | 988.699 | 959.038 | 0 | 959.038 | 2557.6024 | 0 | 0 | NA | 85.25%
| 13 | 6 | 2017-06-21 13:00 | 990.0001 | 1888.0727 | 946.2426 | 770.2882 | 948.5399 | 953.5721 | 944.717 | 1880.6139 | 906.7298 | 476.786 | 928.3335 | 250 | 234.4277 | 722.7798 | 990.0001 | 948.5399 | 990.0001 | 4118 | 14 | 5 | 2017-05-21 14:00 | WEEKEND | 23.1949 | 2.27 | 986.208 | 956.6218 | 0 | 956.6218 | 2557.6024 | 0 | 0 | NA | 85.25%
| 14 | 6 | 2017-06-21 14:00 | 989.2531 | 1875.4892 | 959.9697 | 932.3765 | 1728.3229 | 947.2168 | 946.995 | 1818.6604 | 990 | 473.6084 | 923.9552 | 250 | 233.322 | 681.3288 | 989.2531 | 1728.3229 | 989.2531 | 4119 | 15 | 5 | 2017-05-21 15:00 | WEEKEND | 23.4065 | 2.27 | 988.634 | 958.975 | 31 | 989.975 | 2557.6024 | 0 | 0 | NA | 85.25%
| 15 | 6 | 2017-06-21 15:00 | 940.5405 | 1804.118 | 907.4509 | 848.1761 | 1678.9072 | 911.1707 | 944.102 | 1605.8791 | 990 | 455.5853 | 848.3532 | 243.8134 | 214.2306 | 962.2631 | 940.5405 | 1678.9072 | 940.5405 | 4120 | 16 | 5 | 2017-05-21 16:00 | WEEKEND | 23.387 | 2.27 | 985.581 | 956.0136 | 0 | 956.0136 | 2525.6436 | 0 | 0 | NA | 84.19%
| 16 | 6 | 2017-06-21 16:00 | 779.6611 | 1714.2377 | 883.7603 | 839.9814 | 1654.199 | 865.7766 | 943.401 | 1134.1011 | 990 | 432.8883 | 762.495 | 232.6245 | 192.5492 | 869.533 | 779.6611 | 1654.199 | 779.6611 | 4121 | 17 | 5 | 2017-05-21 17:00 | WEEKEND | 23.2868 | 2.27 | 984.92 | 955.3724 | 0 | 955.3724 | 2525.6436 | 0 | 0 | NA | 84.19%
| 17 | 6 | 2017-06-21 17:00 | 523.2587 | 1442.3654 | 498.2203 | 641.388 | 954.5433 | 728.4674 | 880.104 | 1358.6345 | 990 | 364.2337 | 609.3406 | 195.6783 | 153.8739 | 223.8033 | 523.2587 | 954.5433 | 523.2587 | 4122 | 18 | 5 | 2017-05-21 18:00 | WEEKEND | 22.474 | 2.27 | 917.854 | 890.3184 | 0 | 890.3184 | 2525.6436 | 0 | 0 | NA | 84.19%
| 18 | 6 | 2017-06-21 18:00 | 73.8843 | 751.2832 | 416.9822 | 275.5379 | 547.2653 | 379.4359 | 712.241 | 287.0843 | 0 | 189.718 | 267.8199 | 105.7257 | 67.6313 | 29.16 | 73.8843 | 547.2653 | 73.8843 | 4123 | 19 | 5 | 2017-05-21 19:00 | WEEKEND | 22.3014 | 2.27 | 740.931 | 718.7031 | 0 | 718.7031 | 2525.6436 | 0 | 0 | NA | 84.19%
| 19 | 6 | 2017-06-21 19:00 | 0 | 0 | 61.9509 | 0 | 9.1627 | 0 | 324.667 | 31.0023 | 0 | 0 | 18.6457 | 10.2497 | 4.7085 | 0 | 0 | 9.1627 | 0 | 4124 | 20 | 5 | 2017-05-21 20:00 | WEEKEND | 22.6271 | 2.27 | 337.647 | 327.5176 | 662 | 989.5176 | 2525.6436 | 0 | 0 | NA | 84.19%
| 20 | 6 | 2017-06-21 20:00 | 0 | 0 | 0 | 0 | 0 | 0 | 0 | 0 | 0 | 0 | 0 | 0 | 0 | 0 | 0 | 0 | 0 | 4125 | 21 | 5 | 2017-05-21 21:00 | WEEKEND | 23.6291 | 2.27 | 0 | 0 | 0 | 0 | 1843.1694 | 0 | 0 | NA | 61.44%
| 21 | 6 | 2017-06-21 21:00 | 0 | 0 | 0 | 0 | 0 | 0 | 0 | 0 | 0 | 0 | 0 | 0 | 0 | 0 | 0 | 0 | 0 | 4126 | 22 | 5 | 2017-05-21 22:00 | WEEKEND | 23.9799 | 2.27 | 0 | 0 | 0 | 0 | 1843.1694 | 0 | 0 | NA | 61.44%
| 22 | 6 | 2017-06-21 22:00 | 0 | 0 | 0 | 0 | 0 | 0 | 0 | 0 | 0 | 0 | 0 | 0 | 0 | 0 | 0 | 0 | 0 | 4127 | 23 | 5 | 2017-05-21 23:00 | WEEKEND | 23.5957 | 2.27 | 0 | 0 | 0 | 0 | 1843.1694 | 0 | 0 | NA | 61.44%
| 23 | 6 | 2017-06-21 23:00 | 0 | 0 | 0 | 0 | 0 | 0 | 0 | 0 | 0 | 0 | 0 | 0 | 0 | 0 | 0 | 0 | 0 | 4128 | 0 | 5 | 2017-05-22 | WEEKDAY | 22.9249 | 2.27 | 0 | 0 | 0 | 0 | 1843.1694 | 0 | 0 | NA | 61.44%
| 0 | 6 | 2017-06-22 | 0 | 0 | 0 | 0 | 0 | 0 | 0 | 0 | 0 | 0 | 0 | 0 | 0 | 0 | 0 | 0 | 0 | 4129 | 1 | 5 | 2017-05-22 01:00 | WEEKDAY | 25.6444 | 2.27 | 0 | 0 | 0 | 0 | 1843.1694 | 0 | 0 | NA | 61.44%
| 1 | 6 | 2017-06-22 01:00 | 0 | 0 | 0 | 0 | 0 | 0 | 0 | 0 | 0 | 0 | 0 | 0 | 0 | 0 | 0 | 0 | 0 | 4130 | 2 | 5 | 2017-05-22 02:00 | WEEKDAY | 22.5658 | 2.27 | 0 | 0 | 0 | 0 | 1843.1694 | 0 | 0 | NA | 61.44%
| 2 | 6 | 2017-06-22 02:00 | 0 | 0 | 0 | 0 | 0 | 0 | 0 | 0 | 0 | 0 | 0 | 0 | 0 | 0 | 0 | 0 | 0 | 4131 | 3 | 5 | 2017-05-22 03:00 | WEEKDAY | 21.5025 | 2.27 | 0 | 0 | 0 | 0 | 1843.1694 | 0 | 0 | NA | 61.44%
| 3 | 6 | 2017-06-22 03:00 | 0 | 0 | 0 | 0 | 0 | 0 | 0 | 0 | 0 | 0 | 0 | 0 | 0 | 0 | 0 | 0 | 0 | 4132 | 4 | 5 | 2017-05-22 04:00 | WEEKDAY | 21.4524 | 2.27 | 0 | 0 | 0 | 0 | 1843.1694 | 0 | 0 | NA | 61.44%
| 4 | 6 | 2017-06-22 04:00 | 0 | 0 | 0 | 0 | 0 | 0 | 0 | 0 | 0 | 0 | 0 | 0 | 0 | 0 | 0 | 0 | 0 | 4133 | 5 | 5 | 2017-05-22 05:00 | WEEKDAY | 23.7739 | 2.27 | 0 | 0 | 0 | 0 | 1843.1694 | 0 | 0 | NA | 61.44%
| 5 | 6 | 2017-06-22 05:00 | 159.1153 | 0 | 6.2668 | 0 | 0 | 0 | 0 | 3.5239 | 0 | 0 | 2.556 | 0.45091 | 0.64546 | 0 | 159.1153 | 0 | 159.1153 | 4134 | 6 | 5 | 2017-05-22 06:00 | WEEKDAY | 28.169 | 20.45 | 0 | 0 | 0 | 0 | 1843.1694 | 0 | 0 | NA | 61.44%
| 6 | 6 | 2017-06-22 06:00 | 639.572 | 403.9188 | 227.0233 | 125.6302 | 199.0204 | 203.9994 | 315.395 | 497.6485 | 0 | 101.9997 | 236.0511 | 18.1819 | 59.6089 | 40.82 | 639.572 | 199.0204 | 639.572 | 4135 | 7 | 5 | 2017-05-22 07:00 | WEEKDAY | 27.8294 | 20.45 | 328.11 | 0 | 0 | 0 | 1843.1694 | 0 | 0 | NA | 61.44%
| 7 | 6 | 2017-06-22 07:00 | 871.3431 | 614.7675 | 675.8525 | 538.4807 | 802.578 | 310.4886 | 706.516 | 591.1955 | 497.9485 | 155.2443 | 715.7109 | 136.2752 | 180.7351 | 197.9908 | 871.3431 | 802.578 | 871.3431 | 4136 | 8 | 5 | 2017-05-22 08:00 | WEEKDAY | 24.1302 | 20.45 | 734.894 | 0 | 0 | 0 | 2171.2794 | 0 | 0 | NA | 72.38%
| 8 | 6 | 2017-06-22 08:00 | 990.0001 | 1517.555 | 913.4256 | 547.7565 | 1182.2926 | 766.4419 | 867.209 | 948.1581 | 0 | 383.221 | 913.8233 | 210.8745 | 230.7635 | 233.4332 | 990.0001 | 1182.2926 | 990.0001 | 4137 | 9 | 5 | 2017-05-22 09:00 | WEEKDAY | 23.7767 | 11.33 | 904.131 | 877.0071 | 0 | 877.0071 | 2906.1734 | 0 | 0 | NA | 96.87%
| 9 | 6 | 2017-06-22 09:00 | 990.0001 | 1275.8773 | 925.9845 | 709.7103 | 1320.8975 | 644.3825 | 923.356 | 951.9747 | 765.8596 | 322.1913 | 980.7723 | 237.6579 | 247.6698 | 129.2785 | 990.0001 | 1320.8975 | 990.0001 | 4138 | 10 | 5 | 2017-05-22 10:00 | WEEKDAY | 25.2658 | 11.33 | 963.534 | 934.628 | 0 | 934.628 | 2906.1734 | 0 | 0 | NA | 96.87%
| 10 | 6 | 2017-06-22 10:00 | 990.0001 | 1744.0858 | 944.9903 | 839.3114 | 1541.5306 | 880.8514 | 933.69 | 1638.8741 | 388.7876 | 440.4257 | 990.0001 | 249.4143 | 250 | 271.0986 | 990.0001 | 1541.5306 | 990.0001 | 4139 | 11 | 5 | 2017-05-22 11:00 | WEEKDAY | 25.636 | 11.33 | 974.46 | 945.2262 | 0 | 945.2262 | 2906.1734 | 0 | 0 | NA | 96.87%
| 11 | 6 | 2017-06-22 11:00 | 922.5629 | 1921.5909 | 927.4611 | 921.7828 | 1896.4501 | 970.5004 | 937.245 | 1231.9149 | 494.2916 | 485.2502 | 990.0001 | 248.3375 | 250 | 165.2911 | 922.5629 | 1896.4501 | 922.5629 | 4140 | 12 | 5 | 2017-05-22 12:00 | WEEKDAY | 24.5867 | 11.33 | 978.218 | 948.8715 | 0 | 948.8715 | 2906.1734 | 0 | 0 | NA | 96.87%
| 12 | 6 | 2017-06-22 12:00 | 976.9156 | 1821.0442 | 915.1309 | 881.8726 | 1559.643 | 919.7193 | 936.429 | 1428.1147 | 843.2724 | 459.8597 | 990.0001 | 247.4618 | 250 | 568.2822 | 976.9156 | 1559.643 | 976.9156 | 4141 | 13 | 5 | 2017-05-22 13:00 | WEEKDAY | 26.5908 | 11.33 | 977.353 | 948.0324 | 0 | 948.0324 | 2906.1734 | 0 | 0 | NA | 96.87%
| 13 | 6 | 2017-06-22 13:00 | 819.6968 | 1736.3834 | 899.6191 | 929.2785 | 1515.0028 | 876.9613 | 936.62 | 1691.3808 | 937.7727 | 438.4807 | 990.0001 | 248.2113 | 250 | 541.2263 | 819.6968 | 1515.0028 | 819.6968 | 4142 | 14 | 5 | 2017-05-22 14:00 | WEEKDAY | 30.0256 | 1.96 | 977.553 | 948.2264 | 0 | 948.2264 | 2906.1734 | 0 | 0 | NA | 96.87%
| 14 | 6 | 2017-06-22 14:00 | 892.8626 | 1854.4385 | 945.3502 | 946.9238 | 784.2003 | 936.5851 | 958.504 | 1696.4874 | 990 | 468.2926 | 990.0001 | 244.8733 | 250 | 844.5101 | 892.8626 | 784.2003 | 892.8626 | 4143 | 15 | 5 | 2017-05-22 15:00 | WEEKDAY | 30.3318 | 1.96 | 1000.88 | 970.8536 | 0 | 970.8536 | 2906.1734 | 0 | 0 | NA | 96.87%
| 15 | 6 | 2017-06-22 15:00 | 901.5113 | 1826.9237 | 732.3592 | 897.7209 | 1418.5406 | 922.6888 | 955.099 | 1825.2235 | 990 | 461.3444 | 990.0001 | 224.9133 | 250 | 902.8416 | 901.5113 | 1418.5406 | 901.5113 | 4144 | 16 | 5 | 2017-05-22 16:00 | WEEKDAY | 30.7048 | 1.96 | 997.276 | 967.3577 | 0 | 967.3577 | 2906.1734 | 0 | 0 | NA | 96.87%
| 16 | 6 | 2017-06-22 16:00 | 831.8468 | 1647.8778 | 578.6424 | 854.7448 | 1276.5247 | 832.2615 | 942.675 | 1015.3704 | 990 | 416.1307 | 878.8697 | 179.6079 | 221.9368 | 590.9892 | 831.8468 | 1276.5247 | 831.8468 | 4145 | 17 | 5 | 2017-05-22 17:00 | WEEKDAY | 30.3875 | 19.93 | 984.099 | 954.576 | 0 | 954.576 | 2906.1734 | 0 | 0 | NA | 96.87%
| 17 | 6 | 2017-06-22 17:00 | 569.6108 | 1425.8736 | 233.5334 | 684.2048 | 664.1998 | 720.1382 | 882.564 | 427.2016 | 990 | 360.0691 | 720.1799 | 144.281 | 181.8636 | 718.6187 | 569.6108 | 664.1998 | 569.6108 | 4146 | 18 | 5 | 2017-05-22 18:00 | WEEKDAY | 31.0054 | 19.93 | 920.415 | 892.8025 | 0 | 892.8025 | 2906.1734 | 0 | 0 | NA | 96.87%
| 18 | 6 | 2017-06-22 18:00 | 86.7629 | 743.9363 | 173.4471 | 324.227 | 345.4738 | 375.7254 | 718.281 | 320.6604 | 656.3292 | 187.8627 | 445.3858 | 67.7044 | 112.4712 | 366.8174 | 86.7629 | 345.4738 | 86.7629 | 4147 | 19 | 5 | 2017-05-22 19:00 | WEEKDAY | 31.9323 | 19.93 | 747.246 | 724.8286 | 0 | 724.8286 | 2906.1734 | 0 | 0 | NA | 96.87%
| 19 | 6 | 2017-06-22 19:00 | 0 | 0 | 42.3709 | 1.9918 | 11.5861 | 0 | 331.928 | 10.8338 | 0 | 0 | 47.4499 | 6.8728 | 11.9823 | 0 | 0 | 11.5861 | 0 | 4148 | 20 | 5 | 2017-05-22 20:00 | WEEKDAY | 32.5196 | 12.08 | 345.129 | 334.7751 | 0 | 334.7751 | 2906.1734 | 0 | 0 | NA | 96.87%
| 20 | 6 | 2017-06-22 20:00 | 0 | 0 | 0 | 0 | 0 | 0 | 0 | 0 | 0 | 0 | 0 | 0 | 0 | 0 | 0 | 0 | 0 | 4149 | 21 | 5 | 2017-05-22 21:00 | WEEKDAY | 39.985 | 12.08 | 0 | 0 | 0 | 0 | 2906.1734 | 0 | 0 | NA | 96.87%
| 21 | 6 | 2017-06-22 21:00 | 0 | 0 | 0 | 0 | 0 | 0 | 0 | 0 | 0 | 0 | 0 | 0 | 0 | 0 | 0 | 0 | 0 | 4150 | 22 | 5 | 2017-05-22 22:00 | WEEKDAY | 25.7641 | 12.08 | 0 | 0 | 0 | 0 | 2906.1734 | 0 | 0 | NA | 96.87%
| 22 | 6 | 2017-06-22 22:00 | 0 | 0 | 0 | 0 | 0 | 0 | 0 | 0 | 0 | 0 | 0 | 0 | 0 | 0 | 0 | 0 | 0 | 4151 | 23 | 5 | 2017-05-22 23:00 | WEEKDAY | 27.2059 | 2.27 | 0 | 0 | 0 | 0 | 2906.1734 | 0 | 0 | NA | 96.87%
| 23 | 6 | 2017-06-22 23:00 | 0 | 0 | 0 | 0 | 0 | 0 | 0 | 0 | 0 | 0 | 0 | 0 | 0 | 0 | 0 | 0 | 0 | 4152 | 0 | 5 | 2017-05-23 | WEEKDAY | 22.8386 | 2.27 | 0 | 0 | 0 | 0 | 2906.1734 | 0 | 0 | NA | 96.87%
| 0 | 6 | 2017-06-23 | 0 | 0 | 0 | 0 | 0 | 0 | 0 | 0 | 0 | 0 | 0 | 0 | 0 | 0 | 0 | 0 | 0 | 4153 | 1 | 5 | 2017-05-23 01:00 | WEEKDAY | 22.5909 | 2.27 | 0 | 0 | 0 | 0 | 2906.1734 | 0 | 0 | NA | 96.87%
| 1 | 6 | 2017-06-23 01:00 | 0 | 0 | 0 | 0 | 0 | 0 | 0 | 0 | 0 | 0 | 0 | 0 | 0 | 0 | 0 | 0 | 0 | 4154 | 2 | 5 | 2017-05-23 02:00 | WEEKDAY | 23.2812 | 2.27 | 0 | 0 | 0 | 0 | 2906.1734 | 0 | 0 | NA | 96.87%
| 2 | 6 | 2017-06-23 02:00 | 0 | 0 | 0 | 0 | 0 | 0 | 0 | 0 | 0 | 0 | 0 | 0 | 0 | 0 | 0 | 0 | 0 | 4155 | 3 | 5 | 2017-05-23 03:00 | WEEKDAY | 21.4051 | 2.27 | 0 | 0 | 0 | 0 | 2906.1734 | 0 | 0 | NA | 96.87%
| 3 | 6 | 2017-06-23 03:00 | 0 | 0 | 0 | 0 | 0 | 0 | 0 | 0 | 0 | 0 | 0 | 0 | 0 | 0 | 0 | 0 | 0 | 4156 | 4 | 5 | 2017-05-23 04:00 | WEEKDAY | 20.6341 | 2.27 | 0 | 0 | 0 | 0 | 2906.1734 | 0 | 0 | NA | 96.87%
| 4 | 6 | 2017-06-23 04:00 | 0 | 0 | 0 | 0 | 0 | 0 | 0 | 0 | 0 | 0 | 0 | 0 | 0 | 0 | 0 | 0 | 0 | 4157 | 5 | 5 | 2017-05-23 05:00 | WEEKDAY | 20.3418 | 2.27 | 0 | 0 | 0 | 0 | 2906.1734 | 0 | 0 | NA | 96.87%
| 5 | 6 | 2017-06-23 05:00 | 202.3196 | 0 | 0 | 0 | 0 | 0 | 0 | 1.2838 | 0 | 0 | 2.2099 | 1.6231 | 0.55806 | 5.0714 | 202.3196 | 0 | 202.3196 | 4158 | 6 | 5 | 2017-05-23 06:00 | WEEKDAY | 20.6814 | 20.45 | 0 | 0 | 0 | 0 | 2906.1734 | 0 | 0 | NA | 96.87%
| 6 | 6 | 2017-06-23 06:00 | 711.566 | 363.8915 | 132.0279 | 73.2116 | 217.4303 | 183.7836 | 317.11 | 213.109 | 128.7248 | 91.8918 | 176.2852 | 56.9463 | 44.5165 | 301.1366 | 711.566 | 217.4303 | 711.566 | 4159 | 7 | 5 | 2017-05-23 07:00 | WEEKDAY | 21.9117 | 20.45 | 329.878 | 319.9817 | 0 | 319.9817 | 2906.1734 | 0 | 0 | NA | 96.87%
| 7 | 6 | 2017-06-23 07:00 | 916.5588 | 643.6286 | 556.3268 | 520.1915 | 727.1729 | 325.065 | 455.059 | 539.0806 | 622.5838 | 162.5325 | 629.6775 | 151.5145 | 159.0095 | 667.3003 | 916.5588 | 727.1729 | 916.5588 | 4160 | 8 | 5 | 2017-05-23 08:00 | WEEKDAY | 21.3856 | 20.45 | 472.51 | 458.3347 | 0 | 458.3347 | 2906.1734 | 0 | 0 | NA | 96.87%
| 8 | 6 | 2017-06-23 08:00 | 990.0001 | 746.843 | 699.2991 | 646.5768 | 1350.4157 | 377.1934 | 875.95 | 839.2674 | 838.9772 | 188.5967 | 733.0711 | 212.4451 | 185.119 | 875.0009 | 990.0001 | 1350.4157 | 990.0001 | 4161 | 9 | 5 | 2017-05-23 09:00 | WEEKDAY | 20.6647 | 11.33 | 913.369 | 885.9679 | 0 | 885.9679 | 2906.1734 | 0 | 0 | NA | 96.87%
| 9 | 6 | 2017-06-23 09:00 | 990.0001 | 605.1166 | 843.2746 | 941.8105 | 1837.8306 | 305.6144 | 930.044 | 1765.7999 | 914.7769 | 152.8072 | 872.6998 | 232.3871 | 220.3787 | 861.2175 | 990.0001 | 1837.8306 | 990.0001 | 4162 | 10 | 5 | 2017-05-23 10:00 | WEEKDAY | 18.8582 | 11.33 | 970.613 | 941.4946 | 0 | 941.4946 | 2906.1734 | 0 | 0 | NA | 96.87%
| 10 | 6 | 2017-06-23 10:00 | 990.0001 | 1889.3231 | 850.0482 | 961.4219 | 1912.9003 | 954.2036 | 937.963 | 1934.2783 | 928.55 | 477.1018 | 920.1815 | 235.3831 | 232.3691 | 958.1858 | 990.0001 | 1912.9003 | 990.0001 | 4163 | 11 | 5 | 2017-05-23 11:00 | WEEKDAY | 15.3844 | 11.33 | 978.969 | 949.5999 | 0 | 949.5999 | 2906.1734 | 0 | 0 | NA | 96.87%
| 11 | 6 | 2017-06-23 11:00 | 990.0001 | 1845.6324 | 956.329 | 978.2088 | 1756.3376 | 932.1376 | 937.222 | 1552.1804 | 922.9143 | 466.0688 | 934.4378 | 248.5533 | 235.9691 | 868.5115 | 990.0001 | 1756.3376 | 990.0001 | 4164 | 12 | 5 | 2017-05-23 12:00 | WEEKDAY | 19.1254 | 11.33 | 978.152 | 948.8074 | 0 | 948.8074 | 2906.1734 | 0 | 0 | NA | 96.87%
| 12 | 6 | 2017-06-23 12:00 | 990.0001 | 1769.5264 | 903.0337 | 951.5007 | 1640.4858 | 893.7002 | 932.389 | 1400.3545 | 912.1531 | 446.8501 | 907.6798 | 250 | 229.2121 | 783.621 | 990.0001 | 1640.4858 | 990.0001 | 4165 | 13 | 5 | 2017-05-23 13:00 | WEEKDAY | 18.7747 | 11.33 | 973.006 | 943.8158 | 0 | 943.8158 | 2906.1734 | 0 | 0 | NA | 96.87%
| 13 | 6 | 2017-06-23 13:00 | 990.0001 | 1454.9831 | 836.0127 | 949.7873 | 1841.6627 | 734.8399 | 902.6 | 1698.5476 | 907.6649 | 367.42 | 925.3955 | 236.9509 | 233.6857 | 886.9827 | 990.0001 | 1841.6627 | 990.0001 | 4166 | 14 | 5 | 2017-05-23 14:00 | WEEKDAY | -2.4606 | 1.96 | 941.287 | 913.0484 | 0 | 913.0484 | 2906.1734 | 0 | 0 | NA | 96.87%
| 14 | 6 | 2017-06-23 14:00 | 990.0001 | 1830.7055 | 868.0158 | 926.1129 | 1833.0963 | 924.5987 | 933.449 | 1838.7285 | 990 | 462.2994 | 700.4054 | 240.8315 | 176.8701 | 928.2475 | 990.0001 | 1833.0963 | 990.0001 | 4167 | 15 | 5 | 2017-05-23 15:00 | WEEKDAY | -8.6817 | 1.96 | 974.134 | 944.91 | 0 | 944.91 | 2906.1734 | 0 | 0 | NA | 96.87%
| 15 | 6 | 2017-06-23 15:00 | 975.8554 | 1275.5082 | 659.4371 | 908.7105 | 1705.4616 | 644.1961 | 930.352 | 1442.4534 | 990 | 322.098 | 936.6814 | 236.6413 | 236.5357 | 864.1636 | 975.8554 | 1705.4616 | 975.8554 | 4168 | 16 | 5 | 2017-05-23 16:00 | WEEKDAY | 44.472 | 1.96 | 970.868 | 941.742 | 0 | 941.742 | 2906.1734 | 0 | 0 | NA | 96.87%
| 16 | 6 | 2017-06-23 16:00 | 856.5492 | 1649.9409 | 569.2228 | 859.8303 | 1370.9081 | 833.3035 | 918.753 | 1487.2935 | 990 | 416.6517 | 552.67 | 216.0581 | 139.5631 | 818.0739 | 856.5492 | 1370.9081 | 856.5492 | 4169 | 17 | 5 | 2017-05-23 17:00 | WEEKDAY | 62.8987 | 19.93 | 958.597 | 929.8391 | 0 | 929.8391 | 2906.1734 | 0 | 0 | NA | 96.87%
| 17 | 6 | 2017-06-23 17:00 | 638.2367 | 1399.7218 | 117.9051 | 586.411 | 474.3182 | 706.9302 | 862.065 | 1006.6737 | 990 | 353.4651 | 626.5975 | 188.0638 | 158.2317 | 683.6227 | 638.2367 | 474.3182 | 638.2367 | 4170 | 18 | 5 | 2017-05-23 18:00 | WEEKDAY | 29.597 | 19.93 | 898.623 | 871.6643 | 0 | 871.6643 | 2906.1734 | 0 | 0 | NA | 96.87%
| 18 | 6 | 2017-06-23 18:00 | 121.1406 | 754.2794 | 106.1506 | 339.7885 | 157.6804 | 380.9492 | 712.673 | 356.8287 | 656.0149 | 190.4746 | 297.0191 | 49.8254 | 75.0048 | 352.7077 | 121.1406 | 157.6804 | 121.1406 | 4171 | 19 | 5 | 2017-05-23 19:00 | WEEKDAY | 25.4161 | 19.93 | 741.336 | 719.0959 | 0 | 719.0959 | 2906.1734 | 0 | 0 | NA | 96.87%
| 19 | 6 | 2017-06-23 19:00 | 0 | 15.859 | 12.0577 | 0 | 7.431 | 8.0096 | 328.936 | 16.0668 | 0 | 4.0048 | 39.5069 | 9.0193 | 9.9765 | 7.4095 | 0 | 7.431 | 0 | 4172 | 20 | 5 | 2017-05-23 20:00 | WEEKDAY | 26.6548 | 12.08 | 342.03 | 331.7691 | 0 | 331.7691 | 2906.1734 | 0 | 0 | NA | 96.87%
| 20 | 6 | 2017-06-23 20:00 | 0 | 0 | 0 | 0 | 0 | 0 | 0 | 0 | 0 | 0 | 0 | 0 | 0 | 0 | 0 | 0 | 0 | 4173 | 21 | 5 | 2017-05-23 21:00 | WEEKDAY | 55.8342 | 12.08 | 0 | 0 | 0 | 0 | 2906.1734 | 0 | 0 | NA | 96.87%
| 21 | 6 | 2017-06-23 21:00 | 0 | 0 | 0 | 0 | 0 | 0 | 0 | 0 | 0 | 0 | 0 | 0 | 0 | 0 | 0 | 0 | 0 | 4174 | 22 | 5 | 2017-05-23 22:00 | WEEKDAY | 31.7096 | 12.08 | 0 | 0 | 0 | 0 | 2906.1734 | 0 | 0 | NA | 96.87%
| 22 | 6 | 2017-06-23 22:00 | 0 | 0 | 0 | 0 | 0 | 0 | 0 | 0 | 0 | 0 | 0 | 0 | 0 | 0 | 0 | 0 | 0 | 4175 | 23 | 5 | 2017-05-23 23:00 | WEEKDAY | 28.5392 | 2.27 | 0 | 0 | 0 | 0 | 2906.1734 | 0 | 0 | NA | 96.87%
| 23 | 6 | 2017-06-23 23:00 | 0 | 0 | 0 | 0 | 0 | 0 | 0 | 0 | 0 | 0 | 0 | 0 | 0 | 0 | 0 | 0 | 0 | 4176 | 0 | 5 | 2017-05-24 | WEEKDAY | 24.261 | 2.27 | 0 | 0 | 0 | 0 | 2906.1734 | 0 | 0 | NA | 96.87%
| 0 | 6 | 2017-06-24 | 0 | 0 | 0 | 0 | 0 | 0 | 0 | 0 | 0 | 0 | 0 | 0 | 0 | 0 | 0 | 0 | 0 | 4177 | 1 | 5 | 2017-05-24 01:00 | WEEKDAY | 22.8776 | 2.27 | 0 | 0 | 0 | 0 | 2906.1734 | 0 | 0 | NA | 96.87%
| 1 | 6 | 2017-06-24 01:00 | 0 | 0 | 0 | 0 | 0 | 0 | 0 | 0 | 0 | 0 | 0 | 0 | 0 | 0 | 0 | 0 | 0 | 4178 | 2 | 5 | 2017-05-24 02:00 | WEEKDAY | 22.2485 | 2.27 | 0 | 0 | 0 | 0 | 2906.1734 | 0 | 0 | NA | 96.87%
| 2 | 6 | 2017-06-24 02:00 | 0 | 0 | 0 | 0 | 0 | 0 | 0 | 0 | 0 | 0 | 0 | 0 | 0 | 0 | 0 | 0 | 0 | 4179 | 3 | 5 | 2017-05-24 03:00 | WEEKDAY | 21.0405 | 2.27 | 0 | 0 | 0 | 0 | 2906.1734 | 0 | 0 | NA | 96.87%
| 3 | 6 | 2017-06-24 03:00 | 0 | 0 | 0 | 0 | 0 | 0 | 0 | 0 | 0 | 0 | 0 | 0 | 0 | 0 | 0 | 0 | 0 | 4180 | 4 | 5 | 2017-05-24 04:00 | WEEKDAY | 21.0572 | 2.27 | 0 | 0 | 0 | 0 | 2906.1734 | 0 | 0 | NA | 96.87%
| 4 | 6 | 2017-06-24 04:00 | 0 | 0 | 0 | 0 | 0 | 0 | 0 | 0 | 0 | 0 | 0 | 0 | 0 | 0 | 0 | 0 | 0 | 4181 | 5 | 5 | 2017-05-24 05:00 | WEEKDAY | 23.1142 | 2.27 | 0 | 0 | 0 | 0 | 2906.1734 | 0 | 0 | NA | 96.87%
| 5 | 6 | 2017-06-24 05:00 | 193.9181 | 0 | 3.8843 | 0 | 0 | 0 | 0 | 8.4816 | 0 | 0 | 0 | 0 | 0 | 3.6934 | 193.9181 | 0 | 193.9181 | 4182 | 6 | 5 | 2017-05-24 06:00 | WEEKDAY | 23.6625 | 20.45 | 0 | 0 | 0 | 0 | 2906.1734 | 0 | 0 | NA | 96.87%
| 6 | 6 | 2017-06-24 06:00 | 654.4378 | 56.9342 | 216.1719 | 73.4982 | 261.8406 | 28.7546 | 305.636 | 532.1911 | 0 | 14.3773 | 146.2204 | 12.3964 | 36.9244 | 298.4832 | 654.4378 | 261.8406 | 654.4378 | 4183 | 7 | 5 | 2017-05-24 07:00 | WEEKDAY | 23.6319 | 20.45 | 318.027 | 308.4862 | 0 | 308.4862 | 2906.1734 | 0 | 0 | NA | 96.87%
| 7 | 6 | 2017-06-24 07:00 | 921.4478 | 223.7616 | 646.8356 | 134.1529 | 1072.2555 | 113.0109 | 560.612 | 1418.9601 | 0 | 56.5055 | 588.8148 | 96.9003 | 148.6906 | 658.4426 | 921.4478 | 1072.2555 | 921.4478 | 4184 | 8 | 5 | 2017-05-24 08:00 | WEEKDAY | 23.2784 | 20.45 | 582.227 | 564.7602 | 0 | 564.7602 | 2906.1734 | 0 | 0 | NA | 96.87%
| 8 | 6 | 2017-06-24 08:00 | 990.0001 | 1214.1586 | 900.7118 | 335.3568 | 1527.7282 | 613.2114 | 600.6 | 1631.9122 | 552.9824 | 306.6057 | 826.2572 | 122.1893 | 208.6508 | 803.6432 | 990.0001 | 1527.7282 | 990.0001 | 4185 | 9 | 5 | 2017-05-24 09:00 | WEEKDAY | 22.8024 | 11.33 | 623.792 | 605.0782 | 0 | 605.0782 | 2906.1734 | 0 | 0 | NA | 96.87%
| 9 | 6 | 2017-06-24 09:00 | 990.0001 | 589.8367 | 908.8965 | 822.2247 | 1781.408 | 297.8973 | 621.77 | 1921.4156 | 540.0766 | 148.9487 | 428.8219 | 159.9317 | 108.2884 | 689.6864 | 990.0001 | 1781.408 | 990.0001 | 4186 | 10 | 5 | 2017-05-24 10:00 | WEEKDAY | 22.7941 | 11.33 | 645.892 | 626.5152 | 0 | 626.5152 | 2906.1734 | 0 | 0 | NA | 96.87%
| 10 | 6 | 2017-06-24 10:00 | 990.0001 | 1340.1415 | 954.1557 | 860.8492 | 1886.5699 | 676.8391 | 685.888 | 1646.8419 | 707.678 | 338.4196 | 441.5362 | 164.3662 | 111.499 | 370.7364 | 990.0001 | 1886.5699 | 990.0001 | 4187 | 11 | 5 | 2017-05-24 11:00 | WEEKDAY | 22.4072 | 11.33 | 712.961 | 691.5722 | 0 | 691.5722 | 2906.1734 | 0 | 0 | NA | 96.87%
| 11 | 6 | 2017-06-24 11:00 | 990.0001 | 1712.3801 | 927.3946 | 852.0862 | 1814.7481 | 864.8384 | 694.246 | 1866.4234 | 786.217 | 432.4192 | 576.3436 | 194.1844 | 145.5413 | 770.7753 | 990.0001 | 1814.7481 | 990.0001 | 4188 | 12 | 5 | 2017-05-24 12:00 | WEEKDAY | 21.6695 | 11.33 | 721.867 | 700.211 | 0 | 700.211 | 2906.1734 | 0 | 0 | NA | 96.87%
| 12 | 6 | 2017-06-24 12:00 | 990.0001 | 1936.7694 | 990.0001 | 948.2916 | 1733.3504 | 978.1664 | 807.467 | 1781.6288 | 813.8804 | 489.0832 | 490.915 | 224.9577 | 123.9684 | 519.5974 | 990.0001 | 1733.3504 | 990.0001 | 4189 | 13 | 5 | 2017-05-24 13:00 | WEEKDAY | 21.1045 | 11.33 | 840.896 | 815.6691 | 0 | 815.6691 | 2906.1734 | 0 | 0 | NA | 96.87%
| 13 | 6 | 2017-06-24 13:00 | 990.0001 | 944.8831 | 784.7848 | 956.1521 | 1834.0716 | 477.2137 | 639.44 | 1873.1992 | 789.3424 | 238.6068 | 555.6741 | 182.031 | 140.3217 | 568.7333 | 990.0001 | 1834.0716 | 990.0001 | 4190 | 14 | 5 | 2017-05-24 14:00 | WEEKDAY | 21.4886 | 1.96 | 664.448 | 644.5146 | 0 | 644.5146 | 2906.1734 | 0 | 0 | NA | 96.87%
| 14 | 6 | 2017-06-24 14:00 | 990.0001 | 1514.8082 | 786.5083 | 912.2762 | 1766.1137 | 765.0546 | 104.642 | 792.4762 | 835.203 | 382.5273 | 782.2833 | 213.8159 | 197.5463 | 876.5065 | 990.0001 | 1766.1137 | 990.0001 | 4191 | 15 | 5 | 2017-05-24 15:00 | WEEKDAY | 22.2541 | 1.96 | 111.787 | 108.4334 | 0 | 108.4334 | 2906.1734 | 0 | 0 | NA | 96.87%
| 15 | 6 | 2017-06-24 15:00 | 981.7594 | 1873.2187 | 850.5856 | 862.3196 | 1764.6561 | 946.0701 | 350.895 | 1733.1867 | 912.9397 | 473.035 | 856.6113 | 211.8136 | 216.316 | 664.875 | 981.7594 | 1764.6561 | 981.7594 | 4192 | 16 | 5 | 2017-05-24 16:00 | WEEKDAY | 23.7739 | 1.96 | 364.626 | 353.6872 | 0 | 353.6872 | 2906.1734 | 0 | 0 | NA | 96.87%
| 16 | 6 | 2017-06-24 16:00 | 877.2511 | 1546.734 | 846.1602 | 827.8573 | 1078.7837 | 781.1788 | 858.373 | 1635.9052 | 896.9658 | 390.5894 | 803.4753 | 97.8841 | 202.8978 | 526.7841 | 877.2511 | 1078.7837 | 877.2511 | 4193 | 17 | 5 | 2017-05-24 17:00 | WEEKDAY | 27.8823 | 19.93 | 894.652 | 867.8124 | 0 | 867.8124 | 2906.1734 | 0 | 0 | NA | 96.87%
| 17 | 6 | 2017-06-24 17:00 | 682.5753 | 394.0998 | 768.471 | 251.5048 | 868.7224 | 199.0403 | 383.81 | 1393.8182 | 823.5106 | 99.5202 | 673.8664 | 81.6225 | 170.1683 | 607.1819 | 682.5753 | 868.7224 | 682.5753 | 4194 | 18 | 5 | 2017-05-24 18:00 | WEEKDAY | 34.4681 | 19.93 | 398.652 | 386.6924 | 0 | 386.6924 | 2906.1734 | 0 | 0 | NA | 96.87%
| 18 | 6 | 2017-06-24 18:00 | 144.8072 | 599.7517 | 576.649 | 322.5005 | 429.6429 | 302.9049 | 20.1627 | 451.6469 | 626.1466 | 151.4524 | 379.0907 | 39.5485 | 95.73 | 135.3355 | 144.8072 | 429.6429 | 144.8072 | 4195 | 19 | 5 | 2017-05-24 19:00 | WEEKDAY | 35.0164 | 19.93 | 25.6463 | 0 | 0 | 0 | 2906.1734 | 0 | 0 | NA | 96.87%
| 19 | 6 | 2017-06-24 19:00 | 0 | 0 | 90.1649 | 1.8287 | 9.9659 | 0 | 0 | 32.5129 | 201.567 | 0 | 53.0053 | 4.2564 | 13.3852 | 0 | 0 | 9.9659 | 0 | 4196 | 20 | 5 | 2017-05-24 20:00 | WEEKDAY | 47.005 | 12.08 | 1.8138 | 0 | 0 | 0 | 2931.8197 | 0 | 0 | NA | 97.73%
| 20 | 6 | 2017-06-24 20:00 | 0 | 0 | 0 | 0 | 0 | 0 | 0 | 0 | 0 | 0 | 0 | 0 | 0 | 0 | 0 | 0 | 0 | 4197 | 21 | 5 | 2017-05-24 21:00 | WEEKDAY | 29.057 | 12.08 | 0 | 0 | 0 | 0 | 2933.6335 | 0 | 0 | NA | 97.79%
| 21 | 6 | 2017-06-24 21:00 | 0 | 0 | 0 | 0 | 0 | 0 | 0 | 0 | 0 | 0 | 0 | 0 | 0 | 0 | 0 | 0 | 0 | 4198 | 22 | 5 | 2017-05-24 22:00 | WEEKDAY | 23.6208 | 12.08 | 0 | 0 | 0 | 0 | 2933.6335 | 0 | 0 | NA | 97.79%
| 22 | 6 | 2017-06-24 22:00 | 0 | 0 | 0 | 0 | 0 | 0 | 0 | 0 | 0 | 0 | 0 | 0 | 0 | 0 | 0 | 0 | 0 | 4199 | 23 | 5 | 2017-05-24 23:00 | WEEKDAY | 21.2604 | 2.27 | 0 | 0 | 0 | 0 | 2933.6335 | 0 | 0 | NA | 97.79%
| 23 | 6 | 2017-06-24 23:00 | 0 | 0 | 0 | 0 | 0 | 0 | 0 | 0 | 0 | 0 | 0 | 0 | 0 | 0 | 0 | 0 | 0 | 4200 | 0 | 5 | 2017-05-25 | WEEKDAY | 22.7523 | 2.27 | 0 | 0 | 0 | 0 | 2933.6335 | 0 | 0 | NA | 97.79%
| 0 | 6 | 2017-06-25 | 0 | 0 | 0 | 0 | 0 | 0 | 0 | 0 | -140 | 0 | 0 | 0 | 0 | 0 | 0 | 0 | 0 | 4201 | 1 | 5 | 2017-05-25 01:00 | WEEKDAY | 2.5803 | 2.27 | 0 | 0 | 0 | 0 | 2933.6335 | 0 | 0 | NA | 97.79%
| 1 | 6 | 2017-06-25 01:00 | 0 | 0 | 0 | 0 | 0 | 0 | 0 | 0 | 0 | 0 | 0 | 0 | 0 | 0 | 0 | 0 | 0 | 4202 | 2 | 5 | 2017-05-25 02:00 | WEEKDAY | 0.15031 | 2.27 | 0 | 0 | 0 | 0 | 2933.6335 | 0 | 0 | NA | 97.79%
| 2 | 6 | 2017-06-25 02:00 | 0 | 0 | 0 | 0 | 0 | 0 | 0 | 0 | 0 | 0 | 0 | 0 | 0 | 0 | 0 | 0 | 0 | 4203 | 3 | 5 | 2017-05-25 03:00 | WEEKDAY | -0.62072 | 2.27 | 0 | 0 | 0 | 0 | 2933.6335 | 0 | 0 | NA | 97.79%
| 3 | 6 | 2017-06-25 03:00 | 0 | 0 | 0 | 0 | 0 | 0 | 0 | 0 | 0 | 0 | 0 | 0 | 0 | 0 | 0 | 0 | 0 | 4204 | 4 | 5 | 2017-05-25 04:00 | WEEKDAY | -0.61515 | 2.27 | 0 | 0 | 0 | 0 | 2933.6335 | 0 | 0 | NA | 97.79%
| 4 | 6 | 2017-06-25 04:00 | 0 | 0 | 0 | 0 | 0 | 0 | 0 | 0 | 0 | 0 | 0 | 0 | 0 | 0 | 0 | 0 | 0 | 4205 | 5 | 5 | 2017-05-25 05:00 | WEEKDAY | -0.42588 | 2.27 | 0 | 0 | 0 | 0 | 2933.6335 | 0 | 0 | NA | 97.79%
| 5 | 6 | 2017-06-25 05:00 | 141.3246 | 0 | 0 | 0 | 0 | 0 | 0 | 7.5724 | 0 | 0 | 1.8031 | 0 | 0.45532 | 3.1174 | 141.3246 | 0 | 141.3246 | 4206 | 6 | 5 | 2017-05-25 06:00 | WEEKDAY | 13.1994 | 20.45 | 0 | 0 | 0 | 0 | 2933.6335 | 0 | 0 | NA | 97.79%
| 6 | 6 | 2017-06-25 06:00 | 674.8531 | 411.9835 | 94.4225 | 288.5184 | 430.5879 | 208.0725 | 298.188 | 574.6447 | 111.6916 | 104.0362 | 253.2571 | 7.1911 | 63.9538 | 319.7314 | 674.8531 | 430.5879 | 674.8531 | 4207 | 7 | 5 | 2017-05-25 07:00 | WEEKDAY | 20.2694 | 20.45 | 310.37 | 301.0589 | 0 | 301.0589 | 2933.6335 | 0 | 0 | NA | 97.79%
| 7 | 6 | 2017-06-25 07:00 | 780.9314 | 543.0616 | 403.1103 | 593.3626 | 1351.8149 | 274.2735 | 414.645 | 1383.5606 | 603.8929 | 137.1368 | 704.1022 | 27.4014 | 177.8036 | 645.437 | 780.9314 | 1351.8149 | 780.9314 | 4208 | 8 | 5 | 2017-05-25 08:00 | WEEKDAY | 19.9493 | 20.45 | 430.626 | 417.7072 | 0 | 417.7072 | 2933.6335 | 0 | 0 | NA | 97.79%
| 8 | 6 | 2017-06-25 08:00 | 989.0963 | 1098.4539 | 550.9302 | 497.09 | 1718.1472 | 554.7747 | 377.828 | 1696.2761 | 828.7816 | 277.3873 | 700.3329 | 26.0369 | 176.8517 | 790.8069 | 989.0963 | 1718.1472 | 989.0963 | 4209 | 9 | 5 | 2017-05-25 09:00 | WEEKDAY | 19.1032 | 11.33 | 392.52 | 380.7444 | 0 | 380.7444 | 2933.6335 | 0 | 0 | NA | 97.79%
| 9 | 6 | 2017-06-25 09:00 | 937.1045 | 1818.5979 | 563.4699 | 887.594 | 1874.8874 | 918.4838 | 907.326 | 1889.8188 | 914.0446 | 459.2419 | 529.413 | 149.5154 | 133.6902 | 718.3755 | 937.1045 | 1874.8874 | 937.1045 | 4210 | 10 | 5 | 2017-05-25 10:00 | WEEKDAY | 20.2973 | 11.33 | 946.532 | 918.136 | 0 | 918.136 | 2933.6335 | 0 | 0 | NA | 97.79%
| 10 | 6 | 2017-06-25 10:00 | 975.2163 | 1913.05 | 919.9303 | 672.7846 | 1925.2947 | 966.1869 | 920.247 | 1614.391 | 939.4566 | 483.0934 | 617.9159 | 206.3348 | 156.0394 | 942.7804 | 975.2163 | 1925.2947 | 975.2163 | 4211 | 11 | 5 | 2017-05-25 11:00 | WEEKDAY | 20.1358 | 11.33 | 960.203 | 931.3969 | 0 | 931.3969 | 2933.6335 | 0 | 0 | NA | 97.79%
| 11 | 6 | 2017-06-25 11:00 | 962.3628 | 1804.5197 | 896.1138 | 709.3651 | 1926.7229 | 911.3736 | 538.009 | 1949.6689 | 941.9311 | 455.6868 | 407.8358 | 219.4118 | 102.9888 | 898.222 | 962.3628 | 1926.7229 | 962.3628 | 4212 | 12 | 5 | 2017-05-25 12:00 | WEEKDAY | 21.8922 | 11.33 | 558.663 | 541.9031 | 0 | 541.9031 | 2933.6335 | 0 | 0 | NA | 97.79%
| 12 | 6 | 2017-06-25 12:00 | 983.3773 | 1143.1151 | 953.8002 | 820.2411 | 1912.6811 | 577.3309 | 774.264 | 1837.3895 | 954.157 | 288.6654 | 540.7911 | 228.2587 | 136.5634 | 631.1258 | 983.3773 | 1912.6811 | 983.3773 | 4213 | 13 | 5 | 2017-05-25 13:00 | WEEKDAY | 22.7523 | 11.33 | 805.997 | 781.8171 | 0 | 781.8171 | 2933.6335 | 0 | 0 | NA | 97.79%
| 13 | 6 | 2017-06-25 13:00 | 983.3461 | 1604.9328 | 879.7797 | 927.1731 | 1916.5649 | 810.5721 | 722.456 | 1893.3436 | 955.1008 | 405.2861 | 392.4736 | 217.1913 | 99.1095 | 153.2162 | 983.3461 | 1916.5649 | 983.3461 | 4214 | 14 | 5 | 2017-05-25 14:00 | WEEKDAY | 22.8024 | 1.96 | 751.615 | 729.0666 | 0 | 729.0666 | 2933.6335 | 0 | 0 | NA | 97.79%
| 14 | 6 | 2017-06-25 14:00 | 974.5515 | 1905.0835 | 919.3919 | 948.0585 | 1926.2133 | 962.1634 | 808.223 | 1853.5579 | 965.5719 | 481.0817 | 500.4895 | 224.7345 | 126.3862 | 131.0229 | 974.5515 | 1926.2133 | 974.5515 | 4215 | 15 | 5 | 2017-05-25 15:00 | WEEKDAY | 25.7362 | 1.96 | 841.884 | 816.6275 | 0 | 816.6275 | 2933.6335 | 0 | 0 | NA | 97.79%
| 15 | 6 | 2017-06-25 15:00 | 951.2391 | 1472.7971 | 941.8365 | 655.4997 | 1276.856 | 743.8369 | 574.265 | 1853.0861 | 967.8291 | 371.9185 | 727.1564 | 138.0963 | 183.6254 | 103.7696 | 951.2391 | 1276.856 | 951.2391 | 4216 | 16 | 5 | 2017-05-25 16:00 | WEEKDAY | 26.1371 | 1.96 | 596.512 | 578.6166 | 0 | 578.6166 | 2933.6335 | 0 | 0 | NA | 97.79%
| 16 | 6 | 2017-06-25 16:00 | 796.4262 | 1665.8814 | 929.8569 | 857.6146 | 1564.8754 | 841.3542 | 679.207 | 1678.6639 | 943.8226 | 420.6771 | 596.9737 | 88.6315 | 150.7509 | 74.9925 | 796.4262 | 1564.8754 | 796.4262 | 4217 | 17 | 5 | 2017-05-25 17:00 | WEEKDAY | 25.9255 | 19.93 | 706.256 | 685.0683 | 0 | 685.0683 | 2933.6335 | 0 | 0 | NA | 97.79%
| 17 | 6 | 2017-06-25 17:00 | 622.156 | 1445.8235 | 808.9949 | 703.4609 | 1339.2284 | 730.2139 | 258.533 | 1410.5462 | 862.4774 | 365.1069 | 685.2955 | 21.3113 | 173.0544 | 214.2518 | 622.156 | 1339.2284 | 622.156 | 4218 | 18 | 5 | 2017-05-25 18:00 | WEEKDAY | 28.5838 | 19.93 | 269.55 | 261.4635 | 0 | 261.4635 | 2933.6335 | 0 | 0 | NA | 97.79%
| 18 | 6 | 2017-06-25 18:00 | 114.0485 | 768.9166 | 606.3491 | 338.1974 | 599.2685 | 388.3417 | 378.467 | 592.8408 | 648.0192 | 194.1709 | 503.4948 | 18.8299 | 127.1452 | 315.2228 | 114.0485 | 599.2685 | 114.0485 | 4219 | 19 | 5 | 2017-05-25 19:00 | WEEKDAY | 32.0993 | 19.93 | 393.233 | 381.436 | 0 | 381.436 | 2933.6335 | 0 | 0 | NA | 97.79%
| 19 | 6 | 2017-06-25 19:00 | 0 | 13.6175 | 106.7548 | 0 | 9.072 | 6.8775 | 155.77 | 29.9584 | 203.1238 | 3.4388 | 56.7834 | 6.3796 | 14.3393 | 0 | 0 | 9.072 | 0 | 4220 | 20 | 5 | 2017-05-25 20:00 | WEEKDAY | 31.5844 | 12.08 | 164.142 | 159.2177 | 0 | 159.2177 | 2933.6335 | 0 | 0 | NA | 97.79%
| 20 | 6 | 2017-06-25 20:00 | 0 | 0 | 0 | 0 | 0 | 0 | 0 | 0 | 0 | 0 | 0 | 0 | 0 | 0 | 0 | 0 | 0 | 4221 | 21 | 5 | 2017-05-25 21:00 | WEEKDAY | 30.8913 | 12.08 | 0 | 0 | 0 | 0 | 2933.6335 | 0 | 0 | NA | 97.79%
| 21 | 6 | 2017-06-25 21:00 | 0 | 0 | 0 | 0 | 0 | 0 | 0 | 0 | 0 | 0 | 0 | 0 | 0 | 0 | 0 | 0 | 0 | 4222 | 22 | 5 | 2017-05-25 22:00 | WEEKDAY | 27.3674 | 12.08 | 0 | 0 | 0 | 0 | 2933.6335 | 0 | 0 | NA | 97.79%
| 22 | 6 | 2017-06-25 22:00 | 0 | 0 | 0 | 0 | 0 | 0 | 0 | 0 | 0 | 0 | 0 | 0 | 0 | 0 | 0 | 0 | 0 | 4223 | 23 | 5 | 2017-05-25 23:00 | WEEKDAY | 26.858 | 2.27 | 0 | 0 | 0 | 0 | 2933.6335 | 0 | 0 | NA | 97.79%
| 23 | 6 | 2017-06-25 23:00 | 0 | 0 | 0 | 0 | 0 | 0 | 0 | 0 | 0 | 0 | 0 | 0 | 0 | 0 | 0 | 0 | 0 | 4224 | 0 | 5 | 2017-05-26 | WEEKDAY | 25.7251 | 2.27 | 0 | 0 | 0 | 0 | 2933.6335 | 0 | 0 | NA | 97.79%
| 0 | 6 | 2017-06-26 | 0 | 0 | 0 | 0 | 0 | 0 | 0 | 0 | 0 | 0 | 0 | 0 | 0 | 0 | 0 | 0 | 0 | 4225 | 1 | 5 | 2017-05-26 01:00 | WEEKDAY | 24.7091 | 2.27 | 0 | 0 | 0 | 0 | 2933.6335 | 0 | 0 | NA | 97.79%
| 1 | 6 | 2017-06-26 01:00 | 0 | 0 | 0 | 0 | 0 | 0 | 0 | 0 | 0 | 0 | 0 | 0 | 0 | 0 | 0 | 0 | 0 | 4226 | 2 | 5 | 2017-05-26 02:00 | WEEKDAY | 23.7182 | 2.27 | 0 | 0 | 0 | 0 | 2933.6335 | 0 | 0 | NA | 97.79%
| 2 | 6 | 2017-06-26 02:00 | 0 | 0 | 0 | 0 | 0 | 0 | 0 | 0 | 0 | 0 | 0 | 0 | 0 | 0 | 0 | 0 | 0 | 4227 | 3 | 5 | 2017-05-26 03:00 | WEEKDAY | 20.6953 | 2.27 | 0 | 0 | 0 | 0 | 2933.6335 | 0 | 0 | NA | 97.79%
| 3 | 6 | 2017-06-26 03:00 | 0 | 0 | 0 | 0 | 0 | 0 | 0 | 0 | 0 | 0 | 0 | 0 | 0 | 0 | 0 | 0 | 0 | 4228 | 4 | 5 | 2017-05-26 04:00 | WEEKDAY | 20.314 | 2.27 | 0 | 0 | 0 | 0 | 2933.6335 | 0 | 0 | NA | 97.79%
| 4 | 6 | 2017-06-26 04:00 | 0 | 0 | 0 | 0 | 0 | 0 | 0 | 0 | 0 | 0 | 0 | 0 | 0 | 0 | 0 | 0 | 0 | 4229 | 5 | 5 | 2017-05-26 05:00 | WEEKDAY | 20.7148 | 2.27 | 0 | 0 | 0 | 0 | 2933.6335 | 0 | 0 | NA | 97.79%
| 5 | 6 | 2017-06-26 05:00 | 33.9296 | 0 | 0.99374 | 0 | 0 | 0 | 0 | 9.2696 | 0 | 0 | 0.55335 | 1.4258 | 0.13974 | 0 | 33.9296 | 0 | 33.9296 | 4230 | 6 | 5 | 2017-05-26 06:00 | WEEKDAY | 22.4155 | 20.45 | 0 | 0 | 0 | 0 | 2933.6335 | 0 | 0 | NA | 97.79%
| 6 | 6 | 2017-06-26 06:00 | 320.6713 | 411.1736 | 187.5309 | 284.9808 | 425.7661 | 207.6634 | 303.031 | 60.621 | 94.1624 | 103.8317 | 186.2472 | 20.2989 | 47.0321 | 41.6349 | 320.6713 | 425.7661 | 320.6713 | 4231 | 7 | 5 | 2017-05-26 07:00 | WEEKDAY | 23.3619 | 20.45 | 315.395 | 305.9331 | 0 | 305.9331 | 2933.6335 | 0 | 0 | NA | 97.79%
| 7 | 6 | 2017-06-26 07:00 | 562.2337 | 508.3949 | 636.9539 | 612.8502 | 977.9005 | 256.7651 | 711.769 | 188.335 | 406.9848 | 128.3825 | 737.7307 | 79.6778 | 186.2956 | 105.9153 | 562.2337 | 977.9005 | 562.2337 | 4232 | 8 | 5 | 2017-05-26 08:00 | WEEKDAY | 21.6417 | 20.45 | 740.504 | 718.2889 | 0 | 718.2889 | 2933.6335 | 0 | 0 | NA | 97.79%
| 8 | 6 | 2017-06-26 08:00 | 711.6677 | 827.4537 | 792.8335 | 459.706 | 1556.018 | 417.9059 | 884.806 | 567.959 | 839.4749 | 208.953 | 873.2508 | 51.7331 | 220.5179 | 254.152 | 711.6677 | 1556.018 | 711.6677 | 4233 | 9 | 5 | 2017-05-26 09:00 | WEEKDAY | 23.3341 | 11.33 | 922.893 | 895.2062 | 0 | 895.2062 | 2933.6335 | 0 | 0 | NA | 97.79%
| 9 | 6 | 2017-06-26 09:00 | 224.0956 | 1110.3344 | 885.4889 | 540.4687 | 1894.8059 | 560.7749 | 946.511 | 1775.6214 | 246.6691 | 280.3875 | 927.0719 | 61.428 | 234.1091 | 336.2375 | 224.0956 | 1894.8059 | 224.0956 | 4234 | 10 | 5 | 2017-05-26 10:00 | WEEKDAY | 24.3835 | 11.33 | 988.268 | 958.62 | 0 | 958.62 | 2933.6335 | 0 | 0 | NA | 97.79%
| 10 | 6 | 2017-06-26 10:00 | 976.7613 | 1862.2405 | 642.4791 | 562.3055 | 1788.8946 | 940.5255 | 937.248 | 1645.1254 | 177.8185 | 470.2627 | 990.0001 | 99.3632 | 250 | 266.2784 | 976.7613 | 1788.8946 | 976.7613 | 4235 | 11 | 5 | 2017-05-26 11:00 | WEEKDAY | 26.0341 | 11.33 | 978.295 | 948.9461 | 0 | 948.9461 | 2933.6335 | 0 | 0 | NA | 97.79%
| 11 | 6 | 2017-06-26 11:00 | 926.4395 | 1887.3758 | 857.666 | 908.9019 | 1857.1556 | 953.2201 | 941.181 | 1634.3219 | 299.9172 | 476.6101 | 990.0001 | 57.922 | 250 | 353.557 | 926.4395 | 1857.1556 | 926.4395 | 4236 | 12 | 5 | 2017-05-26 12:00 | WEEKDAY | 33.3296 | 11.33 | 982.455 | 952.9814 | 0 | 952.9814 | 2933.6335 | 0 | 0 | NA | 97.79%
| 12 | 6 | 2017-06-26 12:00 | 930.5942 | 1808.5716 | 876.1201 | 666.0189 | 1866.7853 | 913.42 | 937.384 | 1660.4743 | 365.4417 | 456.71 | 990.0001 | 177.3368 | 250 | 167.5683 | 930.5942 | 1866.7853 | 930.5942 | 4237 | 13 | 5 | 2017-05-26 13:00 | WEEKDAY | 37.8612 | 11.33 | 978.408 | 949.0558 | 0 | 949.0558 | 2933.6335 | 0 | 0 | NA | 97.79%
| 13 | 6 | 2017-06-26 13:00 | 990.0001 | 1897.9031 | 906.7044 | 840.3144 | 1946.2915 | 958.5369 | 936.044 | 1912.7932 | 582.6906 | 479.2685 | 990.0001 | 155.2931 | 250 | 161.0106 | 990.0001 | 1946.2915 | 990.0001 | 4238 | 14 | 5 | 2017-05-26 14:00 | WEEKDAY | 41.3879 | 1.96 | 976.981 | 947.6716 | 0 | 947.6716 | 2933.6335 | 0 | 0 | NA | 97.79%
| 14 | 6 | 2017-06-26 14:00 | 990.0001 | 1872.5975 | 936.4028 | 494.0114 | 1937.0684 | 945.7563 | 957.146 | 1936.3826 | 990 | 472.8782 | 970.9025 | 164.6507 | 245.1774 | 226.7112 | 990.0001 | 1937.0684 | 990.0001 | 4239 | 15 | 5 | 2017-05-26 15:00 | WEEKDAY | 48.1044 | 1.96 | 999.476 | 969.4917 | 0 | 969.4917 | 2933.6335 | 0 | 0 | NA | 97.79%
| 15 | 6 | 2017-06-26 15:00 | 627.9666 | 1819.0378 | 861.0445 | 513.2524 | 1890.2569 | 918.7059 | 952.328 | 1746.7313 | 990 | 459.353 | 972.5723 | 182.8095 | 245.5991 | 118.9872 | 627.9666 | 1890.2569 | 627.9666 | 4240 | 16 | 5 | 2017-05-26 16:00 | WEEKDAY | 69.7295 | 1.96 | 994.36 | 964.5292 | 0 | 964.5292 | 2933.6335 | 0 | 0 | NA | 97.79%
| 16 | 6 | 2017-06-26 16:00 | 571.0365 | 1575.1561 | 941.4784 | 79.0377 | 1764.0539 | 795.5334 | 938.65 | 1473.4609 | 990 | 397.7667 | 942.6261 | 212.6377 | 238.0369 | 134.6031 | 571.0365 | 1764.0539 | 571.0365 | 4241 | 17 | 5 | 2017-05-26 17:00 | WEEKDAY | 40.898 | 19.93 | 979.853 | 950.4574 | 40 | 990.4574 | 2933.6335 | 0 | 0 | NA | 97.79%
| 17 | 6 | 2017-06-26 17:00 | 506.8723 | 157.8189 | 546.8226 | 437.0003 | 1448.1593 | 79.7065 | 877.257 | 1395.4559 | 990 | 39.8533 | 766.1901 | 180.7559 | 193.4823 | 41.7576 | 506.8723 | 1448.1593 | 506.8723 | 4242 | 18 | 5 | 2017-05-26 18:00 | WEEKDAY | 37.5271 | 19.93 | 914.816 | 887.3715 | 103 | 990.3715 | 2892.3964 | 0 | 0 | NA | 96.41%
| 18 | 6 | 2017-06-26 18:00 | 66.3515 | 41.0191 | 410.5083 | 16.0913 | 732.1692 | 20.7167 | 718.397 | 558.0241 | 0 | 10.3584 | 527.3002 | 94.8852 | 133.1566 | 55.6153 | 66.3515 | 732.1692 | 66.3515 | 4243 | 19 | 5 | 2017-05-26 19:00 | WEEKDAY | 36.1771 | 19.93 | 747.415 | 724.9925 | 0 | 724.9925 | 2786.2108 | 0 | 0 | NA | 92.87%
| 19 | 6 | 2017-06-26 19:00 | 0 | 0 | 59.3232 | 1.9965 | 27.6441 | 0 | 331.36 | 42.7508 | 0 | 0 | 59.5564 | 9.9097 | 15.0395 | 0 | 0 | 27.6441 | 0 | 4244 | 20 | 5 | 2017-05-26 20:00 | WEEKDAY | 32.1244 | 12.08 | 344.561 | 334.2242 | 0 | 334.2242 | 2786.2108 | 0 | 0 | NA | 92.87%
| 20 | 6 | 2017-06-26 20:00 | 0 | 0 | 0 | 0 | 0 | 0 | 0 | 0 | 0 | 0 | 0 | 0 | 0 | 0 | 0 | 0 | 0 | 4245 | 21 | 5 | 2017-05-26 21:00 | WEEKDAY | 32.116 | 12.08 | 0 | 0 | 0 | 0 | 2786.2108 | 0 | 0 | NA | 92.87%
| 21 | 6 | 2017-06-26 21:00 | 0 | 0 | 0 | 0 | 0 | 0 | 0 | 0 | 0 | 0 | 0 | 0 | 0 | 0 | 0 | 0 | 0 | 4246 | 22 | 5 | 2017-05-26 22:00 | WEEKDAY | 27.2894 | 12.08 | 0 | 0 | 0 | 0 | 2786.2108 | 0 | 0 | NA | 92.87%
| 22 | 6 | 2017-06-26 22:00 | 0 | 0 | 0 | 0 | 0 | 0 | 0 | 0 | 0 | 0 | 0 | 0 | 0 | 0 | 0 | 0 | 0 | 4247 | 23 | 5 | 2017-05-26 23:00 | WEEKDAY | 29.1405 | 2.27 | 0 | 0 | 0 | 0 | 2786.2108 | 0 | 0 | NA | 92.87%
| 23 | 6 | 2017-06-26 23:00 | 0 | 0 | 0 | 0 | 0 | 0 | 0 | 0 | 0 | 0 | 0 | 0 | 0 | 0 | 0 | 0 | 0 | 4248 | 0 | 5 | 2017-05-27 | WEEKEND | 23.7377 | 2.27 | 0 | 0 | 0 | 0 | 2786.2108 | 0 | 0 | NA | 92.87%
| 0 | 6 | 2017-06-27 | 0 | 0 | 0 | 0 | 0 | 0 | 0 | 0 | 0 | 0 | 0 | 0 | 0 | 0 | 0 | 0 | 0 | 4249 | 1 | 5 | 2017-05-27 01:00 | WEEKEND | 22.499 | 2.27 | 0 | 0 | 0 | 0 | 2786.2108 | 0 | 0 | NA | 92.87%
| 1 | 6 | 2017-06-27 01:00 | 0 | 0 | 0 | 0 | 0 | 0 | 0 | 0 | 0 | 0 | 0 | 0 | 0 | 0 | 0 | 0 | 0 | 4250 | 2 | 5 | 2017-05-27 02:00 | WEEKEND | 25.8086 | 2.27 | 0 | 0 | 0 | 0 | 2786.2108 | 0 | 0 | NA | 92.87%
| 2 | 6 | 2017-06-27 02:00 | 0 | 0 | 0 | 0 | 0 | 0 | 0 | 0 | 0 | 0 | 0 | 0 | 0 | 0 | 0 | 0 | 0 | 4251 | 3 | 5 | 2017-05-27 03:00 | WEEKEND | 22.9722 | 2.27 | 0 | 0 | 0 | 0 | 2786.2108 | 0 | 0 | NA | 92.87%
| 3 | 6 | 2017-06-27 03:00 | 0 | 0 | 0 | 0 | 0 | 0 | 0 | 0 | 0 | 0 | 0 | 0 | 0 | 0 | 0 | 0 | 0 | 4252 | 4 | 5 | 2017-05-27 04:00 | WEEKEND | 22.5324 | 2.27 | 0 | 0 | 0 | 0 | 2786.2108 | 0 | 0 | NA | 92.87%
| 4 | 6 | 2017-06-27 04:00 | 0 | 0 | 0 | 0 | 0 | 0 | 0 | 0 | 0 | 0 | 0 | 0 | 0 | 0 | 0 | 0 | 0 | 4253 | 5 | 5 | 2017-05-27 05:00 | WEEKEND | 23.8295 | 2.27 | 0 | 0 | 0 | 0 | 2786.2108 | 0 | 0 | NA | 92.87%
| 5 | 6 | 2017-06-27 05:00 | 208.9085 | 0 | 1.5805 | 0 | 0 | 0 | 0 | 0 | 0 | 0 | 0.31239 | 0 | 0.078886 | 0 | 208.9085 | 0 | 208.9085 | 4254 | 6 | 5 | 2017-05-27 06:00 | WEEKEND | 20.2193 | 2.27 | 0 | 0 | 0 | 0 | 2786.2108 | 0 | 0 | NA | 92.87%
| 6 | 6 | 2017-06-27 06:00 | 652.2238 | 427.9199 | 232.4325 | 128.8327 | 582.5419 | 216.1212 | 188.323 | 426.4575 | 0 | 108.0606 | 50.2419 | 10.7005 | 12.6873 | 23.0582 | 652.2238 | 582.5419 | 652.2238 | 4255 | 7 | 5 | 2017-05-27 07:00 | WEEKEND | 20.3919 | 2.27 | 197.499 | 0 | 0 | 0 | 2786.2108 | 0 | 0 | NA | 92.87%
| 7 | 6 | 2017-06-27 07:00 | 935.8506 | 1361.6533 | 727.738 | 324.918 | 1491.3062 | 687.7037 | 716.075 | 905.6494 | 0 | 343.8518 | 180.4256 | 55.6054 | 45.562 | 53.0843 | 935.8506 | 1491.3062 | 935.8506 | 4256 | 8 | 5 | 2017-05-27 08:00 | WEEKEND | 21.2743 | 2.27 | 745.011 | 722.6607 | 0 | 722.6607 | 2983.7098 | 0 | 0 | NA | 99.46%
| 8 | 6 | 2017-06-27 08:00 | 989.7483 | 1626.7044 | 916.7914 | 640.2316 | 1791.4529 | 821.5679 | 888.939 | 1606.7475 | 0 | 410.7839 | 854.132 | 138.6639 | 215.6899 | 92.9066 | 989.7483 | 1791.4529 | 989.7483 | 4257 | 9 | 5 | 2017-05-27 09:00 | WEEKEND | 22.7273 | 2.27 | 927.238 | 899.4209 | 0 | 899.4209 | 2983.7098 | 0 | 0 | NA | 99.46%
| 9 | 6 | 2017-06-27 09:00 | 990.0001 | 833.8614 | 990.0001 | 516.2317 | 1944.9109 | 421.1421 | 945.908 | 1836.557 | 0 | 210.5711 | 988.1463 | 238.1065 | 249.5319 | 108.6892 | 990.0001 | 1944.9109 | 990.0001 | 4258 | 10 | 5 | 2017-05-27 10:00 | WEEKEND | 22.5269 | 2.27 | 987.577 | 957.9497 | 0 | 957.9497 | 2983.7098 | 0 | 0 | NA | 99.46%
| 10 | 6 | 2017-06-27 10:00 | 990.0001 | 872.0614 | 990.0001 | 822.6217 | 1980.0001 | 440.4351 | 952.718 | 1866.4232 | 677.384 | 220.2175 | 990.0001 | 205.2798 | 250 | 283.1606 | 990.0001 | 1980.0001 | 990.0001 | 4259 | 11 | 5 | 2017-05-27 11:00 | WEEKEND | 23.5456 | 2.27 | 994.756 | 964.9133 | 0 | 964.9133 | 2983.7098 | 0 | 0 | NA | 99.46%
| 11 | 6 | 2017-06-27 11:00 | 990.0001 | 920.1695 | 990.0001 | 614.215 | 1980.0001 | 464.7321 | 936.204 | 1838.0167 | 674.732 | 232.366 | 990.0001 | 243.682 | 250 | 364.4722 | 990.0001 | 1980.0001 | 990.0001 | 4260 | 12 | 5 | 2017-05-27 12:00 | WEEKEND | 23.76 | 2.27 | 977.115 | 947.8016 | 0 | 947.8016 | 2983.7098 | 0 | 0 | NA | 99.46%
| 12 | 6 | 2017-06-27 12:00 | 990.0001 | 1555.5786 | 990.0001 | 925.2825 | 1962.9275 | 785.6458 | 933.521 | 1829.6978 | 802.9156 | 392.8229 | 990.0001 | 246.1596 | 250 | 709.5794 | 990.0001 | 1962.9275 | 990.0001 | 4261 | 13 | 5 | 2017-05-27 13:00 | WEEKEND | 25.3076 | 2.27 | 974.265 | 945.037 | 0 | 945.037 | 2983.7098 | 0 | 0 | NA | 99.46%
| 13 | 6 | 2017-06-27 13:00 | 990.0001 | 1431.9487 | 990.0001 | 874.7045 | 1961.4538 | 723.2064 | 933.885 | 1969.3438 | 750.8945 | 361.6032 | 990.0001 | 229.6636 | 250 | 544.3741 | 990.0001 | 1961.4538 | 990.0001 | 4262 | 14 | 5 | 2017-05-27 14:00 | WEEKEND | 31.4897 | 2.27 | 974.657 | 945.4173 | 0 | 945.4173 | 2983.7098 | 0 | 0 | NA | 99.46%
| 14 | 6 | 2017-06-27 14:00 | 990.0001 | 1503.638 | 990.0001 | 581.7531 | 1844.0888 | 759.4131 | 936.071 | 1887.526 | 990 | 379.7066 | 990.0001 | 224.3922 | 250 | 948.1245 | 990.0001 | 1844.0888 | 990.0001 | 4263 | 15 | 5 | 2017-05-27 15:00 | WEEKEND | 30.1119 | 2.27 | 976.984 | 947.6745 | 0 | 947.6745 | 2983.7098 | 0 | 0 | NA | 99.46%
| 15 | 6 | 2017-06-27 15:00 | 990.0001 | 1636.0453 | 990.0001 | 843.9662 | 1744.644 | 826.2855 | 930.693 | 1760.8781 | 990 | 413.1427 | 968.0977 | 211.0044 | 244.4691 | 921.7691 | 990.0001 | 1744.644 | 990.0001 | 4264 | 16 | 5 | 2017-05-27 16:00 | WEEKEND | 31.8544 | 2.27 | 971.288 | 942.1494 | 0 | 942.1494 | 2983.7098 | 0 | 0 | NA | 99.46%
| 16 | 6 | 2017-06-27 16:00 | 886.8811 | 550.3413 | 961.1558 | 763.2997 | 1790.2542 | 277.9502 | 916.909 | 1553.8835 | 990 | 138.9751 | 938.8816 | 230.0283 | 237.0913 | 544.9305 | 886.8811 | 1790.2542 | 886.8811 | 4265 | 17 | 5 | 2017-05-27 17:00 | WEEKEND | 33.0596 | 2.27 | 956.687 | 927.9864 | 0 | 927.9864 | 2983.7098 | 0 | 0 | NA | 99.46%
| 17 | 6 | 2017-06-27 17:00 | 678.2645 | 110.4834 | 849.8808 | 166.7124 | 1528.2219 | 55.7997 | 858.454 | 1228.1689 | 990 | 27.8998 | 819.9327 | 190.8282 | 207.0537 | 679.2451 | 678.2645 | 1528.2219 | 678.2645 | 4266 | 18 | 5 | 2017-05-27 18:00 | WEEKEND | 33.7555 | 2.27 | 894.84 | 867.9948 | 0 | 867.9948 | 2983.7098 | 0 | 0 | NA | 99.46%
| 18 | 6 | 2017-06-27 18:00 | 140.326 | 41.6205 | 602.3047 | 87.5354 | 801.3317 | 21.0204 | 698.834 | 538.6523 | 630.5369 | 10.5102 | 516.89 | 120.6957 | 130.5278 | 368.2139 | 140.326 | 801.3317 | 140.326 | 4267 | 19 | 5 | 2017-05-27 19:00 | WEEKEND | 33.4048 | 2.27 | 726.783 | 704.9795 | 0 | 704.9795 | 2983.7098 | 0 | 0 | NA | 99.46%
| 19 | 6 | 2017-06-27 19:00 | 0 | 0 | 96.2606 | 0 | 41.2467 | 0 | 325.866 | 14.178 | 0 | 0 | 59.3464 | 14.9132 | 14.9865 | 5.9301 | 0 | 41.2467 | 0 | 4268 | 20 | 5 | 2017-05-27 20:00 | WEEKEND | 33.2294 | 2.27 | 338.878 | 328.7117 | 0 | 328.7117 | 2983.7098 | 0 | 0 | NA | 99.46%
| 20 | 6 | 2017-06-27 20:00 | 0 | 0 | 0 | 0 | 0 | 0 | 0 | 0 | 0 | 0 | 0 | 0 | 0 | 0 | 0 | 0 | 0 | 4269 | 21 | 5 | 2017-05-27 21:00 | WEEKEND | 33.402 | 2.27 | 0 | 0 | 0 | 0 | 2983.7098 | 0 | 0 | NA | 99.46%
| 21 | 6 | 2017-06-27 21:00 | 0 | 0 | 0 | 0 | 0 | 0 | 0 | 0 | 0 | 0 | 0 | 0 | 0 | 0 | 0 | 0 | 0 | 4270 | 22 | 5 | 2017-05-27 22:00 | WEEKEND | 29.4021 | 2.27 | 0 | 0 | 0 | 0 | 2983.7098 | 0 | 0 | NA | 99.46%
| 22 | 6 | 2017-06-27 22:00 | 0 | 0 | 0 | 0 | 0 | 0 | 0 | 0 | 0 | 0 | 0 | 0 | 0 | 0 | 0 | 0 | 0 | 4271 | 23 | 5 | 2017-05-27 23:00 | WEEKEND | 116.2417 | 2.27 | 0 | 0 | 0 | 0 | 2983.7098 | 0 | 0 | NA | 99.46%
| 23 | 6 | 2017-06-27 23:00 | 0 | 0 | 0 | 0 | 0 | 0 | 0 | 0 | 0 | 0 | 0 | 0 | 0 | 0 | 0 | 0 | 0 | 4272 | 0 | 5 | 2017-05-28 | WEEKEND | 23.6013 | 2.27 | 0 | 0 | 0 | 0 | 2983.7098 | 0 | 0 | NA | 99.46%
| 0 | 6 | 2017-06-28 | 0 | 0 | 0 | 0 | 0 | 0 | 0 | 0 | 0 | 0 | 0 | 0 | 0 | 0 | 0 | 0 | 0 | 4273 | 1 | 5 | 2017-05-28 01:00 | WEEKEND | 22.7913 | 2.27 | 0 | 0 | 0 | 0 | 2983.7098 | 0 | 0 | NA | 99.46%
| 1 | 6 | 2017-06-28 01:00 | 0 | 0 | 0 | 0 | 0 | 0 | 0 | 0 | 0 | 0 | 0 | 0 | 0 | 0 | 0 | 0 | 0 | 4274 | 2 | 5 | 2017-05-28 02:00 | WEEKEND | 22.4573 | 2.27 | 0 | 0 | 0 | 0 | 2983.7098 | 0 | 0 | NA | 99.46%
| 2 | 6 | 2017-06-28 02:00 | 0 | 0 | 0 | 0 | 0 | 0 | 0 | 0 | 0 | 0 | 0 | 0 | 0 | 0 | 0 | 0 | 0 | 4275 | 3 | 5 | 2017-05-28 03:00 | WEEKEND | 21.7503 | 2.27 | 0 | 0 | 0 | 0 | 2983.7098 | 0 | 0 | NA | 99.46%
| 3 | 6 | 2017-06-28 03:00 | 0 | 0 | 0 | 0 | 0 | 0 | 0 | 0 | 0 | 0 | 0 | 0 | 0 | 0 | 0 | 0 | 0 | 4276 | 4 | 5 | 2017-05-28 04:00 | WEEKEND | 20.5088 | 2.27 | 0 | 0 | 0 | 0 | 2983.7098 | 0 | 0 | NA | 99.46%
| 4 | 6 | 2017-06-28 04:00 | 0 | 0 | 0 | 0 | 0 | 0 | 0 | 0 | 0 | 0 | 0 | 0 | 0 | 0 | 0 | 0 | 0 | 4277 | 5 | 5 | 2017-05-28 05:00 | WEEKEND | 18.886 | 2.27 | 0 | 0 | 0 | 0 | 2983.7098 | 0 | 0 | NA | 99.46%
| 5 | 6 | 2017-06-28 05:00 | 165.5303 | 0 | 0.74609 | 0 | 0 | 0 | 0 | 3.0997 | 0 | 0 | 2.8762 | 1.0576 | 0.72631 | 0.2275 | 165.5303 | 0 | 165.5303 | 4278 | 6 | 5 | 2017-05-28 06:00 | WEEKEND | 11.8967 | 2.27 | 0 | 0 | 0 | 0 | 2983.7098 | 0 | 0 | NA | 99.46%
| 6 | 6 | 2017-06-28 06:00 | 649.4511 | 380.7855 | 162.3404 | 278.6509 | 493.0117 | 192.3159 | 286.115 | 439.8712 | 0 | 96.1579 | 242.5231 | 61.3963 | 61.2432 | 260.2272 | 649.4511 | 493.0117 | 649.4511 | 4279 | 7 | 5 | 2017-05-28 07:00 | WEEKEND | 8.665 | 2.27 | 297.903 | 288.9659 | 0 | 288.9659 | 2983.7098 | 0 | 0 | NA | 99.46%
| 7 | 6 | 2017-06-28 07:00 | 849.2357 | 1368.3954 | 610.6691 | 665.1217 | 1435.7761 | 691.1088 | 687.592 | 455.9969 | 0 | 345.5544 | 733.9139 | 166.637 | 185.3318 | 376.2423 | 849.2357 | 1435.7761 | 849.2357 | 4280 | 8 | 5 | 2017-05-28 08:00 | WEEKEND | 17.4999 | 2.27 | 715.019 | 693.5684 | 0 | 693.5684 | 2983.7098 | 0 | 0 | NA | 99.46%
| 8 | 6 | 2017-06-28 08:00 | 989.9572 | 1520.7102 | 847.8893 | 850.0577 | 1792.3993 | 768.0354 | 851.964 | 550.4707 | 0 | 384.0177 | 905.1921 | 184.0558 | 228.5839 | 237.9867 | 989.9572 | 1792.3993 | 989.9572 | 4281 | 9 | 5 | 2017-05-28 09:00 | WEEKEND | 19.1533 | 2.27 | 887.985 | 861.3455 | 0 | 861.3455 | 2983.7098 | 0 | 0 | NA | 99.46%
| 9 | 6 | 2017-06-28 09:00 | 990.0001 | 1408.3158 | 968.1526 | 829.3062 | 1921.4427 | 711.2706 | 907.472 | 1893.3316 | 0 | 355.6353 | 983.8024 | 234.2306 | 248.435 | 387.6103 | 990.0001 | 1921.4427 | 990.0001 | 4282 | 10 | 5 | 2017-05-28 10:00 | WEEKEND | 20.1581 | 2.27 | 946.663 | 918.2631 | 0 | 918.2631 | 2983.7098 | 0 | 0 | NA | 99.46%
| 10 | 6 | 2017-06-28 10:00 | 990.0001 | 1794.7453 | 990.0001 | 736.904 | 1969.2168 | 906.437 | 189.148 | 1525.4483 | 303.0455 | 453.2185 | 990.0001 | 237.6808 | 250 | 396.5965 | 990.0001 | 1969.2168 | 990.0001 | 4283 | 11 | 5 | 2017-05-28 11:00 | WEEKEND | 20.6591 | 2.27 | 198.274 | 192.3258 | 0 | 192.3258 | 2983.7098 | 0 | 0 | NA | 99.46%
| 11 | 6 | 2017-06-28 11:00 | 990.0001 | 1690.4572 | 990.0001 | 841.1711 | 1972.7063 | 853.7663 | 199.494 | 1949.7116 | 673.34 | 426.8831 | 990.0001 | 214.2815 | 250 | 150.587 | 990.0001 | 1972.7063 | 990.0001 | 4284 | 12 | 5 | 2017-05-28 12:00 | WEEKEND | 20.7593 | 2.27 | 208.876 | 202.6097 | 0 | 202.6097 | 2983.7098 | 0 | 0 | NA | 99.46%
| 12 | 6 | 2017-06-28 12:00 | 990.0001 | 1813.7776 | 990.0001 | 938.4355 | 1960.8932 | 916.0493 | 702.346 | 1913.7775 | 772.0492 | 458.0247 | 990.0001 | 233.0294 | 250 | 199.264 | 990.0001 | 1960.8932 | 990.0001 | 4285 | 13 | 5 | 2017-05-28 13:00 | WEEKEND | 21.2325 | 2.27 | 730.387 | 708.4754 | 0 | 708.4754 | 2983.7098 | 0 | 0 | NA | 99.46%
| 13 | 6 | 2017-06-28 13:00 | 990.0001 | 1807.9782 | 985.5108 | 938.6674 | 1950.4115 | 913.1203 | 754.995 | 1752.9033 | 907.952 | 456.5602 | 990.0001 | 225.4623 | 250 | 465.5527 | 990.0001 | 1950.4115 | 990.0001 | 4286 | 14 | 5 | 2017-05-28 14:00 | WEEKEND | 21.7447 | 2.27 | 785.688 | 762.1174 | 0 | 762.1174 | 2983.7098 | 0 | 0 | NA | 99.46%
| 14 | 6 | 2017-06-28 14:00 | 990.0001 | 1619.2424 | 977.9952 | 862.7047 | 1929.6554 | 817.7992 | 747.941 | 1972.6249 | 990 | 408.8996 | 990.0001 | 236.3106 | 250 | 131.8573 | 990.0001 | 1929.6554 | 990.0001 | 4287 | 15 | 5 | 2017-05-28 15:00 | WEEKEND | 22.3042 | 2.27 | 778.268 | 754.92 | 0 | 754.92 | 2983.7098 | 0 | 0 | NA | 99.46%
| 15 | 6 | 2017-06-28 15:00 | 990.0001 | 1701.2839 | 963.4736 | 497.3571 | 1884.8115 | 859.2343 | 400.472 | 1950.7214 | 990 | 429.6172 | 990.0001 | 232.2659 | 250 | 137.2396 | 990.0001 | 1884.8115 | 990.0001 | 4288 | 16 | 5 | 2017-05-28 16:00 | WEEKEND | 22.5185 | 2.27 | 415.897 | 403.4201 | 0 | 403.4201 | 2983.7098 | 0 | 0 | NA | 99.46%
| 16 | 6 | 2017-06-28 16:00 | 901.4465 | 1669.9132 | 912.6673 | 462.9743 | 1779.4511 | 843.3905 | 34.7847 | 1503.8224 | 990 | 421.6952 | 962.1209 | 230.3412 | 242.9598 | 204.2389 | 901.4465 | 1779.4511 | 901.4465 | 4289 | 17 | 5 | 2017-05-28 17:00 | WEEKEND | 22.6132 | 2.27 | 40.5577 | 39.341 | 0 | 39.341 | 2983.7098 | 0 | 0 | NA | 99.46%
| 17 | 6 | 2017-06-28 17:00 | 675.455 | 995.1216 | 763.566 | 96.0321 | 1468.5201 | 502.5867 | 3.2672 | 1351.3223 | 990 | 251.2933 | 827.8151 | 199.3222 | 209.0442 | 439.8629 | 675.455 | 1468.5201 | 675.455 | 4290 | 18 | 5 | 2017-05-28 18:00 | WEEKEND | 23.1337 | 2.27 | 8.4077 | 0 | 0 | 0 | 2983.7098 | 0 | 0 | NA | 99.46%
| 18 | 6 | 2017-06-28 18:00 | 132.7061 | 160.3144 | 443.2874 | 32.9039 | 746.8022 | 80.9669 | 15.9586 | 564.5322 | 0 | 40.4834 | 524.6769 | 119.8497 | 132.4942 | 363.5385 | 132.7061 | 746.8022 | 132.7061 | 4291 | 19 | 5 | 2017-05-28 19:00 | WEEKEND | 23.5428 | 2.27 | 21.384 | 20.7425 | 0 | 20.7425 | 2992.1176 | 0 | 0 | NA | 99.74%
| 19 | 6 | 2017-06-28 19:00 | 0 | 0 | 50.222 | 0 | 30.2358 | 0 | 21.6841 | 21.6618 | 0 | 0 | 60.4855 | 13.1031 | 15.2741 | 0 | 0 | 30.2358 | 0 | 4292 | 20 | 5 | 2017-05-28 20:00 | WEEKEND | 23.4204 | 2.27 | 27.2339 | 26.4169 | 0 | 26.4169 | 2992.1176 | 0 | 0 | NA | 99.74%
| 20 | 6 | 2017-06-28 20:00 | 0 | 0 | 0 | 0 | 0 | 0 | 0 | 0 | 0 | 0 | 0 | 0 | 0 | 0 | 0 | 0 | 0 | 4293 | 21 | 5 | 2017-05-28 21:00 | WEEKEND | 24.3946 | 2.27 | 0 | 0 | 0 | 0 | 2992.1176 | 0 | 0 | NA | 99.74%
| 21 | 6 | 2017-06-28 21:00 | 0 | 0 | 0 | 0 | 0 | 0 | 0 | 0 | 0 | 0 | 0 | 0 | 0 | 0 | 0 | 0 | 0 | 4294 | 22 | 5 | 2017-05-28 22:00 | WEEKEND | 25.3299 | 2.27 | 0 | 0 | 0 | 0 | 2992.1176 | 0 | 0 | NA | 99.74%
| 22 | 6 | 2017-06-28 22:00 | 0 | 0 | 0 | 0 | 0 | 0 | 0 | 0 | 0 | 0 | 0 | 0 | 0 | 0 | 0 | 0 | 0 | 4295 | 23 | 5 | 2017-05-28 23:00 | WEEKEND | 26.1426 | 2.27 | 0 | 0 | 0 | 0 | 2992.1176 | 0 | 0 | NA | 99.74%
| 23 | 6 | 2017-06-28 23:00 | 0 | 0 | 0 | 0 | 0 | 0 | 0 | 0 | 0 | 0 | 0 | 0 | 0 | 0 | 0 | 0 | 0 | 4296 | 0 | 5 | 2017-05-29 | WEEKDAY | 23.1309 | 2.27 | 0 | 0 | 0 | 0 | 2992.1176 | 0 | 0 | NA | 99.74%
| 0 | 6 | 2017-06-29 | 0 | 0 | 0 | 0 | 0 | 0 | 0 | 0 | 0 | 0 | 0 | 0 | 0 | 0 | 0 | 0 | 0 | 4297 | 1 | 5 | 2017-05-29 01:00 | WEEKDAY | 22.9333 | 2.27 | 0 | 0 | 0 | 0 | 2992.1176 | 0 | 0 | NA | 99.74%
| 1 | 6 | 2017-06-29 01:00 | 0 | 0 | 0 | 0 | 0 | 0 | 0 | 0 | 0 | 0 | 0 | 0 | 0 | 0 | 0 | 0 | 0 | 4298 | 2 | 5 | 2017-05-29 02:00 | WEEKDAY | 22.2123 | 2.27 | 0 | 0 | 0 | 0 | 2992.1176 | 0 | 0 | NA | 99.74%
| 2 | 6 | 2017-06-29 02:00 | 0 | 0 | 0 | 0 | 0 | 0 | 0 | 0 | 0 | 0 | 0 | 0 | 0 | 0 | 0 | 0 | 0 | 4299 | 3 | 5 | 2017-05-29 03:00 | WEEKDAY | 21.7642 | 2.27 | 0 | 0 | 0 | 0 | 2992.1176 | 0 | 0 | NA | 99.74%
| 3 | 6 | 2017-06-29 03:00 | 0 | 0 | 0 | 0 | 0 | 0 | 0 | 0 | 0 | 0 | 0 | 0 | 0 | 0 | 0 | 0 | 0 | 4300 | 4 | 5 | 2017-05-29 04:00 | WEEKDAY | 21.4218 | 2.27 | 0 | 0 | 0 | 0 | 2992.1176 | 0 | 0 | NA | 99.74%
| 4 | 6 | 2017-06-29 04:00 | 0 | 0 | 0 | 0 | 0 | 0 | 0 | 0 | 0 | 0 | 0 | 0 | 0 | 0 | 0 | 0 | 0 | 4301 | 5 | 5 | 2017-05-29 05:00 | WEEKDAY | 21.5666 | 2.27 | 0 | 0 | 0 | 0 | 2992.1176 | 0 | 0 | NA | 99.74%
| 5 | 6 | 2017-06-29 05:00 | 167.91 | 0 | 0 | 0 | 0 | 0 | 0 | 0 | 0 | 0 | 0 | 1.9186 | 0 | 0 | 167.91 | 0 | 167.91 | 4302 | 6 | 5 | 2017-05-29 06:00 | WEEKDAY | 22.4378 | 2.27 | 0 | 0 | 0 | 0 | 2992.1176 | 0 | 0 | NA | 99.74%
| 6 | 6 | 2017-06-29 06:00 | 686.6203 | 393.6272 | 145.1721 | 260.714 | 126.0167 | 198.8016 | 0 | 200.2171 | 0 | 99.4008 | 173.1227 | 52.5945 | 43.7179 | 54.4996 | 686.6203 | 126.0167 | 686.6203 | 4303 | 7 | 5 | 2017-05-29 07:00 | WEEKDAY | 22.3348 | 2.27 | 1.8409 | 0 | 0 | 0 | 2992.1176 | 0 | 0 | NA | 99.74%
| 7 | 6 | 2017-06-29 07:00 | 924.1691 | 1257.8379 | 539.6998 | 558.6035 | 404.2982 | 635.2717 | 1.1616 | 1038.0261 | 614.3194 | 317.6358 | 573.969 | 46.6565 | 144.9417 | 74.5778 | 924.1691 | 404.2982 | 924.1691 | 4304 | 8 | 5 | 2017-05-29 08:00 | WEEKDAY | 22.1455 | 2.27 | 6.2728 | 6.0846 | 0 | 6.0846 | 2993.9585 | 0 | 0 | NA | 99.8%
| 8 | 6 | 2017-06-29 08:00 | 990.0001 | 711.7956 | 850.2358 | 492.3054 | 1164.9522 | 359.4927 | 4.7567 | 747.2143 | 849.4465 | 179.7464 | 811.2285 | 105.1261 | 204.8557 | 119.3506 | 990.0001 | 1164.9522 | 990.0001 | 4305 | 9 | 5 | 2017-05-29 09:00 | WEEKDAY | 23.6514 | 2.27 | 9.9508 | 9.6522 | 0 | 9.6522 | 2993.9585 | 0 | 0 | NA | 99.8%
| 9 | 6 | 2017-06-29 09:00 | 990.0001 | 1540.7293 | 914.1245 | 853.3903 | 1083.0178 | 778.1461 | 131.742 | 1083.5426 | 933.9703 | 389.0731 | 913.9496 | 156.5724 | 230.7954 | 140.2184 | 990.0001 | 1083.0178 | 990.0001 | 4306 | 10 | 5 | 2017-05-29 10:00 | WEEKDAY | 25.3633 | 2.27 | 139.546 | 135.3596 | 0 | 135.3596 | 2993.9585 | 0 | 0 | NA | 99.8%
| 10 | 6 | 2017-06-29 10:00 | 990.0001 | 1591.8337 | 916.375 | 745.8343 | 1489.9458 | 803.9564 | 505.968 | 1413.126 | 681.1291 | 401.9782 | 825.8152 | 159.9466 | 208.5392 | 244.3432 | 990.0001 | 1489.9458 | 990.0001 | 4307 | 11 | 5 | 2017-05-29 11:00 | WEEKDAY | 25.7613 | 2.27 | 525.391 | 509.6293 | 0 | 509.6293 | 2993.9585 | 0 | 0 | NA | 99.8%
| 11 | 6 | 2017-06-29 11:00 | 990.0001 | 1839.2673 | 873.4568 | 660.6879 | 1810.8884 | 928.9229 | 431.4 | 596.8964 | 723.231 | 464.4614 | 953.1022 | 209.2127 | 240.6824 | 150.8651 | 990.0001 | 1810.8884 | 990.0001 | 4308 | 12 | 5 | 2017-05-29 12:00 | WEEKDAY | 27.1837 | 2.27 | 447.968 | 434.529 | 0 | 434.529 | 2993.9585 | 0 | 0 | NA | 99.8%
| 12 | 6 | 2017-06-29 12:00 | 990.0001 | 1814.1194 | 721.7682 | 864.067 | 1834.7609 | 916.2219 | 278.022 | 629.2259 | 784.4225 | 458.111 | 840.6044 | 195.8281 | 212.2738 | 193.2011 | 990.0001 | 1834.7609 | 990.0001 | 4309 | 13 | 5 | 2017-05-29 13:00 | WEEKDAY | 30.0284 | 2.27 | 289.576 | 280.8887 | 709 | 989.8887 | 2993.9585 | 0 | 0 | NA | 99.8%
| 13 | 6 | 2017-06-29 13:00 | 990.0001 | 1895.3283 | 883.4933 | 804.0852 | 1834.7276 | 957.2365 | 385.261 | 610.307 | 683.4833 | 478.6182 | 950.2658 | 211.9916 | 239.9661 | 432.4186 | 990.0001 | 1834.7276 | 990.0001 | 4310 | 14 | 5 | 2017-05-29 14:00 | WEEKDAY | 41.4157 | 2.27 | 400.212 | 0 | 0 | 0 | 2263.0307 | 0 | 0 | NA | 75.43%
| 14 | 6 | 2017-06-29 14:00 | 990.0001 | 1880.2045 | 870.461 | 673.9294 | 1783.8535 | 949.5983 | 551.981 | 1662.9332 | 990 | 474.7991 | 990.0001 | 215.3363 | 250 | 269.8973 | 990.0001 | 1783.8535 | 990.0001 | 4311 | 15 | 5 | 2017-05-29 15:00 | WEEKDAY | 165.5765 | 2.27 | 573.278 | 556.0797 | 0 | 556.0797 | 2663.2427 | 0 | 0 | NA | 88.77%
| 15 | 6 | 2017-06-29 15:00 | 990.0001 | 1838.0778 | 919.9083 | 270.8754 | 1099.3647 | 928.3221 | 663.586 | 1224.5011 | 990 | 464.1611 | 839.8749 | 194.2185 | 212.0896 | 256.2662 | 990.0001 | 1099.3647 | 990.0001 | 4312 | 16 | 5 | 2017-05-29 16:00 | WEEKDAY | 221.9702 | 2.27 | 689.927 | 669.2292 | 0 | 669.2292 | 2663.2427 | 0 | 0 | NA | 88.77%
| 16 | 6 | 2017-06-29 16:00 | 862.1309 | 1202.1964 | 779.372 | 732.264 | 1057.6693 | 607.1699 | 392.578 | 1376.8951 | 990 | 303.5849 | 910.8017 | 204.9236 | 230.0004 | 147.0555 | 862.1309 | 1057.6693 | 862.1309 | 4313 | 17 | 5 | 2017-05-29 17:00 | WEEKDAY | 223.6848 | 2.27 | 407.809 | 395.5747 | 0 | 395.5747 | 2663.2427 | 0 | 0 | NA | 88.77%
| 17 | 6 | 2017-06-29 17:00 | 626.8578 | 494.6833 | 652.0817 | 585.4755 | 642.0721 | 249.84 | 112.965 | 962.7011 | 990 | 124.92 | 738.2673 | 141.3036 | 186.4311 | 46.1724 | 626.8578 | 642.0721 | 626.8578 | 4314 | 18 | 5 | 2017-05-29 18:00 | WEEKDAY | 70.8456 | 2.27 | 120.349 | 0 | 0 | 0 | 2663.2427 | 0 | 0 | NA | 88.77%
| 18 | 6 | 2017-06-29 18:00 | 112.136 | 252.0283 | 476.6484 | 155.8038 | 344.8297 | 127.287 | 90.1073 | 380.0172 | 633.1355 | 63.6435 | 480.7428 | 91.1499 | 121.3997 | 43.7982 | 112.136 | 344.8297 | 112.136 | 4315 | 19 | 5 | 2017-05-29 19:00 | WEEKDAY | 44.4636 | 2.27 | 97.0099 | 0 | 0 | 0 | 2783.5917 | 0 | 0 | NA | 92.79%
| 19 | 6 | 2017-06-29 19:00 | 0 | 0 | 32.8002 | 0.59561 | 13.4258 | 0 | 249.435 | 12.3246 | 0 | 0 | 50.5076 | 9.5419 | 12.7545 | 0 | 0 | 13.4258 | 0 | 4316 | 20 | 5 | 2017-05-29 20:00 | WEEKDAY | 35.9072 | 2.27 | 260.226 | 252.4192 | 738 | 990.4192 | 2880.6016 | 0 | 0 | NA | 96.02%
| 20 | 6 | 2017-06-29 20:00 | 0 | 0 | 0 | 0 | 0 | 0 | 0 | 0 | 0 | 0 | 0 | 0 | 0 | 0 | 0 | 0 | 0 | 4317 | 21 | 5 | 2017-05-29 21:00 | WEEKDAY | 34.1535 | 2.27 | 0 | 0 | 0 | 0 | 2119.7768 | 0 | 0 | NA | 70.66%
| 21 | 6 | 2017-06-29 21:00 | 0 | 0 | 0 | 0 | 0 | 0 | 0 | 0 | 0 | 0 | 0 | 0 | 0 | 0 | 0 | 0 | 0 | 4318 | 22 | 5 | 2017-05-29 22:00 | WEEKDAY | 37.0762 | 2.27 | 0 | 0 | 0 | 0 | 2119.7768 | 0 | 0 | NA | 70.66%
| 22 | 6 | 2017-06-29 22:00 | 0 | 0 | 0 | 0 | 0 | 0 | 0 | 0 | 0 | 0 | 0 | 0 | 0 | 0 | 0 | 0 | 0 | 4319 | 23 | 5 | 2017-05-29 23:00 | WEEKDAY | 30.1564 | 2.27 | 0 | 0 | 0 | 0 | 2119.7768 | 0 | 0 | NA | 70.66%
| 23 | 6 | 2017-06-29 23:00 | 0 | 0 | 0 | 0 | 0 | 0 | 0 | 0 | 0 | 0 | 0 | 0 | 0 | 0 | 0 | 0 | 0 | 4320 | 0 | 5 | 2017-05-30 | WEEKDAY | 28.9011 | 2.27 | 0 | 0 | 0 | 0 | 2119.7768 | 0 | 0 | NA | 70.66%
| 0 | 6 | 2017-06-30 | 0 | 0 | 0 | 0 | 0 | 0 | 0 | 0 | 0 | 0 | 0 | 0 | 0 | 0 | 0 | 0 | 0 | 4321 | 1 | 5 | 2017-05-30 01:00 | WEEKDAY | 24.3417 | 2.27 | 0 | 0 | 0 | 0 | 2119.7768 | 0 | 0 | NA | 70.66%
| 1 | 6 | 2017-06-30 01:00 | 0 | 0 | 0 | 0 | 0 | 0 | 0 | 0 | 0 | 0 | 0 | 0 | 0 | 0 | 0 | 0 | 0 | 4322 | 2 | 5 | 2017-05-30 02:00 | WEEKDAY | 23.1532 | 2.27 | 0 | 0 | 0 | 0 | 2119.7768 | 0 | 0 | NA | 70.66%
| 2 | 6 | 2017-06-30 02:00 | 0 | 0 | 0 | 0 | 0 | 0 | 0 | 0 | 0 | 0 | 0 | 0 | 0 | 0 | 0 | 0 | 0 | 4323 | 3 | 5 | 2017-05-30 03:00 | WEEKDAY | 22.2374 | 2.27 | 0 | 0 | 0 | 0 | 2119.7768 | 0 | 0 | NA | 70.66%
| 3 | 6 | 2017-06-30 03:00 | 0 | 0 | 0 | 0 | 0 | 0 | 0 | 0 | 0 | 0 | 0 | 0 | 0 | 0 | 0 | 0 | 0 | 4324 | 4 | 5 | 2017-05-30 04:00 | WEEKDAY | 21.8811 | 2.27 | 0 | 0 | 0 | 0 | 2119.7768 | 0 | 0 | NA | 70.66%
| 4 | 6 | 2017-06-30 04:00 | 0 | 0 | 0 | 0 | 0 | 0 | 0 | 0 | 0 | 0 | 0 | 0 | 0 | 0 | 0 | 0 | 0 | 4325 | 5 | 5 | 2017-05-30 05:00 | WEEKDAY | 22.6466 | 2.27 | 0 | 0 | 0 | 0 | 2119.7768 | 0 | 0 | NA | 70.66%
| 5 | 6 | 2017-06-30 05:00 | 217.3151 | 0 | 0 | 0 | 0 | 0 | 0 | 0 | 0 | 0 | 0 | 1.9432 | 0 | 0 | 217.3151 | 0 | 217.3151 | 4326 | 6 | 5 | 2017-05-30 06:00 | WEEKDAY | 23.5011 | 20.45 | 0 | 0 | 0 | 0 | 2119.7768 | 0 | 0 | NA | 70.66%
| 6 | 6 | 2017-06-30 06:00 | 767.9013 | 401.5212 | 201.7246 | 254.2411 | 101.4694 | 202.7885 | 12.9008 | 137.5797 | 0 | 101.3942 | 79.152 | 50.8375 | 19.9879 | 23.1009 | 767.9013 | 101.4694 | 767.9013 | 4327 | 7 | 5 | 2017-05-30 07:00 | WEEKDAY | 24.3027 | 20.45 | 18.2926 | 0 | 0 | 0 | 2119.7768 | 0 | 0 | NA | 70.66%
| 7 | 6 | 2017-06-30 07:00 | 944.7985 | 1322.1556 | 696.0994 | 693.3252 | 663.3231 | 667.7554 | 71.2424 | 811.9357 | 600.8626 | 333.8777 | 206.8175 | 162.2766 | 52.2266 | 39.9351 | 944.7985 | 663.3231 | 944.7985 | 4328 | 8 | 5 | 2017-05-30 08:00 | WEEKDAY | 25.6973 | 20.45 | 77.7712 | 0 | 0 | 0 | 2138.0694 | 0 | 0 | NA | 71.27%
| 8 | 6 | 2017-06-30 08:00 | 990.0001 | 1647.1772 | 899.3785 | 869.4669 | 871.6884 | 831.9077 | 413.143 | 780.7498 | 845.5286 | 415.9538 | 523.5167 | 206.0792 | 132.2012 | 73.2417 | 990.0001 | 871.6884 | 990.0001 | 4329 | 9 | 5 | 2017-05-30 09:00 | WEEKDAY | 31.8432 | 11.33 | 429.09 | 0 | 0 | 0 | 2215.8406 | 0 | 0 | NA | 73.86%
| 9 | 6 | 2017-06-30 09:00 | 990.0001 | 1777.4101 | 982.3591 | 933.1928 | 1762.9956 | 897.6819 | 514.405 | 1475.9099 | 930.229 | 448.8409 | 779.7821 | 227.3285 | 196.9147 | 122.8636 | 990.0001 | 1762.9956 | 990.0001 | 4330 | 10 | 5 | 2017-05-30 10:00 | WEEKDAY | 36.1437 | 11.33 | 534.185 | 518.1594 | 0 | 518.1594 | 2644.9306 | 0 | 0 | NA | 88.16%
| 10 | 6 | 2017-06-30 10:00 | 990.0001 | 1685.5974 | 956.2376 | 928.2205 | 1712.0634 | 851.3118 | 655.78 | 1952.6036 | 948.5368 | 425.6559 | 947.8845 | 237.0276 | 239.3648 | 358.5893 | 990.0001 | 1712.0634 | 990.0001 | 4331 | 11 | 5 | 2017-05-30 11:00 | WEEKDAY | 32.2914 | 11.33 | 681.72 | 661.2684 | 0 | 661.2684 | 2644.9306 | 0 | 0 | NA | 88.16%
| 11 | 6 | 2017-06-30 11:00 | 990.0001 | 1836.065 | 948.9505 | 963.4957 | 1879.6203 | 927.3056 | 422.888 | 1844.292 | 945.0264 | 463.6528 | 981.9476 | 239.1304 | 247.9666 | 696.1164 | 990.0001 | 1879.6203 | 990.0001 | 4332 | 12 | 5 | 2017-05-30 12:00 | WEEKDAY | 27.3674 | 11.33 | 439.146 | 425.9716 | 0 | 425.9716 | 2644.9306 | 0 | 0 | NA | 88.16%
| 12 | 6 | 2017-06-30 12:00 | 990.0001 | 1883.2942 | 958.6438 | 659.4861 | 1798.0253 | 951.1587 | 959.365 | 1647.7165 | 932.979 | 475.5793 | 934.0261 | 242.2708 | 235.8652 | 622.0417 | 990.0001 | 1798.0253 | 990.0001 | 4333 | 13 | 5 | 2017-05-30 13:00 | WEEKDAY | 43.4866 | 11.33 | 1001.87 | 971.8139 | 0 | 971.8139 | 2644.9306 | 0 | 0 | NA | 88.16%
| 13 | 6 | 2017-06-30 13:00 | 960.9264 | 1177.625 | 975.4067 | 759.0395 | 1846.3683 | 594.7601 | 712.076 | 1740.9305 | 928.5519 | 297.3801 | 944.8726 | 250 | 238.6042 | 709.4094 | 960.9264 | 1846.3683 | 960.9264 | 4334 | 14 | 5 | 2017-05-30 14:00 | WEEKDAY | 59.848 | 1.96 | 740.709 | 718.4877 | 0 | 718.4877 | 2644.9306 | 0 | 0 | NA | 88.16%
| 14 | 6 | 2017-06-30 14:00 | 990.0001 | 1867.3064 | 957.4314 | 719.1156 | 1457.6264 | 943.0841 | 298.634 | 1729.3653 | 990 | 471.542 | 906.9154 | 250 | 229.019 | 773.8348 | 990.0001 | 1457.6264 | 990.0001 | 4335 | 15 | 5 | 2017-05-30 15:00 | WEEKDAY | 142.0058 | 1.96 | 310.777 | 0 | 970 | 970 | 2644.9306 | 0 | 0 | NA | 88.16%
| 15 | 6 | 2017-06-30 15:00 | 975.6959 | 1792.3182 | 933.6947 | 903.5444 | 895.1693 | 905.2112 | 953.868 | 1418.4255 | 990 | 452.6056 | 917.2107 | 246.068 | 231.6189 | 652.7035 | 975.6959 | 895.1693 | 975.6959 | 4336 | 16 | 5 | 2017-05-30 16:00 | WEEKDAY | 159.141 | 1.96 | 996.033 | 0 | 0 | 0 | 1955.7076 | 0 | 0 | NA | 65.19%
| 16 | 6 | 2017-06-30 16:00 | 894.8457 | 956.0642 | 723.5903 | 826.2056 | 1373.3826 | 482.8607 | 941.665 | 1298.0793 | 990 | 241.4304 | 841.1638 | 231.0404 | 212.4151 | 613.4582 | 894.8457 | 1373.3826 | 894.8457 | 4337 | 17 | 5 | 2017-05-30 17:00 | WEEKDAY | 113.7811 | 19.93 | 983.103 | 953.6099 | 0 | 953.6099 | 2951.7406 | 0 | 0 | NA | 98.39%
| 17 | 6 | 2017-06-30 17:00 | 684.3715 | 1381.1236 | 514.4076 | 594.2133 | 929.2515 | 697.5372 | 584.283 | 1104.7983 | 990 | 348.7686 | 713.2298 | 200.4782 | 180.1085 | 110.0269 | 684.3715 | 929.2515 | 684.3715 | 4338 | 18 | 5 | 2017-05-30 18:00 | WEEKDAY | 39.7873 | 19.93 | 606.992 | 588.7822 | 0 | 588.7822 | 2951.7406 | 0 | 0 | NA | 98.39%
| 18 | 6 | 2017-06-30 18:00 | 148.3605 | 627.595 | 484.1437 | 170.0528 | 571.3588 | 316.9672 | 523.499 | 270.8122 | 0 | 158.4836 | 405.1311 | 124.1709 | 102.3058 | 15.9728 | 148.3605 | 571.3588 | 148.3605 | 4339 | 19 | 5 | 2017-05-30 19:00 | WEEKDAY | 32.6672 | 19.93 | 543.665 | 527.3551 | 0 | 527.3551 | 2951.7406 | 0 | 0 | NA | 98.39%
| 19 | 6 | 2017-06-30 19:00 | 0 | 13.1675 | 66.6224 | 0 | 18.5111 | 6.6502 | 29.8899 | 12.9907 | 169.4173 | 3.3251 | 38.8204 | 13.7494 | 9.8031 | 0 | 0 | 18.5111 | 0 | 4340 | 20 | 5 | 2017-05-30 20:00 | WEEKDAY | 29.2073 | 12.08 | 35.602 | 0 | 0 | 0 | 2951.7406 | 0 | 0 | NA | 98.39%
| 20 | 6 | 2017-06-30 20:00 | 0 | 0 | 0 | 0 | 0 | 0 | 0 | 0 | 0 | 0 | 0 | 0 | 0 | 0 | 0 | 0 | 0 | 4341 | 21 | 5 | 2017-05-30 21:00 | WEEKDAY | 25.1322 | 12.08 | 0 | 0 | 0 | 0 | 2987.3426 | 0 | 0 | NA | 99.58%
| 21 | 6 | 2017-06-30 21:00 | 0 | 0 | 0 | 0 | 0 | 0 | 0 | 0 | 0 | 0 | 0 | 0 | 0 | 0 | 0 | 0 | 0 | 4342 | 22 | 5 | 2017-05-30 22:00 | WEEKDAY | 23.9492 | 12.08 | 0 | 0 | 0 | 0 | 2987.3426 | 0 | 0 | NA | 99.58%
| 22 | 6 | 2017-06-30 22:00 | 0 | 0 | 0 | 0 | 0 | 0 | 0 | 0 | 0 | 0 | 0 | 0 | 0 | 0 | 0 | 0 | 0 | 4343 | 23 | 5 | 2017-05-30 23:00 | WEEKDAY | 32.0019 | 2.27 | 0 | 0 | 0 | 0 | 2987.3426 | 0 | 0 | NA | 99.58%
| 23 | 6 | 2017-06-30 23:00 | 0 | 0 | 0 | 0 | 0 | 0 | 0 | 0 | 0 | 0 | 0 | 0 | 0 | 0 | 0 | 0 | 0 | 4344 | 0 | 5 | 2017-05-31 | WEEKDAY | 22.2736 | 2.27 | 0 | 0 | 0 | 0 | 2987.3426 | 0 | 0 | NA | 99.58%
| 0 | 7 | 2017-07-01 | 0 | 0 | 0 | 0 | 0 | 0 | 0 | 0 | 0 | 0 | 0 | 0 | 0 | 0 | 0 | 0 | 0 | 4345 | 1 | 5 | 2017-05-31 01:00 | WEEKDAY | 20.2333 | 2.27 | 0 | 0 | 0 | 0 | 2987.3426 | 0 | 0 | NA | 99.58%
| 1 | 7 | 2017-07-01 01:00 | 0 | 0 | 0 | 0 | 0 | 0 | 0 | 0 | -40 | 0 | 0 | 0 | 0 | 0 | 0 | 0 | 0 | 4346 | 2 | 5 | 2017-05-31 02:00 | WEEKDAY | 21.3801 | 2.27 | 0 | 0 | 0 | 0 | 2987.3426 | 0 | 0 | NA | 99.58%
| 2 | 7 | 2017-07-01 02:00 | 0 | 0 | 0 | 0 | 0 | 0 | 0 | 0 | 0 | 0 | 0 | 0 | 0 | 0 | 0 | 0 | 0 | 4347 | 3 | 5 | 2017-05-31 03:00 | WEEKDAY | 21.7141 | 2.27 | 0 | 0 | 0 | 0 | 2987.3426 | 0 | 0 | NA | 99.58%
| 3 | 7 | 2017-07-01 03:00 | 0 | 0 | 0 | 0 | 0 | 0 | 0 | 0 | 0 | 0 | 0 | 0 | 0 | 0 | 0 | 0 | 0 | 4348 | 4 | 5 | 2017-05-31 04:00 | WEEKDAY | 21.163 | 2.27 | 0 | 0 | 0 | 0 | 2987.3426 | 0 | 0 | NA | 99.58%
| 4 | 7 | 2017-07-01 04:00 | 0 | 0 | 0 | 0 | 0 | 0 | 0 | 0 | 0 | 0 | 0 | 0 | 0 | 0 | 0 | 0 | 0 | 4349 | 5 | 5 | 2017-05-31 05:00 | WEEKDAY | 21.7029 | 2.27 | 0 | 0 | 0 | 0 | 2987.3426 | 0 | 0 | NA | 99.58%
| 5 | 7 | 2017-07-01 05:00 | 196.0399 | 0 | 0 | 0 | 8.6361 | 0 | 0 | 5.6421 | 0 | 0 | 0 | 1.1203 | 0 | 8.6482 | 196.0399 | 8.6361 | 196.0399 | 4350 | 6 | 5 | 2017-05-31 06:00 | WEEKDAY | 23.0418 | 20.45 | 0 | 0 | 0 | 0 | 2987.3426 | 0 | 0 | NA | 99.58%
| 6 | 7 | 2017-07-01 06:00 | 723.754 | 34.6591 | 133.6089 | 195.72 | 344.4158 | 17.5046 | 0 | 608.4194 | 83.9288 | 8.7523 | 174.9113 | 53.3241 | 44.1695 | 342.5745 | 723.754 | 344.4158 | 723.754 | 4351 | 7 | 5 | 2017-05-31 07:00 | WEEKDAY | 23.4037 | 20.45 | 3.8418 | 0 | 0 | 0 | 2987.3426 | 0 | 0 | NA | 99.58%
| 7 | 7 | 2017-07-01 07:00 | 916.4741 | 166.3716 | 590.3634 | 534.7952 | 682.6507 | 84.0261 | 39.2881 | 1381.6827 | 586.8548 | 42.013 | 669.3929 | 165.3007 | 169.0386 | 731.6162 | 916.4741 | 682.6507 | 916.4741 | 4352 | 8 | 5 | 2017-05-31 08:00 | WEEKDAY | 24.03 | 20.45 | 45.1941 | 43.8383 | 0 | 43.8383 | 2991.1844 | 0 | 0 | NA | 99.71%
| 8 | 7 | 2017-07-01 08:00 | 979.959 | 661.7487 | 715.9978 | 808.4245 | 1502.0155 | 334.2165 | 273.876 | 1671.44 | 824.5466 | 167.1082 | 871.1121 | 215.4699 | 219.9778 | 862.1388 | 979.959 | 1502.0155 | 979.959 | 4353 | 9 | 5 | 2017-05-31 09:00 | WEEKDAY | 24.8984 | 11.33 | 285.365 | 276.8041 | 0 | 276.8041 | 2991.1844 | 0 | 0 | NA | 99.71%
| 9 | 7 | 2017-07-01 09:00 | 990.0001 | 1218.6207 | 960.215 | 846.7386 | 1061.6338 | 615.465 | 516.112 | 1811.4735 | 910.1568 | 307.7325 | 988.0579 | 237.8564 | 249.5096 | 431.8884 | 990.0001 | 1061.6338 | 990.0001 | 4354 | 10 | 5 | 2017-05-31 10:00 | WEEKDAY | 25.4885 | 11.33 | 535.979 | 519.8996 | 0 | 519.8996 | 2991.1844 | 0 | 0 | NA | 99.71%
| 10 | 7 | 2017-07-01 10:00 | 990.0001 | 1964.0163 | 977.6091 | 744.8053 | 1717.1179 | 991.9274 | 234.95 | 1860.0481 | 933.5425 | 495.9637 | 990.0001 | 244.8562 | 250 | 455.0036 | 990.0001 | 1717.1179 | 990.0001 | 4355 | 11 | 5 | 2017-05-31 11:00 | WEEKDAY | 28.3221 | 11.33 | 245.321 | 237.9614 | 0 | 237.9614 | 2991.1844 | 0 | 0 | NA | 99.71%
| 11 | 7 | 2017-07-01 11:00 | 990.0001 | 1908.3426 | 978.0522 | 787.5448 | 1713.2023 | 963.8094 | 311.935 | 1915.209 | 909.4216 | 481.9047 | 990.0001 | 248.1738 | 250 | 663.5427 | 990.0001 | 1713.2023 | 990.0001 | 4356 | 12 | 5 | 2017-05-31 12:00 | WEEKDAY | 31.3784 | 11.33 | 324.522 | 314.7863 | 0 | 314.7863 | 2991.1844 | 0 | 0 | NA | 99.71%
| 12 | 7 | 2017-07-01 12:00 | 984.6179 | 1980.0001 | 960.8249 | 763.8594 | 1980.0001 | 1000.0001 | 507.599 | 1741.4382 | 900.2909 | 500 | 985.1757 | 247.7366 | 248.7817 | 743.7923 | 984.6179 | 1980.0001 | 984.6179 | 4357 | 13 | 5 | 2017-05-31 13:00 | WEEKDAY | 31.8015 | 11.33 | 527.077 | 511.2647 | 0 | 511.2647 | 2991.1844 | 0 | 0 | NA | 99.71%
| 13 | 7 | 2017-07-01 13:00 | 981.8855 | 1980.0001 | 982.1802 | 781.8221 | 1791.2262 | 1000.0001 | 508.288 | 1893.9887 | 897.6962 | 500 | 978.6333 | 246.9115 | 247.1296 | 990.0001 | 981.8855 | 1791.2262 | 981.8855 | 4358 | 14 | 5 | 2017-05-31 14:00 | WEEKDAY | 34.4319 | 1.96 | 527.788 | 511.9544 | 0 | 511.9544 | 2991.1844 | 0 | 0 | NA | 99.71%
| 14 | 7 | 2017-07-01 14:00 | 950.2691 | 1884.7349 | 929.3304 | 918.1592 | 1881.5322 | 951.8863 | 466.794 | 1831.1304 | 900.0921 | 475.9432 | 972.9776 | 241.5673 | 245.7014 | 985.7861 | 950.2691 | 1881.5322 | 950.2691 | 4359 | 15 | 5 | 2017-05-31 15:00 | WEEKDAY | 55.3833 | 1.96 | 484.679 | 470.1386 | 520 | 990.1386 | 2991.1844 | 0 | 0 | NA | 99.71%
| 15 | 7 | 2017-07-01 15:00 | 938.8956 | 1817.8144 | 890.2276 | 830.9829 | 1882.8486 | 918.0881 | 434.906 | 1816.7078 | 899.6993 | 459.044 | 942.3508 | 238.5128 | 237.9674 | 971.6434 | 938.8956 | 1882.8486 | 938.8956 | 4360 | 16 | 5 | 2017-05-31 16:00 | WEEKDAY | 84.0589 | 1.96 | 451.608 | 0 | 0 | 0 | 2455.1019 | 0 | 0 | NA | 81.84%
| 16 | 7 | 2017-07-01 16:00 | 862.7719 | 1808.0104 | 640.8134 | 740.6544 | 1789.7309 | 913.1366 | 350.527 | 1717.0762 | 628.0042 | 456.5683 | 914.6426 | 221.8565 | 230.9704 | 911.2427 | 862.7719 | 1789.7309 | 862.7719 | 4361 | 17 | 5 | 2017-05-31 17:00 | WEEKDAY | 84.4347 | 19.93 | 364.327 | 353.3972 | 0 | 353.3972 | 2906.7099 | 0 | 0 | NA | 96.89%
| 17 | 7 | 2017-07-01 17:00 | 649.3789 | 1532.1396 | 794.7002 | 655.1894 | 1378.7156 | 773.8079 | 610.274 | 1146.5847 | 826.3275 | 386.9039 | 784.5233 | 184.0989 | 198.112 | 783.9751 | 649.3789 | 1378.7156 | 649.3789 | 4362 | 18 | 5 | 2017-05-31 18:00 | WEEKDAY | 66.534 | 19.93 | 634.124 | 615.1003 | 0 | 615.1003 | 2906.7099 | 0 | 0 | NA | 96.89%
| 18 | 7 | 2017-07-01 18:00 | 131.8131 | 843.6315 | 592.0251 | 266.5152 | 764.3164 | 426.0765 | 461.123 | 835.9734 | 614.7918 | 213.0383 | 458.6721 | 104.3877 | 115.8263 | 389.1824 | 131.8131 | 764.3164 | 131.8131 | 4363 | 19 | 5 | 2017-05-31 19:00 | WEEKDAY | 42.3315 | 19.93 | 478.854 | 464.4884 | 0 | 464.4884 | 2906.7099 | 0 | 0 | NA | 96.89%
| 19 | 7 | 2017-07-01 19:00 | 0 | 47.1578 | 81.6664 | 5.4656 | 53.6405 | 23.8171 | 12.2566 | 48.009 | 165.1396 | 11.9085 | 45.5802 | 9.8888 | 11.5101 | 20.7138 | 0 | 53.6405 | 0 | 4364 | 20 | 5 | 2017-05-31 20:00 | WEEKDAY | 27.2783 | 12.08 | 17.6144 | 0 | 0 | 0 | 2906.7099 | 0 | 0 | NA | 96.89%
| 20 | 7 | 2017-07-01 20:00 | 0 | 0 | 0 | 0 | 0 | 0 | 0 | 0 | 0 | 0 | 0 | 0 | 0 | 0 | 0 | 0 | 0 | 4365 | 21 | 5 | 2017-05-31 21:00 | WEEKDAY | 24.2972 | 12.08 | 0 | 0 | 0 | 0 | 2924.3243 | 0 | 0 | NA | 97.48%
| 21 | 7 | 2017-07-01 21:00 | 0 | 0 | 0 | 0 | 0 | 0 | 0 | 0 | 0 | 0 | 0 | 0 | 0 | 0 | 0 | 0 | 0 | 4366 | 22 | 5 | 2017-05-31 22:00 | WEEKDAY | 24.1524 | 12.08 | 0 | 0 | 0 | 0 | 2924.3243 | 0 | 0 | NA | 97.48%
| 22 | 7 | 2017-07-01 22:00 | 0 | 0 | 0 | 0 | 0 | 0 | 0 | 0 | 0 | 0 | 0 | 0 | 0 | 0 | 0 | 0 | 0 | 4367 | 23 | 5 | 2017-05-31 23:00 | WEEKDAY | 23.8629 | 2.27 | 0 | 0 | 0 | 0 | 2924.3243 | 0 | 0 | NA | 97.48%
| 23 | 7 | 2017-07-01 23:00 | 0 | 0 | 0 | 0 | 0 | 0 | 0 | 0 | 0 | 0 | 0 | 0 | 0 | 0 | 0 | 0 | 0 | 4368 | 0 | 6 | 2017-06-01 | WEEKDAY | 23.7767 | 2.3 | 0 | 0 | 0 | 0 | 2924.3243 | 0 | 0 | NA | 97.48%
| 0 | 7 | 2017-07-02 | 0 | 0 | 0 | 0 | 0 | 0 | 0 | 0 | 0 | 0 | 0 | 0 | 0 | 0 | 0 | 0 | 0 | 4369 | 1 | 6 | 2017-06-01 01:00 | WEEKDAY | 23.0502 | 2.3 | 0 | 0 | 0 | 0 | 2924.3243 | 0 | 0 | NA | 97.48%
| 1 | 7 | 2017-07-02 01:00 | 0 | 0 | 0 | 0 | 0 | 0 | 0 | 0 | 0 | 0 | 0 | 0 | 0 | 0 | 0 | 0 | 0 | 4370 | 2 | 6 | 2017-06-01 02:00 | WEEKDAY | 22.5324 | 2.3 | 0 | 0 | 0 | 0 | 2924.3243 | 0 | 0 | NA | 97.48%
| 2 | 7 | 2017-07-02 02:00 | 0 | 0 | 0 | 0 | 0 | 0 | 0 | 0 | 0 | 0 | 0 | 0 | 0 | 0 | 0 | 0 | 0 | 4371 | 3 | 6 | 2017-06-01 03:00 | WEEKDAY | 22.2179 | 2.3 | 0 | 0 | 0 | 0 | 2924.3243 | 0 | 0 | NA | 97.48%
| 3 | 7 | 2017-07-02 03:00 | 0 | 0 | 0 | 0 | 0 | 0 | 0 | 0 | 0 | 0 | 0 | 0 | 0 | 0 | 0 | 0 | 0 | 4372 | 4 | 6 | 2017-06-01 04:00 | WEEKDAY | 22.2931 | 2.3 | 0 | 0 | 0 | 0 | 2924.3243 | 0 | 0 | NA | 97.48%
| 4 | 7 | 2017-07-02 04:00 | 0 | 0 | 0 | 0 | 0 | 0 | 0 | 0 | 0 | 0 | 0 | 0 | 0 | 0 | 0 | 0 | 0 | 4373 | 5 | 6 | 2017-06-01 05:00 | WEEKDAY | 22.6911 | 2.3 | 0 | 0 | 0 | 0 | 2924.3243 | 0 | 0 | NA | 97.48%
| 5 | 7 | 2017-07-02 05:00 | 201.1132 | 0 | 0 | 0 | 4.079 | 0 | 0 | 0.90266 | 0 | 0 | 0 | 0.79433 | 0 | 4.5862 | 201.1132 | 4.079 | 201.1132 | 4374 | 6 | 6 | 2017-06-01 06:00 | WEEKDAY | 23.412 | 2.05 | 0 | 0 | 0 | 0 | 2924.3243 | 0 | 0 | NA | 97.48%
| 6 | 7 | 2017-07-02 06:00 | 725.7577 | 91.4369 | 188.844 | 224.4418 | 134.9188 | 46.1803 | 257.287 | 542.6678 | 72.7294 | 23.0901 | 217.1562 | 53.121 | 54.8374 | 130.5814 | 725.7577 | 134.9188 | 725.7577 | 4375 | 7 | 6 | 2017-06-01 07:00 | WEEKDAY | 23.373 | 2.05 | 268.322 | 260.2723 | 0 | 260.2723 | 2924.3243 | 0 | 0 | NA | 97.48%
| 7 | 7 | 2017-07-02 07:00 | 910.5047 | 702.8837 | 687.3521 | 520.8995 | 523.9795 | 354.9918 | 169.236 | 1381.7065 | 415.7536 | 177.4959 | 512.3356 | 167.044 | 129.3777 | 324.7115 | 910.5047 | 523.9795 | 910.5047 | 4376 | 8 | 6 | 2017-06-01 08:00 | WEEKDAY | 23.3229 | 2.05 | 177.95 | 172.6115 | 0 | 172.6115 | 2924.3243 | 0 | 0 | NA | 97.48%
| 8 | 7 | 2017-07-02 08:00 | 990.0001 | 638.3387 | 878.2025 | 795.058 | 1483.9208 | 322.3933 | 705.91 | 1614.3996 | 827.7961 | 161.1966 | 865.9875 | 216.9288 | 218.6837 | 598.8076 | 990.0001 | 1483.9208 | 990.0001 | 4377 | 9 | 6 | 2017-06-01 09:00 | WEEKDAY | 23.4621 | 1.95 | 734.368 | 712.337 | 0 | 712.337 | 2924.3243 | 0 | 0 | NA | 97.48%
| 9 | 7 | 2017-07-02 09:00 | 990.0001 | 1668.0187 | 951.9631 | 867.8419 | 1638.9056 | 842.4337 | 531.242 | 1857.5968 | 912.3539 | 421.2168 | 914.1573 | 239.2927 | 230.8478 | 574.0267 | 990.0001 | 1638.9056 | 990.0001 | 4378 | 10 | 6 | 2017-06-01 10:00 | WEEKDAY | 23.2394 | 1.95 | 551.741 | 535.1888 | 0 | 535.1888 | 2924.3243 | 0 | 0 | NA | 97.48%
| 10 | 7 | 2017-07-02 10:00 | 990.0001 | 1868.8758 | 971.2651 | 907.7835 | 1718.405 | 943.8767 | 812.39 | 1867.6119 | 933.6085 | 471.9383 | 955.1097 | 250 | 241.1893 | 968.9764 | 990.0001 | 1718.405 | 990.0001 | 4379 | 11 | 6 | 2017-06-01 11:00 | WEEKDAY | 23.8769 | 1.95 | 846.353 | 820.9624 | 0 | 820.9624 | 2924.3243 | 0 | 0 | NA | 97.48%
| 11 | 7 | 2017-07-02 11:00 | 990.0001 | 1828.6309 | 978.0885 | 953.0449 | 1944.8721 | 923.5509 | 839.313 | 1818.1425 | 933.4882 | 461.7755 | 932.5347 | 250 | 235.4886 | 961.6415 | 990.0001 | 1944.8721 | 990.0001 | 4380 | 12 | 6 | 2017-06-01 12:00 | WEEKDAY | 25.5191 | 1.95 | 874.754 | 848.5114 | 0 | 848.5114 | 2924.3243 | 0 | 0 | NA | 97.48%
| 12 | 7 | 2017-07-02 12:00 | 990.0001 | 1667.1419 | 961.4949 | 943.3526 | 1878.403 | 841.9909 | 776.642 | 1812.3884 | 925.9009 | 420.9954 | 861.7644 | 248.5166 | 217.6173 | 951.7418 | 990.0001 | 1878.403 | 990.0001 | 4381 | 13 | 6 | 2017-06-01 13:00 | WEEKDAY | 30.432 | 1.95 | 808.646 | 784.3866 | 0 | 784.3866 | 2924.3243 | 0 | 0 | NA | 97.48%
| 13 | 7 | 2017-07-02 13:00 | 974.1288 | 1851.6451 | 936.2337 | 877.4079 | 1330.6953 | 935.1743 | 622.512 | 1581.3211 | 924.5623 | 467.5872 | 914.6056 | 249.3281 | 230.961 | 929.4089 | 974.1288 | 1330.6953 | 974.1288 | 4382 | 14 | 6 | 2017-06-01 14:00 | WEEKDAY | 32.5642 | 0 | 646.913 | 627.5056 | 0 | 627.5056 | 2924.3243 | 0 | 0 | NA | 97.48%
| 14 | 7 | 2017-07-02 14:00 | 967.8462 | 1873.6718 | 940.7098 | 744.657 | 1658.8774 | 946.2989 | 851.641 | 1809.5569 | 932.1467 | 473.1494 | 970.8009 | 245.4021 | 245.1517 | 965.9757 | 967.8462 | 1658.8774 | 967.8462 | 4383 | 15 | 6 | 2017-06-01 15:00 | WEEKDAY | 34.0311 | 0 | 887.775 | 861.1418 | 128.8582 | 990 | 2924.3243 | 0 | 0 | NA | 97.48%
| 15 | 7 | 2017-07-02 15:00 | 957.3074 | 1809.3509 | 922.6325 | 810.0931 | 1797.0072 | 913.8136 | 748.067 | 1889.1341 | 934.3079 | 456.9068 | 962.3472 | 231.0151 | 243.017 | 931.5928 | 957.3074 | 1797.0072 | 957.3074 | 4384 | 16 | 6 | 2017-06-01 16:00 | WEEKDAY | 35.1111 | 0 | 778.582 | 755.2245 | 234.7755 | 990 | 2791.4808 | 0 | 0 | NA | 93.05%
| 16 | 7 | 2017-07-02 16:00 | 852.6364 | 1607.7622 | 882.6161 | 725.5256 | 1368.3375 | 812.0011 | 733.042 | 1662.7628 | 746.2947 | 406.0006 | 894.4534 | 185.8708 | 225.8721 | 883.2157 | 852.6364 | 1368.3375 | 852.6364 | 4385 | 17 | 6 | 2017-06-01 17:00 | WEEKDAY | 33.5245 | 0 | 762.792 | 739.9082 | 250.0918 | 990 | 2549.4442 | 0 | 0 | NA | 84.98%
| 17 | 7 | 2017-07-02 17:00 | 626.8622 | 1410.2122 | 725.5585 | 545.3733 | 978.2487 | 712.2284 | 698.001 | 1345.5722 | 841.7233 | 356.1142 | 773.2298 | 157.7947 | 195.26 | 712.5067 | 626.8622 | 978.2487 | 626.8622 | 4386 | 18 | 6 | 2017-06-01 18:00 | WEEKDAY | 29.5663 | 0 | 726.043 | 704.2617 | 285.7383 | 990 | 2291.6177 | 0 | 0 | NA | 76.39%
| 18 | 7 | 2017-07-02 18:00 | 113.2055 | 728.7322 | 544.4959 | 181.5653 | 330.9557 | 368.0466 | 211.045 | 336.263 | 616.9258 | 184.0233 | 482.2362 | 11.6242 | 121.7768 | 372.0997 | 113.2055 | 330.9557 | 113.2055 | 4387 | 19 | 6 | 2017-06-01 19:00 | WEEKDAY | 28.8426 | 0 | 220.785 | 0 | 0 | 0 | 1997.0421 | 0 | 0 | NA | 66.57%
| 19 | 7 | 2017-07-02 19:00 | 0 | 34.7637 | 81.4221 | 4.0432 | 23.2706 | 17.5574 | 220.992 | 27.5733 | 161.3537 | 8.7787 | 44.8585 | 7.4116 | 11.3279 | 20.6237 | 0 | 23.2706 | 0 | 4388 | 20 | 6 | 2017-06-01 20:00 | WEEKDAY | 25.7251 | 2.06 | 231.005 | 0 | 0 | 0 | 2217.8271 | 0 | 0 | NA | 73.93%
| 20 | 7 | 2017-07-02 20:00 | 0 | 0 | 0 | 0 | 0 | 0 | 0 | 0 | 0 | 0 | 0 | 0 | 0 | 0 | 0 | 0 | 0 | 4389 | 21 | 6 | 2017-06-01 21:00 | WEEKDAY | 23.5707 | 2.06 | 0 | 0 | 0 | 0 | 2448.8321 | 0 | 0 | NA | 81.63%
| 21 | 7 | 2017-07-02 21:00 | 0 | 0 | 0 | 0 | 0 | 0 | 0 | 0 | 0 | 0 | 0 | 0 | 0 | 0 | 0 | 0 | 0 | 4390 | 22 | 6 | 2017-06-01 22:00 | WEEKDAY | 23.6514 | 2.06 | 0 | 0 | 0 | 0 | 2448.8321 | 0 | 0 | NA | 81.63%
| 22 | 7 | 2017-07-02 22:00 | 0 | 0 | 0 | 0 | 0 | 0 | 0 | 0 | 0 | 0 | 0 | 0 | 0 | 0 | 0 | 0 | 0 | 4391 | 23 | 6 | 2017-06-01 23:00 | WEEKDAY | 23.6458 | 2.3 | 0 | 0 | 0 | 0 | 2448.8321 | 0 | 0 | NA | 81.63%
| 23 | 7 | 2017-07-02 23:00 | 0 | 0 | 0 | 0 | 0 | 0 | 0 | 0 | 0 | 0 | 0 | 0 | 0 | 0 | 0 | 0 | 0 | 4392 | 0 | 6 | 2017-06-02 | WEEKDAY | 23.245 | 2.3 | 0 | 0 | 0 | 0 | 2448.8321 | 0 | 0 | NA | 81.63%
| 0 | 7 | 2017-07-03 | 0 | 0 | 0 | 0 | 0 | 0 | 0 | 0 | 0 | 0 | 0 | 0 | 0 | 0 | 0 | 0 | 0 | 4393 | 1 | 6 | 2017-06-02 01:00 | WEEKDAY | 23.014 | 2.3 | 0 | 0 | -500 | -500 | 2448.8321 | 0 | 0 | NA | 81.63%
| 1 | 7 | 2017-07-03 01:00 | 0 | 0 | 0 | 0 | 0 | 0 | 0 | 0 | 0 | 0 | 0 | 0 | 0 | 0 | 0 | 0 | 0 | 4394 | 2 | 6 | 2017-06-02 02:00 | WEEKDAY | 22.5547 | 2.3 | 0 | 0 | 0 | 0 | 2933.8321 | 0 | 0 | NA | 97.79%
| 2 | 7 | 2017-07-03 02:00 | 0 | 0 | 0 | 0 | 0 | 0 | 0 | 0 | 0 | 0 | 0 | 0 | 0 | 0 | 0 | 0 | 0 | 4395 | 3 | 6 | 2017-06-02 03:00 | WEEKDAY | 21.9618 | 2.3 | 0 | 0 | 0 | 0 | 2933.8321 | 0 | 0 | NA | 97.79%
| 3 | 7 | 2017-07-03 03:00 | 0 | 0 | 0 | 0 | 0 | 0 | 0 | 0 | 0 | 0 | 0 | 0 | 0 | 0 | 0 | 0 | 0 | 4396 | 4 | 6 | 2017-06-02 04:00 | WEEKDAY | 21.9395 | 2.3 | 0 | 0 | 0 | 0 | 2933.8321 | 0 | 0 | NA | 97.79%
| 4 | 7 | 2017-07-03 04:00 | 0 | 0 | 0 | 0 | 0 | 0 | 0 | 0 | 0 | 0 | 0 | 0 | 0 | 0 | 0 | 0 | 0 | 4397 | 5 | 6 | 2017-06-02 05:00 | WEEKDAY | 23.1392 | 2.3 | 0 | 0 | 0 | 0 | 2933.8321 | 0 | 0 | NA | 97.79%
| 5 | 7 | 2017-07-03 05:00 | 196.4355 | 0 | 0 | 0 | 0 | 0 | 0 | 0 | 0 | 0 | 0 | 1.0806 | 0 | 13.1896 | 196.4355 | 0 | 196.4355 | 4398 | 6 | 6 | 2017-06-02 06:00 | WEEKDAY | 23.5818 | 2.05 | 0 | 0 | 0 | 0 | 2933.8321 | 0 | 0 | NA | 97.79%
| 6 | 7 | 2017-07-03 06:00 | 728.7912 | 30.66 | 192.0278 | 45.3151 | 125.8666 | 15.4848 | 0 | 467.765 | 20.4867 | 7.7424 | 227.4749 | 38.9254 | 57.4432 | 365.215 | 728.7912 | 125.8666 | 728.7912 | 4399 | 7 | 6 | 2017-06-02 07:00 | WEEKDAY | 23.6375 | 2.05 | 1.1882 | 0 | 0 | 0 | 2933.8321 | 0 | 0 | NA | 97.79%
| 7 | 7 | 2017-07-03 07:00 | 921.9877 | 124.1571 | 689.4444 | 196.6329 | 1373.7744 | 62.7056 | 460.983 | 1261.9025 | 405.9072 | 31.3528 | 634.5988 | 162.0192 | 160.2522 | 778.8769 | 921.9877 | 1373.7744 | 921.9877 | 4400 | 8 | 6 | 2017-06-02 08:00 | WEEKDAY | 23.9158 | 2.05 | 478.737 | 464.3749 | 0 | 464.3749 | 2935.0203 | 0 | 0 | NA | 97.83%
| 8 | 7 | 2017-07-03 08:00 | 971.2202 | 1814.9904 | 853.3311 | 150.9897 | 1676.9674 | 916.6618 | 305.868 | 1640.0777 | 835.2932 | 458.3309 | 824.6839 | 120.8403 | 208.2535 | 920.1919 | 971.2202 | 1676.9674 | 971.2202 | 4401 | 9 | 6 | 2017-06-02 09:00 | WEEKDAY | 26.3514 | 1.95 | 318.297 | 308.7481 | 0 | 308.7481 | 2935.0203 | 0 | 0 | NA | 97.83%
| 9 | 7 | 2017-07-03 09:00 | 990.0001 | 1953.0953 | 943.071 | 903.2654 | 1845.9836 | 986.4117 | 534.503 | 1734.9441 | 904.4028 | 493.2059 | 938.4451 | 122.6077 | 236.9811 | 925.4372 | 990.0001 | 1845.9836 | 990.0001 | 4402 | 10 | 6 | 2017-06-02 10:00 | WEEKDAY | 27.7988 | 1.95 | 555.108 | 538.4548 | 0 | 538.4548 | 2935.0203 | 0 | 0 | NA | 97.83%
| 10 | 7 | 2017-07-03 10:00 | 990.0001 | 1980.0001 | 959.8814 | 937.9725 | 1968.9892 | 1000.0001 | 847.833 | 1811.6547 | 919.9771 | 500 | 953.8879 | 235.464 | 240.8808 | 933.7468 | 990.0001 | 1968.9892 | 990.0001 | 4403 | 11 | 6 | 2017-06-02 11:00 | WEEKDAY | 29.1906 | 1.95 | 883.752 | 857.2394 | 0 | 857.2394 | 2935.0203 | 0 | 0 | NA | 97.83%
| 11 | 7 | 2017-07-03 11:00 | 990.0001 | 1980.0001 | 972.9437 | 988.1122 | 1527.1431 | 1000.0001 | 869.742 | 1735.1984 | 915.6237 | 500 | 788.0296 | 199.2379 | 198.9974 | 975.4921 | 990.0001 | 1527.1431 | 990.0001 | 4404 | 12 | 6 | 2017-06-02 12:00 | WEEKDAY | 30.4264 | 1.95 | 906.902 | 879.6949 | 0 | 879.6949 | 2935.0203 | 0 | 0 | NA | 97.83%
| 12 | 7 | 2017-07-03 12:00 | 977.7737 | 1942.6208 | 982.8302 | 949.6448 | 1825.6298 | 981.1216 | 955.132 | 1766.3305 | 902.8779 | 490.5608 | 381.5103 | 201.6945 | 96.341 | 990.0001 | 977.7737 | 1825.6298 | 977.7737 | 4405 | 13 | 6 | 2017-06-02 13:00 | WEEKDAY | 33.9726 | 1.95 | 997.405 | 967.4828 | 0 | 967.4828 | 2935.0203 | 0 | 0 | NA | 97.83%
| 13 | 7 | 2017-07-03 13:00 | 987.1033 | 1712.8933 | 976.6564 | 969.2762 | 1950.4511 | 865.0976 | 862.154 | 1792.1512 | 898.7438 | 432.5488 | 903.5049 | 245.4356 | 228.1578 | 990.0001 | 987.1033 | 1950.4511 | 987.1033 | 4406 | 14 | 6 | 2017-06-02 14:00 | WEEKDAY | 31.6929 | 0 | 898.863 | 871.8971 | 0 | 871.8971 | 2935.0203 | 0 | 0 | NA | 97.83%
| 14 | 7 | 2017-07-03 14:00 | 976.3369 | 1980.0001 | 967.5612 | 986.3369 | 1841.3125 | 1000.0001 | 818.294 | 1770.8746 | 990 | 500 | 960.1967 | 239.9579 | 242.4739 | 990.0001 | 976.3369 | 1841.3125 | 976.3369 | 4407 | 15 | 6 | 2017-06-02 15:00 | WEEKDAY | 28.0911 | 0 | 852.538 | 826.9619 | 163.0381 | 990 | 2935.0203 | 0 | 0 | NA | 97.83%
| 15 | 7 | 2017-07-03 15:00 | 931.6667 | 1849.0176 | 910.2906 | 792.4425 | 1449.3966 | 933.8473 | 774.28 | 1836.1492 | 990 | 466.9236 | 915.1503 | 188.9791 | 231.0986 | 988.4394 | 931.6667 | 1449.3966 | 931.6667 | 4408 | 16 | 6 | 2017-06-02 16:00 | WEEKDAY | 26.3904 | 0 | 806.143 | 781.9587 | 208.0413 | 990 | 2766.9397 | 0 | 0 | NA | 92.23%
| 16 | 7 | 2017-07-03 16:00 | 862.2667 | 1682.2086 | 130.0675 | 874.2887 | 870.2 | 849.6003 | 697.377 | 1571.1512 | 990 | 424.8002 | 818.3248 | 203.1226 | 206.6477 | 927.8789 | 862.2667 | 870.2 | 862.2667 | 4409 | 17 | 6 | 2017-06-02 17:00 | WEEKDAY | 26.1315 | 0 | 725.318 | 703.5585 | 286.4415 | 990 | 2552.4642 | 0 | 0 | NA | 85.08%
| 17 | 7 | 2017-07-03 17:00 | 627.0093 | 1485.533 | 113.9715 | 517.8194 | 688.3184 | 750.2692 | 704.016 | 651.4341 | 990 | 375.1346 | 762.6359 | 167.3822 | 192.5848 | 786.3124 | 627.0093 | 688.3184 | 627.0093 | 4410 | 18 | 6 | 2017-06-02 18:00 | WEEKDAY | 25.6555 | 0 | 732.299 | 710.33 | 279.67 | 990 | 2257.1636 | 0 | 0 | NA | 75.24%
| 18 | 7 | 2017-07-03 18:00 | 94.8347 | 836.5934 | 25.5853 | 296.1589 | 406.0449 | 422.5219 | 430.302 | 408.029 | 614.6686 | 211.261 | 402.5762 | 88.2432 | 101.6606 | 415.7272 | 94.8347 | 406.0449 | 94.8347 | 4411 | 19 | 6 | 2017-06-02 19:00 | WEEKDAY | 24.2499 | 0 | 446.866 | 433.46 | 557 | 990.46 | 1968.8441 | 0 | 0 | NA | 65.63%
| 19 | 7 | 2017-07-03 19:00 | 0 | 44.7818 | 0.29248 | 12.8478 | 33.7065 | 22.6171 | 228.696 | 24.0257 | 0 | 11.3085 | 8.3056 | 8.9377 | 2.0974 | 25.3309 | 0 | 33.7065 | 0 | 4412 | 20 | 6 | 2017-06-02 20:00 | WEEKDAY | 23.927 | 2.06 | 238.91 | 231.7427 | 758 | 989.7427 | 1394.6172 | 0 | 0 | NA | 46.49%
| 20 | 7 | 2017-07-03 20:00 | 0 | 0 | 0 | 0 | 0 | 0 | 0 | 0 | 0 | 0 | 0 | 0 | 0 | 0 | 0 | 0 | 0 | 4413 | 21 | 6 | 2017-06-02 21:00 | WEEKDAY | 23.9186 | 2.06 | 0 | 0 | 0 | 0 | 613.1739 | 0 | 0 | NA | 20.44%
| 21 | 7 | 2017-07-03 21:00 | 0 | 0 | 0 | 0 | 0 | 0 | 0 | 0 | 0 | 0 | 0 | 0 | 0 | 0 | 0 | 0 | 0 | 4414 | 22 | 6 | 2017-06-02 22:00 | WEEKDAY | 24.1775 | 2.06 | 0 | 0 | 0 | 0 | 613.1739 | 0 | 0 | NA | 20.44%
| 22 | 7 | 2017-07-03 22:00 | 0 | 0 | 0 | 0 | 0 | 0 | 0 | 0 | 0 | 0 | 0 | 0 | 0 | 0 | 0 | 0 | 0 | 4415 | 23 | 6 | 2017-06-02 23:00 | WEEKDAY | 24.0133 | 2.3 | 0 | 0 | 0 | 0 | 613.1739 | 0 | 0 | NA | 20.44%
| 23 | 7 | 2017-07-03 23:00 | 0 | 0 | 0 | 0 | 0 | 0 | 0 | 0 | 0 | 0 | 0 | 0 | 0 | 0 | 0 | 0 | 0 | 4416 | 0 | 6 | 2017-06-03 | WEEKEND | 23.3035 | 2.3 | 0 | 0 | 0 | 0 | 613.1739 | 0 | 0 | NA | 20.44%
| 0 | 7 | 2017-07-04 | 0 | 0 | 0 | 0 | 0 | 0 | 0 | 0 | 0 | 0 | 0 | 0 | 0 | 0 | 0 | 0 | 0 | 4417 | 1 | 6 | 2017-06-03 01:00 | WEEKEND | 22.7941 | 2.3 | 0 | 0 | 0 | 0 | 613.1739 | 0 | 0 | NA | 20.44%
| 1 | 7 | 2017-07-04 01:00 | 0 | 0 | 0 | 0 | 0 | 0 | 0 | 0 | 0 | 0 | 0 | 0 | 0 | 0 | 0 | 0 | 0 | 4418 | 2 | 6 | 2017-06-03 02:00 | WEEKEND | 22.1678 | 2.3 | 0 | 0 | 0 | 0 | 613.1739 | 0 | 0 | NA | 20.44%
| 2 | 7 | 2017-07-04 02:00 | 0 | 0 | 0 | 0 | 0 | 0 | 0 | 0 | 0 | 0 | 0 | 0 | 0 | 0 | 0 | 0 | 0 | 4419 | 3 | 6 | 2017-06-03 03:00 | WEEKEND | 21.4385 | 2.3 | 0 | 0 | 0 | 0 | 613.1739 | 0 | 0 | NA | 20.44%
| 3 | 7 | 2017-07-04 03:00 | 0 | 0 | 0 | 0 | 0 | 0 | 0 | 0 | 0 | 0 | 0 | 0 | 0 | 0 | 0 | 0 | 0 | 4420 | 4 | 6 | 2017-06-03 04:00 | WEEKEND | 22.0008 | 2.3 | 0 | 0 | 0 | 0 | 613.1739 | 0 | 0 | NA | 20.44%
| 4 | 7 | 2017-07-04 04:00 | 0 | 0 | 0 | 0 | 0 | 0 | 0 | 0 | 0 | 0 | 0 | 0 | 0 | 0 | 0 | 0 | 0 | 4421 | 5 | 6 | 2017-06-03 05:00 | WEEKEND | 22.577 | 2.3 | 0 | 0 | 0 | 0 | 613.1739 | 0 | 0 | NA | 20.44%
| 5 | 7 | 2017-07-04 05:00 | 213.0554 | 0 | 0 | 0 | 4.4794 | 0 | 0 | 0 | 0 | 0 | 0 | 1.1241 | 0 | 9.0126 | 213.0554 | 4.4794 | 213.0554 | 4422 | 6 | 6 | 2017-06-03 06:00 | WEEKEND | 23.2311 | 2.3 | 0 | 0 | 0 | 0 | 613.1739 | 0 | 0 | NA | 20.44%
| 6 | 7 | 2017-07-04 06:00 | 730.6855 | 38.9791 | 148.5497 | 227.3279 | 280.5091 | 19.6864 | 256.005 | 268.416 | 0 | 9.8432 | 65.2657 | 42.5807 | 16.4812 | 338.4349 | 730.6855 | 280.5091 | 730.6855 | 4423 | 7 | 6 | 2017-06-03 07:00 | WEEKEND | 22.6688 | 2.3 | 267.016 | 0 | 0 | 0 | 613.1739 | 0 | 0 | NA | 20.44%
| 7 | 7 | 2017-07-04 07:00 | 902.2427 | 121.7654 | 670.4871 | 600.9687 | 996.042 | 61.4977 | 684.165 | 673.2359 | 584.5385 | 30.7488 | 357.571 | 178.2612 | 90.2957 | 745.5583 | 902.2427 | 996.042 | 902.2427 | 4424 | 8 | 6 | 2017-06-03 08:00 | WEEKEND | 22.5798 | 2.3 | 711.576 | 0 | 0 | 0 | 880.1899 | 0 | 0 | NA | 29.34%
| 8 | 7 | 2017-07-04 08:00 | 990.0001 | 1178.7822 | 817.6242 | 782.8046 | 1379.7967 | 595.3446 | 879.18 | 1522.5733 | 830.9796 | 297.6723 | 790.1338 | 214.6384 | 199.5287 | 914.2401 | 990.0001 | 1379.7967 | 990.0001 | 4425 | 9 | 6 | 2017-06-03 09:00 | WEEKEND | 23.4343 | 2.3 | 916.979 | 0 | 0 | 0 | 1591.7659 | 0 | 0 | NA | 53.06%
| 9 | 7 | 2017-07-04 09:00 | 990.0001 | 720.6487 | 912.1897 | 904.5628 | 1406.4986 | 363.964 | 839.887 | 1598.5537 | 901.3056 | 181.982 | 423.704 | 229.9327 | 106.996 | 974.9075 | 990.0001 | 1406.4986 | 990.0001 | 4426 | 10 | 6 | 2017-06-03 10:00 | WEEKEND | 23.8518 | 2.3 | 875.391 | 849.1293 | 0 | 849.1293 | 2508.7449 | 0 | 0 | NA | 83.62%
| 10 | 7 | 2017-07-04 10:00 | 974.0664 | 1799.3374 | 974.3792 | 483.9367 | 1795.3057 | 908.7563 | 973.028 | 1848.6625 | 917.6365 | 454.3781 | 311.7942 | 242.1858 | 78.7359 | 990.0001 | 974.0664 | 1795.3057 | 974.0664 | 4427 | 11 | 6 | 2017-06-03 11:00 | WEEKEND | 24.6841 | 2.3 | 1016.44 | 985.9468 | 0 | 985.9468 | 2508.7449 | 0 | 0 | NA | 83.62%
| 11 | 7 | 2017-07-04 11:00 | 990.0001 | 1552.6769 | 952.8239 | 591.8088 | 1972.6275 | 784.1803 | 971.584 | 1762.4328 | 886.8467 | 392.0901 | 371.729 | 239.831 | 93.871 | 990.0001 | 990.0001 | 1972.6275 | 990.0001 | 4428 | 12 | 6 | 2017-06-03 12:00 | WEEKEND | 26.1037 | 2.3 | 1014.87 | 984.4239 | 0 | 984.4239 | 2508.7449 | 0 | 0 | NA | 83.62%
| 12 | 7 | 2017-07-04 12:00 | 990.0001 | 1210.5184 | 959.2789 | 553.4786 | 1511.0707 | 611.3729 | 960.902 | 1609.5526 | 730.7854 | 305.6865 | 801.8181 | 232.5317 | 202.4793 | 990.0001 | 990.0001 | 1511.0707 | 990.0001 | 4429 | 13 | 6 | 2017-06-03 13:00 | WEEKEND | 25.5943 | 2.3 | 1003.5 | 973.395 | 0 | 973.395 | 2508.7449 | 0 | 0 | NA | 83.62%
| 13 | 7 | 2017-07-04 13:00 | 988.6508 | 1684.9934 | 959.8132 | 990.0001 | 1594.8141 | 851.0068 | 971.043 | 1868.4383 | 877.3902 | 425.5034 | 549.8682 | 232.7108 | 138.8556 | 960.7965 | 988.6508 | 1594.8141 | 988.6508 | 4430 | 14 | 6 | 2017-06-03 14:00 | WEEKEND | 26.986 | 2.3 | 1014.33 | 983.9001 | 6 | 989.9001 | 2508.7449 | 0 | 0 | NA | 83.62%
| 14 | 7 | 2017-07-04 14:00 | 985.0004 | 1859.1893 | 961.6893 | 949.2398 | 1980.0001 | 938.9845 | 976.223 | 1710.3462 | 990 | 469.4923 | 884.8061 | 236.6259 | 223.4359 | 874.9124 | 985.0004 | 1980.0001 | 985.0004 | 4431 | 15 | 6 | 2017-06-03 15:00 | WEEKEND | 26.3263 | 2.3 | 1019.84 | 989.2448 | 0 | 989.2448 | 2502.5594 | 0 | 0 | NA | 83.42%
| 15 | 7 | 2017-07-04 15:00 | 915.0881 | 1850.5525 | 914.5743 | 399.4391 | 1783.4129 | 934.6225 | 820.945 | 1549.8361 | 990 | 467.3112 | 894.5671 | 241.067 | 225.9008 | 946.4171 | 915.0881 | 1783.4129 | 915.0881 | 4432 | 16 | 6 | 2017-06-03 16:00 | WEEKEND | 26.1231 | 2.3 | 855.354 | 829.6934 | 160 | 989.6934 | 2502.5594 | 0 | 0 | NA | 83.42%
| 16 | 7 | 2017-07-04 16:00 | 843.209 | 1671.2709 | 724.7586 | 339.9013 | 1192.4748 | 844.0762 | 788.575 | 1468.9922 | 990 | 422.0381 | 777.6727 | 233.4634 | 196.382 | 841.3644 | 843.209 | 1192.4748 | 843.209 | 4433 | 17 | 6 | 2017-06-03 17:00 | WEEKEND | 25.3521 | 2.3 | 821.233 | 796.596 | 193 | 989.596 | 2337.6109 | 0 | 0 | NA | 77.92%
| 17 | 7 | 2017-07-04 17:00 | 596.3761 | 1327.9862 | 640.3503 | 687.994 | 794.089 | 670.7001 | 680.74 | 1212.5463 | 990 | 335.3501 | 687.2063 | 202.0166 | 173.537 | 722.9633 | 596.3761 | 794.089 | 596.3761 | 4434 | 18 | 6 | 2017-06-03 18:00 | WEEKEND | 26.2874 | 2.3 | 707.906 | 0 | 0 | 0 | 2138.6419 | 0 | 0 | NA | 71.29%
| 18 | 7 | 2017-07-04 18:00 | 95.6257 | 776.3173 | 497.8312 | 306.9582 | 335.1052 | 392.0795 | 602.292 | 500.1094 | 0 | 196.0397 | 471.7888 | 128.0001 | 119.1386 | 380.363 | 95.6257 | 335.1052 | 95.6257 | 4435 | 19 | 6 | 2017-06-03 19:00 | WEEKEND | 25.469 | 2.3 | 625.835 | 607.06 | 0 | 607.06 | 2846.5479 | 0 | 0 | NA | 94.88%
| 19 | 7 | 2017-07-04 19:00 | 0 | 42.0123 | 67.6038 | 3.1576 | 46.1025 | 21.2184 | 221.01 | 39.522 | 154.7877 | 10.6092 | 39.8389 | 14.96 | 10.0603 | 19.3014 | 0 | 46.1025 | 0 | 4436 | 20 | 6 | 2017-06-03 20:00 | WEEKEND | 23.9854 | 2.3 | 231.018 | 224.0875 | 766 | 990.0875 | 2846.5479 | 0 | 0 | NA | 94.88%
| 20 | 7 | 2017-07-04 20:00 | 0 | 0 | 0 | 0 | 0 | 0 | 0 | 0 | 0 | 0 | 0 | 0 | 0 | 0 | 0 | 0 | 0 | 4437 | 21 | 6 | 2017-06-03 21:00 | WEEKEND | 24.1079 | 2.3 | 0 | 0 | 0 | 0 | 2056.8571 | 0 | 0 | NA | 68.56%
| 21 | 7 | 2017-07-04 21:00 | 0 | 0 | 0 | 0 | 0 | 0 | 0 | 0 | 0 | 0 | 0 | 0 | 0 | 0 | 0 | 0 | 0 | 4438 | 22 | 6 | 2017-06-03 22:00 | WEEKEND | 24.9513 | 2.3 | 0 | 0 | 0 | 0 | 2056.8571 | 0 | 0 | NA | 68.56%
| 22 | 7 | 2017-07-04 22:00 | 0 | 0 | 0 | 0 | 0 | 0 | 0 | 0 | 0 | 0 | 0 | 0 | 0 | 0 | 0 | 0 | 0 | 4439 | 23 | 6 | 2017-06-03 23:00 | WEEKEND | 30.1564 | 2.3 | 0 | 0 | 0 | 0 | 2056.8571 | 0 | 0 | NA | 68.56%
| 23 | 7 | 2017-07-04 23:00 | 0 | 0 | 0 | 0 | 0 | 0 | 0 | 0 | 0 | 0 | 0 | 0 | 0 | 0 | 0 | 0 | 0 | 4440 | 0 | 6 | 2017-06-04 | WEEKEND | 24.1079 | 2.3 | 0 | 0 | 0 | 0 | 2056.8571 | 0 | 0 | NA | 68.56%
| 0 | 7 | 2017-07-05 | 0 | 0 | 0 | 0 | 0 | 0 | 0 | 0 | 0 | 0 | 0 | 0 | 0 | 0 | 0 | 0 | 0 | 4441 | 1 | 6 | 2017-06-04 01:00 | WEEKEND | 23.554 | 2.3 | 0 | 0 | 0 | 0 | 2056.8571 | 0 | 0 | NA | 68.56%
| 1 | 7 | 2017-07-05 01:00 | 0 | 0 | 0 | 0 | 0 | 0 | 0 | 0 | 0 | 0 | 0 | 0 | 0 | 0 | 0 | 0 | 0 | 4442 | 2 | 6 | 2017-06-04 02:00 | WEEKEND | 23.3257 | 2.3 | 0 | 0 | 0 | 0 | 2056.8571 | 0 | 0 | NA | 68.56%
| 2 | 7 | 2017-07-05 02:00 | 0 | 0 | 0 | 0 | 0 | 0 | 0 | 0 | 0 | 0 | 0 | 0 | 0 | 0 | 0 | 0 | 0 | 4443 | 3 | 6 | 2017-06-04 03:00 | WEEKEND | 22.5018 | 2.3 | 0 | 0 | 0 | 0 | 2056.8571 | 0 | 0 | NA | 68.56%
| 3 | 7 | 2017-07-05 03:00 | 0 | 0 | 0 | 0 | 0 | 0 | 0 | 0 | 0 | 0 | 0 | 0 | 0 | 0 | 0 | 0 | 0 | 4444 | 4 | 6 | 2017-06-04 04:00 | WEEKEND | 21.5554 | 2.3 | 0 | 0 | 0 | 0 | 2056.8571 | 0 | 0 | NA | 68.56%
| 4 | 7 | 2017-07-05 04:00 | 0 | 0 | 0 | 0 | 0 | 0 | 0 | 0 | 0 | 0 | 0 | 0 | 0 | 0 | 0 | 0 | 0 | 4445 | 5 | 6 | 2017-06-04 05:00 | WEEKEND | 21.1128 | 2.3 | 0 | 0 | 0 | 0 | 2056.8571 | 0 | 0 | NA | 68.56%
| 5 | 7 | 2017-07-05 05:00 | 209.3501 | 0 | 0 | 0 | 0 | 0 | 0 | 1.416 | 0 | 0 | 0 | 0.87673 | 0 | 9.6902 | 209.3501 | 0 | 209.3501 | 4446 | 6 | 6 | 2017-06-04 06:00 | WEEKEND | 20.7955 | 2.3 | 0 | 0 | 0 | 0 | 2056.8571 | 0 | 0 | NA | 68.56%
| 6 | 7 | 2017-07-05 06:00 | 727.2237 | 49.3909 | 180.0658 | 161.0589 | 256.8795 | 24.9449 | 253.455 | 506.6216 | 0 | 12.4725 | 181.5181 | 52.543 | 45.8379 | 322.4754 | 727.2237 | 256.8795 | 727.2237 | 4447 | 7 | 6 | 2017-06-04 07:00 | WEEKEND | 20.2722 | 2.3 | 264.391 | 0 | 0 | 0 | 2056.8571 | 0 | 0 | NA | 68.56%
| 7 | 7 | 2017-07-05 07:00 | 892.2233 | 154.6643 | 195.9466 | 228.1275 | 596.2525 | 78.1133 | 685.036 | 1184.9779 | 450.4146 | 39.0566 | 625.4885 | 166.5535 | 157.9516 | 681.6135 | 892.2233 | 596.2525 | 892.2233 | 4448 | 8 | 6 | 2017-06-04 08:00 | WEEKEND | 20.1887 | 2.3 | 712.476 | 691.1017 | 0 | 691.1017 | 2321.2481 | 0 | 0 | NA | 77.37%
| 8 | 7 | 2017-07-05 08:00 | 948.504 | 277.3336 | 617.788 | 484.0398 | 1559.5359 | 140.0675 | 880.03 | 1545.7479 | 832.3279 | 70.0337 | 358.3752 | 206.2074 | 90.4988 | 650.4038 | 948.504 | 1559.5359 | 948.504 | 4449 | 9 | 6 | 2017-06-04 09:00 | WEEKEND | 21.4135 | 2.3 | 917.855 | 890.3193 | 0 | 890.3193 | 2321.2481 | 0 | 0 | NA | 77.37%
| 9 | 7 | 2017-07-05 09:00 | 987.8049 | 1859.8727 | 763.3417 | 414.5606 | 1697.7353 | 939.3296 | 950.292 | 1317.9799 | 919.1613 | 469.6648 | 349.889 | 224.2619 | 88.3558 | 623.7104 | 987.8049 | 1697.7353 | 987.8049 | 4450 | 10 | 6 | 2017-06-04 10:00 | WEEKEND | 22.0064 | 2.3 | 992.296 | 962.5271 | 0 | 962.5271 | 2321.2481 | 0 | 0 | NA | 77.37%
| 10 | 7 | 2017-07-05 10:00 | 990.0001 | 1478.6072 | 840.4429 | 256.0542 | 1568.6838 | 746.7713 | 876.298 | 1706.811 | 919.7909 | 373.3857 | 373.9723 | 199.1397 | 94.4374 | 965.425 | 990.0001 | 1568.6838 | 990.0001 | 4451 | 11 | 6 | 2017-06-04 11:00 | WEEKEND | 23.0028 | 2.3 | 913.825 | 886.4103 | 0 | 886.4103 | 2321.2481 | 0 | 0 | NA | 77.37%
| 11 | 7 | 2017-07-05 11:00 | 973.3668 | 1709.8959 | 990.0001 | 990.0001 | 1850.8502 | 863.5838 | 954.171 | 768.6642 | 913.5741 | 431.7919 | 456.6007 | 209.1531 | 115.3032 | 918.4809 | 973.3668 | 1850.8502 | 973.3668 | 4452 | 12 | 6 | 2017-06-04 12:00 | WEEKEND | 23.657 | 2.3 | 996.253 | 966.3654 | 0 | 966.3654 | 2321.2481 | 0 | 0 | NA | 77.37%
| 12 | 7 | 2017-07-05 12:00 | 990.0001 | 1844.6149 | 990.0001 | 920.2893 | 1819.5618 | 931.6237 | 940.796 | 659.1543 | 900.4035 | 465.8118 | 622.7827 | 221.8929 | 157.2684 | 824.9893 | 990.0001 | 1819.5618 | 990.0001 | 4453 | 13 | 6 | 2017-06-04 13:00 | WEEKEND | 25.4746 | 2.3 | 982.035 | 952.5739 | 0 | 952.5739 | 2321.2481 | 0 | 0 | NA | 77.37%
| 13 | 7 | 2017-07-05 13:00 | 990.0001 | 1980.0001 | 967.9386 | 849.704 | 1922.9233 | 1000.0001 | 937.167 | 1362.0633 | 868.5525 | 500 | 624.0228 | 230.4309 | 157.5815 | 918.5136 | 990.0001 | 1922.9233 | 990.0001 | 4454 | 14 | 6 | 2017-06-04 14:00 | WEEKEND | 28.8009 | 2.3 | 978.175 | 948.8297 | 0 | 948.8297 | 2321.2481 | 0 | 0 | NA | 77.37%
| 14 | 7 | 2017-07-05 14:00 | 951.6806 | 1954.7899 | 954.4234 | 827.9577 | 1465.0905 | 987.2676 | 942.281 | 1434.4976 | 990 | 493.6338 | 596.532 | 229.0888 | 150.6394 | 964.1028 | 951.6806 | 1465.0905 | 951.6806 | 4455 | 15 | 6 | 2017-06-04 15:00 | WEEKEND | 29.5775 | 2.3 | 983.6 | 954.092 | 36 | 990.092 | 2321.2481 | 0 | 0 | NA | 77.37%
| 15 | 7 | 2017-07-05 15:00 | 920.455 | 1883.9268 | 920.7864 | 665.1079 | 1632.9924 | 951.4782 | 957.109 | 827.1607 | 990 | 475.7391 | 548.9099 | 236.4238 | 138.6136 | 808.5075 | 920.455 | 1632.9924 | 920.455 | 4456 | 16 | 6 | 2017-06-04 16:00 | WEEKEND | 27.9324 | 2.3 | 999.448 | 969.4646 | 0 | 969.4646 | 2284.1347 | 0 | 0 | NA | 76.14%
| 16 | 7 | 2017-07-05 16:00 | 817.3938 | 1556.7467 | 838.7456 | 145.4539 | 817.9519 | 786.2357 | 936.083 | 1700.7458 | 990 | 393.1178 | 452.3666 | 222.8489 | 114.234 | 828.4689 | 817.3938 | 817.9519 | 817.3938 | 4457 | 17 | 6 | 2017-06-04 17:00 | WEEKEND | 24.8901 | 2.3 | 977.147 | 947.8326 | 0 | 947.8326 | 2284.1347 | 0 | 0 | NA | 76.14%
| 17 | 7 | 2017-07-05 17:00 | 626.8154 | 1171.1856 | 737.2177 | 205.4093 | 1379.8186 | 591.5079 | 671.098 | 1260.5952 | 990 | 295.7539 | 338.9282 | 187.4307 | 85.5879 | 481.7697 | 626.8154 | 1379.8186 | 626.8154 | 4458 | 18 | 6 | 2017-06-04 18:00 | WEEKEND | 23.4204 | 2.3 | 697.755 | 0 | 0 | 0 | 2284.1347 | 0 | 0 | NA | 76.14%
| 18 | 7 | 2017-07-05 18:00 | 113.9346 | 761.9785 | 376.3918 | 217.0133 | 464.8044 | 384.8376 | 623.041 | 616.5834 | 610.9739 | 192.4188 | 201.9085 | 109.1102 | 50.987 | 306.301 | 113.9346 | 464.8044 | 113.9346 | 4459 | 19 | 6 | 2017-06-04 19:00 | WEEKEND | 22.9333 | 2.3 | 647.481 | 628.0566 | 0 | 628.0566 | 2981.8897 | 0 | 0 | NA | 99.4%
| 19 | 7 | 2017-07-05 19:00 | 0 | 43.5212 | 96.1543 | 3.968 | 48.9818 | 21.9804 | 266.12 | 15.2463 | 0 | 10.9902 | 8.4689 | 10.6104 | 2.1386 | 18.1344 | 0 | 48.9818 | 0 | 4460 | 20 | 6 | 2017-06-04 20:00 | WEEKEND | 22.4072 | 2.3 | 277.361 | 269.0402 | 0 | 269.0402 | 2981.8897 | 0 | 0 | NA | 99.4%
| 20 | 7 | 2017-07-05 20:00 | 0 | 0 | 0 | 0 | 0 | 0 | 0 | 0 | 0 | 0 | 0 | 0 | 0 | 0 | 0 | 0 | 0 | 4461 | 21 | 6 | 2017-06-04 21:00 | WEEKEND | 23.0195 | 2.3 | 0 | 0 | 0 | 0 | 2981.8897 | 0 | 0 | NA | 99.4%
| 21 | 7 | 2017-07-05 21:00 | 0 | 0 | 0 | 0 | 0 | 0 | 0 | 0 | 0 | 0 | 0 | 0 | 0 | 0 | 0 | 0 | 0 | 4462 | 22 | 6 | 2017-06-04 22:00 | WEEKEND | 23.1615 | 2.3 | 0 | 0 | 0 | 0 | 2981.8897 | 0 | 0 | NA | 99.4%
| 22 | 7 | 2017-07-05 22:00 | 0 | 0 | 0 | 0 | 0 | 0 | 0 | 0 | 0 | 0 | 0 | 0 | 0 | 0 | 0 | 0 | 0 | 4463 | 23 | 6 | 2017-06-04 23:00 | WEEKEND | 23.4454 | 2.3 | 0 | 0 | 0 | 0 | 2981.8897 | 0 | 0 | NA | 99.4%
| 23 | 7 | 2017-07-05 23:00 | 0 | 0 | 0 | 0 | 0 | 0 | 0 | 0 | 0 | 0 | 0 | 0 | 0 | 0 | 0 | 0 | 0 | 4464 | 0 | 6 | 2017-06-05 | WEEKDAY | 23.5234 | 2.3 | 0 | 0 | 0 | 0 | 2981.8897 | 0 | 0 | NA | 99.4%
| 0 | 7 | 2017-07-06 | 0 | 0 | 0 | 0 | 0 | 0 | 0 | 0 | 0 | 0 | 0 | 0 | 0 | 0 | 0 | 0 | 0 | 4465 | 1 | 6 | 2017-06-05 01:00 | WEEKDAY | 22.5018 | 2.3 | 0 | 0 | 0 | 0 | 2981.8897 | 0 | 0 | NA | 99.4%
| 1 | 7 | 2017-07-06 01:00 | 0 | 0 | 0 | 0 | 0 | 0 | 0 | 0 | 0 | 0 | 0 | 0 | 0 | 0 | 0 | 0 | 0 | 4466 | 2 | 6 | 2017-06-05 02:00 | WEEKDAY | 21.419 | 2.3 | 0 | 0 | 0 | 0 | 2981.8897 | 0 | 0 | NA | 99.4%
| 2 | 7 | 2017-07-06 02:00 | 0 | 0 | 0 | 0 | 0 | 0 | 0 | 0 | 0 | 0 | 0 | 0 | 0 | 0 | 0 | 0 | 0 | 4467 | 3 | 6 | 2017-06-05 03:00 | WEEKDAY | 20.8846 | 2.3 | 0 | 0 | 0 | 0 | 2981.8897 | 0 | 0 | NA | 99.4%
| 3 | 7 | 2017-07-06 03:00 | 0 | 0 | 0 | 0 | 0 | 0 | 0 | 0 | 0 | 0 | 0 | 0 | 0 | 0 | 0 | 0 | 0 | 4468 | 4 | 6 | 2017-06-05 04:00 | WEEKDAY | 20.5422 | 2.3 | 0 | 0 | 0 | 0 | 2981.8897 | 0 | 0 | NA | 99.4%
| 4 | 7 | 2017-07-06 04:00 | 0 | 0 | 0 | 0 | 0 | 0 | 0 | 0 | 0 | 0 | 0 | 0 | 0 | 0 | 0 | 0 | 0 | 4469 | 5 | 6 | 2017-06-05 05:00 | WEEKDAY | 20.6369 | 2.3 | 0 | 0 | 0 | 0 | 2981.8897 | 0 | 0 | NA | 99.4%
| 5 | 7 | 2017-07-06 05:00 | 210.8993 | 0 | 0 | 0 | 4.3098 | 0 | 0 | 0.050999 | 0 | 0 | 0 | 0 | 0 | 0 | 210.8993 | 4.3098 | 210.8993 | 4470 | 6 | 6 | 2017-06-05 06:00 | WEEKDAY | 21.1991 | 2.05 | 0 | 0 | 0 | 0 | 2981.8897 | 0 | 0 | NA | 99.4%
| 6 | 7 | 2017-07-06 06:00 | 716.3519 | 61.9585 | 194.6511 | 169.286 | 516.7212 | 31.2922 | 240.705 | 579.2341 | 0 | 15.6461 | 101.0117 | 31.4215 | 25.508 | 39.988 | 716.3519 | 516.7212 | 716.3519 | 4471 | 7 | 6 | 2017-06-05 07:00 | WEEKDAY | 21.4608 | 2.05 | 251.265 | 243.727 | 0 | 243.727 | 2981.8897 | 0 | 0 | NA | 99.4%
| 7 | 7 | 2017-07-06 07:00 | 922.6504 | 867.2006 | 394.6155 | 671.4225 | 1052.7519 | 437.9801 | 665.774 | 1458.807 | 586.9819 | 218.9901 | 317.6999 | 113.4431 | 80.2273 | 78.538 | 922.6504 | 1052.7519 | 922.6504 | 4472 | 8 | 6 | 2017-06-05 08:00 | WEEKDAY | 21.8171 | 2.05 | 692.224 | 671.4573 | 0 | 671.4573 | 2981.8897 | 0 | 0 | NA | 99.4%
| 8 | 7 | 2017-07-06 08:00 | 976.3683 | 1520.3034 | 780.4722 | 818.0124 | 884.4896 | 767.83 | 854.721 | 1514.3016 | 837.8065 | 383.915 | 845.7246 | 156.7954 | 213.5668 | 140.4854 | 976.3683 | 884.4896 | 976.3683 | 4473 | 9 | 6 | 2017-06-05 09:00 | WEEKDAY | 22.9416 | 1.95 | 890.984 | 864.2545 | 0 | 864.2545 | 2981.8897 | 0 | 0 | NA | 99.4%
| 9 | 7 | 2017-07-06 09:00 | 990.0001 | 1719.176 | 848.6225 | 848.7661 | 1641.3227 | 868.2707 | 923.988 | 1839.5525 | 922.7338 | 434.1353 | 893.1599 | 232.1925 | 225.5454 | 197.0108 | 990.0001 | 1641.3227 | 990.0001 | 4474 | 10 | 6 | 2017-06-05 10:00 | WEEKDAY | 23.2311 | 1.95 | 964.264 | 935.3361 | 0 | 935.3361 | 2981.8897 | 0 | 0 | NA | 99.4%
| 10 | 7 | 2017-07-06 10:00 | 990.0001 | 1374.2069 | 513.9458 | 775.6287 | 1948.2829 | 694.0439 | 920.733 | 1726.4949 | 936.1325 | 347.0219 | 912.6751 | 234.4766 | 230.4735 | 469.0123 | 990.0001 | 1948.2829 | 990.0001 | 4475 | 11 | 6 | 2017-06-05 11:00 | WEEKDAY | 23.5623 | 1.95 | 960.634 | 931.815 | 0 | 931.815 | 2981.8897 | 0 | 0 | NA | 99.4%
| 11 | 7 | 2017-07-06 11:00 | 990.0001 | 1548.5435 | 374.3491 | 814.7461 | 1969.0918 | 782.0927 | 919.73 | 1867.2228 | 910.991 | 391.0463 | 955.7165 | 229.202 | 241.3426 | 569.1672 | 990.0001 | 1969.0918 | 990.0001 | 4476 | 12 | 6 | 2017-06-05 12:00 | WEEKDAY | 24.5755 | 1.95 | 959.542 | 930.7557 | 0 | 930.7557 | 2981.8897 | 0 | 0 | NA | 99.4%
| 12 | 7 | 2017-07-06 12:00 | 990.0001 | 1851.3816 | 358.7145 | 927.9735 | 1788.7168 | 935.0412 | 762.356 | 1814.3033 | 898.1705 | 467.5206 | 955.6017 | 227.6425 | 241.3136 | 757.4853 | 990.0001 | 1788.7168 | 990.0001 | 4477 | 13 | 6 | 2017-06-05 13:00 | WEEKDAY | 27.3535 | 1.95 | 793.362 | 769.5611 | 0 | 769.5611 | 2981.8897 | 0 | 0 | NA | 99.4%
| 13 | 7 | 2017-07-06 13:00 | 990.0001 | 1886.6833 | 795.6792 | 957.3577 | 1945.2027 | 952.8704 | 936.863 | 1936.4228 | 894.8182 | 476.4352 | 922.9512 | 207.4278 | 233.0685 | 432.7726 | 990.0001 | 1945.2027 | 990.0001 | 4478 | 14 | 6 | 2017-06-05 14:00 | WEEKDAY | 29.1766 | 0 | 977.831 | 948.4961 | 0 | 948.4961 | 2981.8897 | 0 | 0 | NA | 99.4%
| 14 | 7 | 2017-07-06 14:00 | 981.5865 | 1873.292 | 895.0399 | 943.0915 | 1715.7001 | 946.1071 | 941.702 | 1892.1783 | 990 | 473.0535 | 956.9153 | 213.3531 | 241.6453 | 874.1841 | 981.5865 | 1715.7001 | 981.5865 | 4479 | 15 | 6 | 2017-06-05 15:00 | WEEKDAY | 27.8962 | 0 | 982.967 | 953.478 | 36.522 | 990 | 2981.8897 | 0 | 0 | NA | 99.4%
| 15 | 7 | 2017-07-06 15:00 | 969.0707 | 1823.0573 | 733.8403 | 879.3033 | 986.4826 | 920.736 | 940.319 | 1794.795 | 990 | 460.368 | 913.1186 | 221.172 | 230.5855 | 952.228 | 969.0707 | 986.4826 | 969.0707 | 4480 | 16 | 6 | 2017-06-05 16:00 | WEEKDAY | 27.0835 | 0 | 981.514 | 952.0686 | 37.9314 | 990 | 2944.2382 | 0 | 0 | NA | 98.14%
| 16 | 7 | 2017-07-06 16:00 | 866.3426 | 1720.2593 | 894.6078 | 905.4485 | 1415.3797 | 868.8178 | 922.09 | 1668.4314 | 990 | 434.4089 | 823.4988 | 203.1082 | 207.9543 | 870.6771 | 866.3426 | 1415.3797 | 866.3426 | 4481 | 17 | 6 | 2017-06-05 17:00 | WEEKDAY | 27.1781 | 0 | 962.203 | 933.3369 | 56.6631 | 990 | 2905.1336 | 0 | 0 | NA | 96.84%
| 17 | 7 | 2017-07-06 17:00 | 663.0501 | 1347.6149 | 780.3149 | 739.199 | 1143.9147 | 680.6136 | 851.51 | 1399.2966 | 990 | 340.3068 | 724.8334 | 189.2325 | 183.0387 | 685.1133 | 663.0501 | 1143.9147 | 663.0501 | 4482 | 18 | 6 | 2017-06-05 18:00 | WEEKDAY | 25.1434 | 0 | 887.53 | 860.9041 | 129.0959 | 990 | 2846.7181 | 0 | 0 | NA | 94.89%
| 18 | 7 | 2017-07-06 18:00 | 116.5009 | 605.0212 | 370.3936 | 382.8546 | 423.5027 | 305.5663 | 665.106 | 632.4228 | 0 | 152.7831 | 203.0012 | 107.098 | 51.2629 | 235.2746 | 116.5009 | 423.5027 | 116.5009 | 4483 | 19 | 6 | 2017-06-05 19:00 | WEEKDAY | 26.1204 | 0 | 691.452 | 670.7084 | 0 | 670.7084 | 2713.6295 | 0 | 0 | NA | 90.45%
| 19 | 7 | 2017-07-06 19:00 | 0 | 20.8131 | 12.1526 | 15.6597 | 47.5228 | 10.5117 | 267.475 | 30.399 | 0 | 5.2558 | 33.2973 | 10.5316 | 8.4084 | 10.5356 | 0 | 47.5228 | 0 | 4484 | 20 | 6 | 2017-06-05 20:00 | WEEKDAY | 25.2909 | 2.06 | 278.751 | 0 | 0 | 0 | 2713.6295 | 0 | 0 | NA | 90.45%
| 20 | 7 | 2017-07-06 20:00 | 0 | 0 | 0 | 0 | 0 | 0 | 0 | 0 | 0 | 0 | 0 | 0 | 0 | 0 | 0 | 0 | 0 | 4485 | 21 | 6 | 2017-06-05 21:00 | WEEKDAY | 25.0766 | 2.06 | 0 | 0 | 0 | 0 | 2992.3805 | 0 | 0 | NA | 99.75%
| 21 | 7 | 2017-07-06 21:00 | 0 | 0 | 0 | 0 | 0 | 0 | 0 | 0 | 0 | 0 | 0 | 0 | 0 | 0 | 0 | 0 | 0 | 4486 | 22 | 6 | 2017-06-05 22:00 | WEEKDAY | 25.1545 | 2.06 | 0 | 0 | 0 | 0 | 2992.3805 | 0 | 0 | NA | 99.75%
| 22 | 7 | 2017-07-06 22:00 | 0 | 0 | 0 | 0 | 0 | 0 | 0 | 0 | 0 | 0 | 0 | 0 | 0 | 0 | 0 | 0 | 0 | 4487 | 23 | 6 | 2017-06-05 23:00 | WEEKDAY | 24.6646 | 2.3 | 0 | 0 | 0 | 0 | 2992.3805 | 0 | 0 | NA | 99.75%
| 23 | 7 | 2017-07-06 23:00 | 0 | 0 | 0 | 0 | 0 | 0 | 0 | 0 | 0 | 0 | 0 | 0 | 0 | 0 | 0 | 0 | 0 | 4488 | 0 | 6 | 2017-06-06 | WEEKDAY | 23.8156 | 2.3 | 0 | 0 | 0 | 0 | 2992.3805 | 0 | 0 | NA | 99.75%
| 0 | 7 | 2017-07-07 | 0 | 0 | 0 | 0 | 0 | 0 | 0 | 0 | 0 | 0 | 0 | 0 | 0 | 0 | 0 | 0 | 0 | 4489 | 1 | 6 | 2017-06-06 01:00 | WEEKDAY | 22.6883 | 2.3 | 0 | 0 | 0 | 0 | 2992.3805 | 0 | 0 | NA | 99.75%
| 1 | 7 | 2017-07-07 01:00 | 0 | 0 | 0 | 0 | 0 | 0 | 0 | 0 | 0 | 0 | 0 | 0 | 0 | 0 | 0 | 0 | 0 | 4490 | 2 | 6 | 2017-06-06 02:00 | WEEKDAY | 21.6501 | 2.3 | 0 | 0 | 0 | 0 | 2992.3805 | 0 | 0 | NA | 99.75%
| 2 | 7 | 2017-07-07 02:00 | 0 | 0 | 0 | 0 | 0 | 0 | 0 | 0 | 0 | 0 | 0 | 0 | 0 | 0 | 0 | 0 | 0 | 4491 | 3 | 6 | 2017-06-06 03:00 | WEEKDAY | 21.0878 | 2.3 | 0 | 0 | 0 | 0 | 2992.3805 | 0 | 0 | NA | 99.75%
| 3 | 7 | 2017-07-07 03:00 | 0 | 0 | 0 | 0 | 0 | 0 | 0 | 0 | 0 | 0 | 0 | 0 | 0 | 0 | 0 | 0 | 0 | 4492 | 4 | 6 | 2017-06-06 04:00 | WEEKDAY | 20.9069 | 2.3 | 0 | 0 | 0 | 0 | 2992.3805 | 0 | 0 | NA | 99.75%
| 4 | 7 | 2017-07-07 04:00 | 0 | 0 | 0 | 0 | 0 | 0 | 0 | 0 | 0 | 0 | 0 | 0 | 0 | 0 | 0 | 0 | 0 | 4493 | 5 | 6 | 2017-06-06 05:00 | WEEKDAY | 21.0405 | 2.3 | 0 | 0 | 0 | 0 | 2992.3805 | 0 | 0 | NA | 99.75%
| 5 | 7 | 2017-07-07 05:00 | 182.7405 | 0 | 0 | 0 | 0 | 0 | 0 | 0 | 0 | 0 | 0 | 0.89169 | 0 | 6.8218 | 182.7405 | 0 | 182.7405 | 4494 | 6 | 6 | 2017-06-06 06:00 | WEEKDAY | 21.9618 | 2.05 | 0 | 0 | 0 | 0 | 2992.3805 | 0 | 0 | NA | 99.75%
| 6 | 7 | 2017-07-07 06:00 | 653.0172 | 49.5431 | 116.0869 | 236.0661 | 247.0976 | 25.0218 | 231.845 | 142.4439 | 0 | 12.5109 | 200.1208 | 37.5503 | 50.5355 | 324.0655 | 653.0172 | 247.0976 | 653.0172 | 4495 | 7 | 6 | 2017-06-06 07:00 | WEEKDAY | 22.8136 | 2.05 | 242.153 | 234.8884 | 0 | 234.8884 | 2992.3805 | 0 | 0 | NA | 99.75%
| 7 | 7 | 2017-07-07 07:00 | 347.5659 | 851.2418 | 490.7381 | 519.123 | 534.6762 | 429.9201 | 647.021 | 1370.7106 | 586.625 | 214.9601 | 692.1361 | 91.733 | 174.7818 | 755.5688 | 347.5659 | 534.6762 | 347.5659 | 4496 | 8 | 6 | 2017-06-06 08:00 | WEEKDAY | 23.3396 | 2.05 | 672.509 | 652.3337 | 0 | 652.3337 | 2992.3805 | 0 | 0 | NA | 99.75%
| 8 | 7 | 2017-07-07 08:00 | 483.4388 | 1352.5828 | 844.7586 | 821.2735 | 1893.7078 | 683.1226 | 827.388 | 1587.932 | 835.589 | 341.5613 | 826.5483 | 152.5153 | 208.7243 | 925.8596 | 483.4388 | 1893.7078 | 483.4388 | 4497 | 9 | 6 | 2017-06-06 09:00 | WEEKDAY | 24.0995 | 1.95 | 861.986 | 836.1264 | 0 | 836.1264 | 2992.3805 | 0 | 0 | NA | 99.75%
| 9 | 7 | 2017-07-07 09:00 | 619.8204 | 1343.519 | 972.9822 | 886.4193 | 1762.3902 | 678.5449 | 895.154 | 1826.7631 | 919.592 | 339.2725 | 874.7072 | 91.3884 | 220.8857 | 990.0001 | 619.8204 | 1762.3902 | 619.8204 | 4498 | 10 | 6 | 2017-06-06 10:00 | WEEKDAY | 27.7738 | 1.95 | 933.556 | 905.5493 | 0 | 905.5493 | 2992.3805 | 0 | 0 | NA | 99.75%
| 10 | 7 | 2017-07-07 10:00 | 648.878 | 1922.2533 | 978.0892 | 898.0155 | 1668.6438 | 970.835 | 910.57 | 1271.6225 | 913.998 | 485.4175 | 918.8792 | 182.423 | 232.0402 | 990.0001 | 648.878 | 1668.6438 | 648.878 | 4499 | 11 | 6 | 2017-06-06 11:00 | WEEKDAY | 43.4755 | 1.95 | 949.844 | 921.3487 | 0 | 921.3487 | 2992.3805 | 0 | 0 | NA | 99.75%
| 11 | 7 | 2017-07-07 11:00 | 481.0481 | 1954.5324 | 990.0001 | 967.269 | 1668.6241 | 987.1376 | 910.368 | 1462.2845 | 910.0074 | 493.5688 | 931.9556 | 174.7306 | 235.3423 | 990.0001 | 481.0481 | 1668.6241 | 481.0481 | 4500 | 12 | 6 | 2017-06-06 12:00 | WEEKDAY | 45.3404 | 1.95 | 949.605 | 921.1168 | 0 | 921.1168 | 2992.3805 | 0 | 0 | NA | 99.75%
| 12 | 7 | 2017-07-07 12:00 | 923.5636 | 1963.9366 | 990.0001 | 949.9437 | 1704.5325 | 991.8872 | 902.704 | 1594.6562 | 901.4385 | 495.9436 | 912.9851 | 190.047 | 230.5518 | 990.0001 | 923.5636 | 1704.5325 | 923.5636 | 4501 | 13 | 6 | 2017-06-06 13:00 | WEEKDAY | 41.1012 | 1.95 | 941.477 | 913.2327 | 0 | 913.2327 | 2992.3805 | 0 | 0 | NA | 99.75%
| 13 | 7 | 2017-07-07 13:00 | 774.622 | 1966.4375 | 981.6653 | 928.3188 | 1980.0001 | 993.1503 | 901.005 | 1548.5689 | 900.7207 | 496.5751 | 904.8591 | 178.9764 | 228.4998 | 988.0555 | 774.622 | 1980.0001 | 774.622 | 4502 | 14 | 6 | 2017-06-06 14:00 | WEEKDAY | 42.8854 | 0 | 939.677 | 911.4867 | 0 | 911.4867 | 2992.3805 | 0 | 0 | NA | 99.75%
| 14 | 7 | 2017-07-07 14:00 | 956.1835 | 1944.1969 | 990.0001 | 937.867 | 1813.4451 | 981.9176 | 931.995 | 1678.7628 | 990 | 490.9588 | 382.8113 | 187.0168 | 96.6695 | 990.0001 | 956.1835 | 1813.4451 | 956.1835 | 4503 | 15 | 6 | 2017-06-06 15:00 | WEEKDAY | 41.5159 | 0 | 972.661 | 943.4812 | 46.5188 | 990 | 2992.3805 | 0 | 0 | NA | 99.75%
| 15 | 7 | 2017-07-07 15:00 | 918.106 | 1914.3178 | 965.4244 | 937.5866 | 1921.5323 | 966.8272 | 748.9 | 1269.649 | 990 | 483.4136 | 916.9311 | 207.5433 | 231.5483 | 969.0248 | 918.106 | 1921.5323 | 918.106 | 4504 | 16 | 6 | 2017-06-06 16:00 | WEEKDAY | 46.6041 | 0 | 779.307 | 755.9278 | 234.0722 | 990 | 2944.4229 | 0 | 0 | NA | 98.15%
| 16 | 7 | 2017-07-07 16:00 | 887.8911 | 1772.6464 | 935.3389 | 894.2414 | 1487.4066 | 895.2759 | 910.459 | 1305.8268 | 990 | 447.638 | 914.1515 | 209.7125 | 230.8463 | 905.3387 | 887.8911 | 1487.4066 | 887.8911 | 4505 | 17 | 6 | 2017-06-06 17:00 | WEEKDAY | 46.7071 | 0 | 949.859 | 921.3632 | 68.6368 | 990 | 2703.1114 | 0 | 0 | NA | 90.1%
| 17 | 7 | 2017-07-07 17:00 | 675.5939 | 1471.8594 | 792.7492 | 759.7712 | 1439.496 | 743.3633 | 839.422 | 1258.3087 | 990 | 371.6817 | 701.1614 | 182.9593 | 177.061 | 753.3426 | 675.5939 | 1439.496 | 675.5939 | 4506 | 18 | 6 | 2017-06-06 18:00 | WEEKDAY | 37.2377 | 0 | 874.743 | 848.5007 | 141.4993 | 990 | 2632.3518 | 0 | 0 | NA | 87.75%
| 18 | 7 | 2017-07-07 18:00 | 142.5167 | 762.3348 | 520.5812 | 384.7774 | 678.1911 | 385.0176 | 661.831 | 524.7241 | 0 | 192.5088 | 63.4374 | 69.4067 | 16.0196 | 382.6121 | 142.5167 | 678.1911 | 142.5167 | 4507 | 19 | 6 | 2017-06-06 19:00 | WEEKDAY | 39.6064 | 0 | 688.052 | 667.4104 | 0 | 667.4104 | 2486.4763 | 0 | 0 | NA | 82.88%
| 19 | 7 | 2017-07-07 19:00 | 0 | 35.8289 | 15.2113 | 15.9175 | 57.31 | 18.0954 | 257.765 | 22.2448 | 0 | 9.0477 | 30.9036 | 2.6224 | 7.8039 | 17.782 | 0 | 57.31 | 0 | 4508 | 20 | 6 | 2017-06-06 20:00 | WEEKDAY | 34.8132 | 2.06 | 268.755 | 0 | 0 | 0 | 2486.4763 | 0 | 0 | NA | 82.88%
| 20 | 7 | 2017-07-07 20:00 | 0 | 0 | 0 | 0 | 0 | 0 | 0 | 0 | 0 | 0 | 0 | 0 | 0 | 0 | 0 | 0 | 0 | 4509 | 21 | 6 | 2017-06-06 21:00 | WEEKDAY | 35.2029 | 2.06 | 0 | 0 | 0 | 0 | 2755.2313 | 0 | 0 | NA | 91.84%
| 21 | 7 | 2017-07-07 21:00 | 0 | 0 | 0 | 0 | 0 | 0 | 0 | 0 | 0 | 0 | 0 | 0 | 0 | 0 | 0 | 0 | 0 | 4510 | 22 | 6 | 2017-06-06 22:00 | WEEKDAY | 31.7041 | 2.06 | 0 | 0 | 0 | 0 | 2755.2313 | 0 | 0 | NA | 91.84%
| 22 | 7 | 2017-07-07 22:00 | 0 | 0 | 0 | 0 | 0 | 0 | 0 | 0 | 0 | 0 | 0 | 0 | 0 | 0 | 0 | 0 | 0 | 4511 | 23 | 6 | 2017-06-06 23:00 | WEEKDAY | 25.8058 | 2.3 | 0 | 0 | 0 | 0 | 2755.2313 | 0 | 0 | NA | 91.84%
| 23 | 7 | 2017-07-07 23:00 | 0 | 0 | 0 | 0 | 0 | 0 | 0 | 0 | 0 | 0 | 0 | 0 | 0 | 0 | 0 | 0 | 0 | 4512 | 0 | 6 | 2017-06-07 | WEEKDAY | 24.7871 | 2.3 | 0 | 0 | 0 | 0 | 2755.2313 | 0 | 0 | NA | 91.84%
| 0 | 7 | 2017-07-08 | 0 | 0 | 0 | 0 | 0 | 0 | 0 | 0 | 0 | 0 | 0 | 0 | 0 | 0 | 0 | 0 | 0 | 4513 | 1 | 6 | 2017-06-07 01:00 | WEEKDAY | 22.9945 | 2.3 | 0 | 0 | 0 | 0 | 2755.2313 | 0 | 0 | NA | 91.84%
| 1 | 7 | 2017-07-08 01:00 | 0 | 0 | 0 | 0 | 0 | 0 | 0 | 0 | 0 | 0 | 0 | 0 | 0 | 0 | 0 | 0 | 0 | 4514 | 2 | 6 | 2017-06-07 02:00 | WEEKDAY | 22.3988 | 2.3 | 0 | 0 | 0 | 0 | 2755.2313 | 0 | 0 | NA | 91.84%
| 2 | 7 | 2017-07-08 02:00 | 0 | 0 | 0 | 0 | 0 | 0 | 0 | 0 | 0 | 0 | 0 | 0 | 0 | 0 | 0 | 0 | 0 | 4515 | 3 | 6 | 2017-06-07 03:00 | WEEKDAY | 21.4441 | 2.3 | 0 | 0 | 0 | 0 | 2755.2313 | 0 | 0 | NA | 91.84%
| 3 | 7 | 2017-07-08 03:00 | 0 | 0 | 0 | 0 | 0 | 0 | 0 | 0 | 0 | 0 | 0 | 0 | 0 | 0 | 0 | 0 | 0 | 4516 | 4 | 6 | 2017-06-07 04:00 | WEEKDAY | 20.7621 | 2.3 | 0 | 0 | 0 | 0 | 2755.2313 | 0 | 0 | NA | 91.84%
| 4 | 7 | 2017-07-08 04:00 | 0 | 0 | 0 | 0 | 0 | 0 | 0 | 0 | 0 | 0 | 0 | 0 | 0 | 0 | 0 | 0 | 0 | 4517 | 5 | 6 | 2017-06-07 05:00 | WEEKDAY | 20.5701 | 2.3 | 0 | 0 | 0 | 0 | 2755.2313 | 0 | 0 | NA | 91.84%
| 5 | 7 | 2017-07-08 05:00 | 59.6494 | 0 | 0 | 0 | 0.010359 | 0 | 0 | 0 | 0 | 0 | 0 | 1.2035 | 0 | 0.76121 | 59.6494 | 0.010359 | 59.6494 | 4518 | 6 | 6 | 2017-06-07 06:00 | WEEKDAY | 21.4023 | 2.05 | 0 | 0 | 0 | 0 | 2755.2313 | 0 | 0 | NA | 91.84%
| 6 | 7 | 2017-07-08 06:00 | 705.9046 | 134.1702 | 161.0065 | 227.2715 | 209.8907 | 67.7627 | 224.215 | 274.85 | 35.8631 | 33.8814 | 200.7767 | 33.0538 | 50.7012 | 127.7781 | 705.9046 | 209.8907 | 705.9046 | 4519 | 7 | 6 | 2017-06-07 07:00 | WEEKDAY | 22.7969 | 2.05 | 234.292 | 0 | 0 | 0 | 2755.2313 | 0 | 0 | NA | 91.84%
| 7 | 7 | 2017-07-08 07:00 | 776.261 | 1104.211 | 688.4789 | 414.341 | 762.8238 | 557.6823 | 638.379 | 1131.2372 | 110.6624 | 278.8412 | 672.4207 | 78.3685 | 169.8032 | 346.061 | 776.261 | 762.8238 | 776.261 | 4520 | 8 | 6 | 2017-06-07 08:00 | WEEKDAY | 23.0752 | 2.05 | 663.448 | 643.5446 | 0 | 643.5446 | 2989.5233 | 0 | 0 | NA | 99.65%
| 8 | 7 | 2017-07-08 08:00 | 986.9194 | 1032.4281 | 840.0811 | 726.7365 | 1514.5452 | 521.4283 | 817.331 | 707.3095 | 669.0497 | 260.7142 | 853.229 | 92.6462 | 215.4619 | 792.1317 | 986.9194 | 1514.5452 | 986.9194 | 4521 | 9 | 6 | 2017-06-07 09:00 | WEEKDAY | 23.8713 | 1.95 | 851.352 | 825.8114 | 0 | 825.8114 | 2989.5233 | 0 | 0 | NA | 99.65%
| 9 | 7 | 2017-07-08 09:00 | 982.6238 | 1772.9684 | 972.7111 | 711.6811 | 1980.0001 | 895.4386 | 883.815 | 787.8804 | 550.4847 | 447.7193 | 890.5138 | 102.5955 | 224.8772 | 897.0102 | 982.6238 | 1980.0001 | 982.6238 | 4522 | 10 | 6 | 2017-06-07 10:00 | WEEKDAY | 30.2678 | 1.95 | 921.53 | 893.8841 | 0 | 893.8841 | 2989.5233 | 0 | 0 | NA | 99.65%
| 10 | 7 | 2017-07-08 10:00 | 769.8505 | 1901.169 | 984.5422 | 929.0089 | 1793.2395 | 960.1864 | 901.871 | 1237.5812 | 636.0358 | 480.0932 | 941.8745 | 188.2295 | 237.8471 | 968.2595 | 769.8505 | 1793.2395 | 769.8505 | 4523 | 11 | 6 | 2017-06-07 11:00 | WEEKDAY | 32.2635 | 1.95 | 940.617 | 912.3985 | 0 | 912.3985 | 2989.5233 | 0 | 0 | NA | 99.65%
| 11 | 7 | 2017-07-08 11:00 | 925.621 | 1878.8781 | 975.7165 | 894.2232 | 1932.0273 | 948.9283 | 903.828 | 1061.451 | 682.8587 | 474.4642 | 961.9306 | 211.7859 | 242.9118 | 481.582 | 925.621 | 1932.0273 | 925.621 | 4524 | 12 | 6 | 2017-06-07 12:00 | WEEKDAY | 34.6768 | 1.95 | 942.68 | 914.3996 | 0 | 914.3996 | 2989.5233 | 0 | 0 | NA | 99.65%
| 12 | 7 | 2017-07-08 12:00 | 990.0001 | 1857.3316 | 990.0001 | 945.4722 | 1785.4362 | 938.0462 | 897.98 | 1409.7897 | 658.0383 | 469.0231 | 921.1342 | 64.3535 | 232.6097 | 638.7586 | 990.0001 | 1785.4362 | 990.0001 | 4525 | 13 | 6 | 2017-06-07 13:00 | WEEKDAY | 47.2109 | 1.95 | 936.486 | 908.3914 | 0 | 908.3914 | 2989.5233 | 0 | 0 | NA | 99.65%
| 13 | 7 | 2017-07-08 13:00 | 990.0001 | 1821.3734 | 978.6341 | 972.4727 | 1903.7459 | 919.8856 | 897.271 | 1089.6256 | 537.2161 | 459.9428 | 961.0088 | 171.9351 | 242.679 | 962.5182 | 990.0001 | 1903.7459 | 990.0001 | 4526 | 14 | 6 | 2017-06-07 14:00 | WEEKDAY | 46.9048 | 0 | 935.741 | 907.6688 | 0 | 907.6688 | 2989.5233 | 0 | 0 | NA | 99.65%
| 14 | 7 | 2017-07-08 14:00 | 985.7061 | 1801.9798 | 982.7498 | 911.4932 | 1525.5691 | 910.0908 | 902.585 | 1018.1525 | 759.8815 | 455.0454 | 932.4059 | 158.7214 | 235.456 | 909.0105 | 985.7061 | 1525.5691 | 985.7061 | 4527 | 15 | 6 | 2017-06-07 15:00 | WEEKDAY | 38.802 | 0 | 941.378 | 913.1367 | 76.8633 | 990 | 2989.5233 | 0 | 0 | NA | 99.65%
| 15 | 7 | 2017-07-08 15:00 | 942.0072 | 1837.3364 | 947.132 | 953.0321 | 1040.651 | 927.9477 | 927.501 | 716.8403 | 989.6859 | 463.9738 | 920.1756 | 107.234 | 232.3676 | 903.0962 | 942.0072 | 1040.651 | 942.0072 | 4528 | 16 | 6 | 2017-06-07 16:00 | WEEKDAY | 49.9638 | 0 | 967.933 | 938.895 | 51.105 | 990 | 2910.2827 | 0 | 0 | NA | 97.01%
| 16 | 7 | 2017-07-08 16:00 | 854.5968 | 1587.4826 | 886.3625 | 885.5419 | 689.2666 | 801.7589 | 906.307 | 1369.6857 | 989.7932 | 400.8794 | 742.3 | 116.38 | 187.4495 | 833.897 | 854.5968 | 689.2666 | 854.5968 | 4529 | 17 | 6 | 2017-06-07 17:00 | WEEKDAY | 62.3448 | 0 | 945.479 | 917.1146 | 72.8854 | 990 | 2857.5972 | 0 | 0 | NA | 95.25%
| 17 | 7 | 2017-07-08 17:00 | 609.6835 | 1448.4756 | 724.9576 | 728.1864 | 582.0774 | 731.5533 | 833.542 | 1291.9017 | 798.8678 | 365.7767 | 685.4928 | 152.7001 | 173.1043 | 668.1235 | 609.6835 | 582.0774 | 609.6835 | 4530 | 18 | 6 | 2017-06-07 18:00 | WEEKDAY | 91.6189 | 0 | 868.545 | 842.4886 | 147.5114 | 990 | 2782.4576 | 0 | 0 | NA | 92.75%
| 18 | 7 | 2017-07-08 18:00 | 85.3212 | 840.879 | 380.6674 | 349.5695 | 726.2739 | 424.6864 | 646.205 | 403.9423 | 588.8307 | 212.3432 | 490.1754 | 90.0969 | 123.7817 | 219.4218 | 85.3212 | 726.2739 | 85.3212 | 4531 | 19 | 6 | 2017-06-07 19:00 | WEEKDAY | 36.8869 | 0 | 671.649 | 651.4995 | 0 | 651.4995 | 2630.3841 | 0 | 0 | NA | 87.68%
| 19 | 7 | 2017-07-08 19:00 | 0 | 47.615 | 52.8712 | 9.9785 | 50.4533 | 24.048 | 251.157 | 20.313 | 0 | 12.024 | 44.2714 | 9.2825 | 11.1796 | 10.2086 | 0 | 50.4533 | 0 | 4532 | 20 | 6 | 2017-06-07 20:00 | WEEKDAY | 34.546 | 2.06 | 261.957 | 0 | 0 | 0 | 2630.3841 | 0 | 0 | NA | 87.68%
| 20 | 7 | 2017-07-08 20:00 | 0 | 0 | 0 | 0 | 0 | 0 | 0 | 0 | 0 | 0 | 0 | 0 | 0 | 0 | 0 | 0 | 0 | 4533 | 21 | 6 | 2017-06-07 21:00 | WEEKDAY | 34.4709 | 2.06 | 0 | 0 | 0 | 0 | 2892.3411 | 0 | 0 | NA | 96.41%
| 21 | 7 | 2017-07-08 21:00 | 0 | 0 | 0 | 0 | 0 | 0 | 0 | 0 | 0 | 0 | 0 | 0 | 0 | 0 | 0 | 0 | 0 | 4534 | 22 | 6 | 2017-06-07 22:00 | WEEKDAY | 33.3575 | 2.06 | 0 | 0 | 0 | 0 | 2892.3411 | 0 | 0 | NA | 96.41%
| 22 | 7 | 2017-07-08 22:00 | 0 | 0 | 0 | 0 | 0 | 0 | 0 | 0 | 0 | 0 | 0 | 0 | 0 | 0 | 0 | 0 | 0 | 4535 | 23 | 6 | 2017-06-07 23:00 | WEEKDAY | 23.9325 | 2.3 | 0 | 0 | 0 | 0 | 2892.3411 | 0 | 0 | NA | 96.41%
| 23 | 7 | 2017-07-08 23:00 | 0 | 0 | 0 | 0 | 0 | 0 | 0 | 0 | 0 | 0 | 0 | 0 | 0 | 0 | 0 | 0 | 0 | 4536 | 0 | 6 | 2017-06-08 | WEEKDAY | 22.6243 | 2.3 | 0 | 0 | 0 | 0 | 2892.3411 | 0 | 0 | NA | 96.41%
| 0 | 7 | 2017-07-09 | 0 | 0 | 0 | 0 | 0 | 0 | 0 | 0 | 0 | 0 | 0 | 0 | 0 | 0 | 0 | 0 | 0 | 4537 | 1 | 6 | 2017-06-08 01:00 | WEEKDAY | 22.4628 | 2.3 | 0 | 0 | 0 | 0 | 2892.3411 | 0 | 0 | NA | 96.41%
| 1 | 7 | 2017-07-09 01:00 | 0 | 0 | 0 | 0 | 0 | 0 | 0 | 0 | 0 | 0 | 0 | 0 | 0 | 0 | 0 | 0 | 0 | 4538 | 2 | 6 | 2017-06-08 02:00 | WEEKDAY | 21.4302 | 2.3 | 0 | 0 | 0 | 0 | 2892.3411 | 0 | 0 | NA | 96.41%
| 2 | 7 | 2017-07-09 02:00 | 0 | 0 | 0 | 0 | 0 | 0 | 0 | 0 | 0 | 0 | 0 | 0 | 0 | 0 | 0 | 0 | 0 | 4539 | 3 | 6 | 2017-06-08 03:00 | WEEKDAY | 20.776 | 2.3 | 0 | 0 | 0 | 0 | 2892.3411 | 0 | 0 | NA | 96.41%
| 3 | 7 | 2017-07-09 03:00 | 0 | 0 | 0 | 0 | 0 | 0 | 0 | 0 | 0 | 0 | 0 | 0 | 0 | 0 | 0 | 0 | 0 | 4540 | 4 | 6 | 2017-06-08 04:00 | WEEKDAY | 20.3279 | 2.3 | 0 | 0 | 0 | 0 | 2892.3411 | 0 | 0 | NA | 96.41%
| 4 | 7 | 2017-07-09 04:00 | 0 | 0 | 0 | 0 | 0 | 0 | 0 | 0 | 0 | 0 | 0 | 0 | 0 | 0 | 0 | 0 | 0 | 4541 | 5 | 6 | 2017-06-08 05:00 | WEEKDAY | 20.6508 | 2.3 | 0 | 0 | 0 | 0 | 2892.3411 | 0 | 0 | NA | 96.41%
| 5 | 7 | 2017-07-09 05:00 | 175.4011 | 0 | 0 | 0 | 0 | 0 | 0 | 0 | 0 | 0 | 0 | 0.088854 | 0 | 0 | 175.4011 | 0 | 175.4011 | 4542 | 6 | 6 | 2017-06-08 06:00 | WEEKDAY | 21.6445 | 2.05 | 0 | 0 | 0 | 0 | 2892.3411 | 0 | 0 | NA | 96.41%
| 6 | 7 | 2017-07-09 06:00 | 368.1738 | 158.1932 | 178.1408 | 161.3016 | 291.3518 | 79.8956 | 217.917 | 106.0095 | 0 | 39.9478 | 188.6652 | 62.3768 | 47.6427 | 99.0232 | 368.1738 | 291.3518 | 368.1738 | 4543 | 7 | 6 | 2017-06-08 07:00 | WEEKDAY | 22.474 | 2.05 | 227.844 | 221.0087 | 0 | 221.0087 | 2892.3411 | 0 | 0 | NA | 96.41%
| 7 | 7 | 2017-07-09 07:00 | 870.5597 | 633.3954 | 221.7594 | 239.4607 | 802.8112 | 319.8967 | 646.793 | 264.1602 | 0 | 159.9483 | 665.3065 | 184.8923 | 168.0067 | 86.1515 | 870.5597 | 802.8112 | 870.5597 | 4544 | 8 | 6 | 2017-06-08 08:00 | WEEKDAY | 22.7078 | 2.05 | 672.32 | 652.1504 | 0 | 652.1504 | 2892.3411 | 0 | 0 | NA | 96.41%
| 8 | 7 | 2017-07-09 08:00 | 987.3194 | 945.2712 | 130.3911 | 801.8921 | 1028.1039 | 477.4097 | 836.771 | 1535.4518 | 0 | 238.7048 | 848.6814 | 227.6636 | 214.3135 | 145.3372 | 987.3194 | 1028.1039 | 987.3194 | 4545 | 9 | 6 | 2017-06-08 09:00 | WEEKDAY | 23.5373 | 1.95 | 871.978 | 845.8187 | 0 | 845.8187 | 2892.3411 | 0 | 0 | NA | 96.41%
| 9 | 7 | 2017-07-09 09:00 | 984.775 | 1241.001 | 940.6711 | 818.5953 | 1206.303 | 626.7682 | 927.475 | 1763.9659 | 493.5011 | 313.3841 | 914.5359 | 230.5465 | 230.9434 | 203.1955 | 984.775 | 1206.303 | 984.775 | 4546 | 10 | 6 | 2017-06-08 10:00 | WEEKDAY | 23.8184 | 1.95 | 967.994 | 938.9542 | 0 | 938.9542 | 2892.3411 | 0 | 0 | NA | 96.41%
| 10 | 7 | 2017-07-09 10:00 | 984.9433 | 1548.0572 | 980.1421 | 939.0633 | 1231.2243 | 781.8471 | 946.647 | 1877.3516 | 914.3065 | 390.9235 | 933.875 | 239.711 | 235.827 | 260.8638 | 984.9433 | 1231.2243 | 984.9433 | 4547 | 11 | 6 | 2017-06-08 11:00 | WEEKDAY | 24.2387 | 1.95 | 988.297 | 958.6481 | 0 | 958.6481 | 2892.3411 | 0 | 0 | NA | 96.41%
| 11 | 7 | 2017-07-09 11:00 | 974.13 | 1812.4916 | 987.4732 | 923.5998 | 1269.4036 | 915.3998 | 945.509 | 1867.8216 | 881.3129 | 457.6999 | 910.0028 | 217.4561 | 229.7987 | 375.4071 | 974.13 | 1269.4036 | 974.13 | 4548 | 12 | 6 | 2017-06-08 12:00 | WEEKDAY | 28.2163 | 1.95 | 987.06 | 957.4482 | 0 | 957.4482 | 2892.3411 | 0 | 0 | NA | 96.41%
| 12 | 7 | 2017-07-09 12:00 | 965.453 | 1752.0958 | 943.548 | 917.6728 | 1501.1677 | 884.8969 | 935.779 | 1882.8399 | 989.6358 | 442.4484 | 935.2881 | 241.746 | 236.1839 | 392.3374 | 965.453 | 1501.1677 | 965.453 | 4549 | 13 | 6 | 2017-06-08 13:00 | WEEKDAY | 31.0889 | 1.95 | 976.716 | 947.4145 | 0 | 947.4145 | 2892.3411 | 0 | 0 | NA | 96.41%
| 13 | 7 | 2017-07-09 13:00 | 915.5561 | 1798.818 | 977.0281 | 917.2204 | 1395.4413 | 908.4939 | 932.042 | 1889.749 | 990.3175 | 454.247 | 957.3611 | 215.4241 | 241.7579 | 508.3704 | 915.5561 | 1395.4413 | 915.5561 | 4550 | 14 | 6 | 2017-06-08 14:00 | WEEKDAY | 35.0721 | 0 | 972.741 | 943.5588 | 0 | 943.5588 | 2892.3411 | 0 | 0 | NA | 96.41%
| 14 | 7 | 2017-07-09 14:00 | 949.2592 | 1452.8797 | 990.0001 | 874.6959 | 1248.426 | 733.7776 | 936.059 | 1848.0876 | 990.0592 | 366.8888 | 924.3692 | 230.7089 | 233.4266 | 552.0051 | 949.2592 | 1248.426 | 949.2592 | 4551 | 15 | 6 | 2017-06-08 15:00 | WEEKDAY | 107.5016 | 0 | 977.004 | 947.6939 | 42.3061 | 990 | 2892.3411 | 0 | 0 | NA | 96.41%
| 15 | 7 | 2017-07-09 15:00 | 918.7641 | 1641.6759 | 317.8944 | 875.6701 | 1906.94 | 829.1292 | 933.99 | 1713.7816 | 878.0459 | 414.5646 | 637.6336 | 232.546 | 161.0186 | 392.7332 | 918.7641 | 1906.94 | 918.7641 | 4552 | 16 | 6 | 2017-06-08 16:00 | WEEKDAY | 65.2536 | 0 | 974.82 | 945.5754 | 44.4246 | 990 | 2848.7265 | 0 | 0 | NA | 94.96%
| 16 | 7 | 2017-07-09 16:00 | 838.6869 | 952.1124 | 713.2328 | 536.6851 | 1748.0053 | 480.8648 | 913.686 | 1600.4222 | 866.4166 | 240.4324 | 287.0485 | 213.7808 | 72.487 | 877.4638 | 838.6869 | 1748.0053 | 838.6869 | 4553 | 17 | 6 | 2017-06-08 17:00 | WEEKDAY | 170.1108 | 0 | 953.312 | 924.7126 | 65.2874 | 990 | 2802.9279 | 0 | 0 | NA | 93.43%
| 17 | 7 | 2017-07-09 17:00 | 618.5151 | 1174.2978 | 753.7189 | 360.9915 | 1237.2218 | 593.0797 | 851.121 | 1224.0263 | 0 | 296.5398 | 445.3663 | 200.0038 | 112.4662 | 641.9972 | 618.5151 | 1237.2218 | 618.5151 | 4554 | 18 | 6 | 2017-06-08 18:00 | WEEKDAY | 62.4033 | 0 | 887.181 | 860.5656 | 129.4344 | 990 | 2735.6214 | 0 | 0 | NA | 91.19%
| 18 | 7 | 2017-07-09 18:00 | 91.7773 | 499.0711 | 421.5214 | 174.7862 | 670.1715 | 252.0561 | 657.565 | 436.292 | 0 | 126.0281 | 387.0077 | 94.6397 | 97.7292 | 354.4655 | 91.7773 | 670.1715 | 91.7773 | 4555 | 19 | 6 | 2017-06-08 19:00 | WEEKDAY | 35.5147 | 0 | 683.588 | 663.0804 | 0 | 663.0804 | 2602.1838 | 0 | 0 | NA | 86.74%
| 19 | 7 | 2017-07-09 19:00 | 0 | 15.1624 | 39.2508 | 5.32 | 21.4755 | 7.6578 | 250.281 | 13.7036 | 0 | 3.8289 | 39.4116 | 12.0689 | 9.9524 | 15.9216 | 0 | 21.4755 | 0 | 4556 | 20 | 6 | 2017-06-08 20:00 | WEEKDAY | 29.7779 | 2.06 | 261.054 | 0 | 0 | 0 | 2602.1838 | 0 | 0 | NA | 86.74%
| 20 | 7 | 2017-07-09 20:00 | 0 | 0 | 0 | 0 | 0 | 0 | 0 | 0 | 0 | 0 | 0 | 0 | 0 | 0 | 0 | 0 | 0 | 4557 | 21 | 6 | 2017-06-08 21:00 | WEEKDAY | 26.7272 | 2.06 | 0 | 0 | 0 | 0 | 2863.2378 | 0 | 0 | NA | 95.44%
| 21 | 7 | 2017-07-09 21:00 | 0 | 0 | 0 | 0 | 0 | 0 | 0 | 0 | 0 | 0 | 0 | 0 | 0 | 0 | 0 | 0 | 0 | 4558 | 22 | 6 | 2017-06-08 22:00 | WEEKDAY | 24.0884 | 2.06 | 0 | 0 | 0 | 0 | 2863.2378 | 0 | 0 | NA | 95.44%
| 22 | 7 | 2017-07-09 22:00 | 0 | 0 | 0 | 0 | 0 | 0 | 0 | 0 | 0 | 0 | 0 | 0 | 0 | 0 | 0 | 0 | 0 | 4559 | 23 | 6 | 2017-06-08 23:00 | WEEKDAY | 24.3278 | 2.3 | 0 | 0 | 0 | 0 | 2863.2378 | 0 | 0 | NA | 95.44%
| 23 | 7 | 2017-07-09 23:00 | 0 | 0 | 0 | 0 | 0 | 0 | 0 | 0 | 0 | 0 | 0 | 0 | 0 | 0 | 0 | 0 | 0 | 4560 | 0 | 6 | 2017-06-09 | WEEKDAY | 21.9368 | 2.3 | 0 | 0 | 0 | 0 | 2863.2378 | 0 | 0 | NA | 95.44%
| 0 | 7 | 2017-07-10 | 0 | 0 | 0 | 0 | 0 | 0 | 0 | 0 | 0 | 0 | 0 | 0 | 0 | 0 | 0 | 0 | 0 | 4561 | 1 | 6 | 2017-06-09 01:00 | WEEKDAY | 22.101 | 2.3 | 0 | 0 | 0 | 0 | 2863.2378 | 0 | 0 | NA | 95.44%
| 1 | 7 | 2017-07-10 01:00 | 0 | 0 | 0 | 0 | 0 | 0 | 0 | 0 | 0 | 0 | 0 | 0 | 0 | 0 | 0 | 0 | 0 | 4562 | 2 | 6 | 2017-06-09 02:00 | WEEKDAY | 20.5645 | 2.3 | 0 | 0 | 0 | 0 | 2863.2378 | 0 | 0 | NA | 95.44%
| 2 | 7 | 2017-07-10 02:00 | 0 | 0 | 0 | 0 | 0 | 0 | 0 | 0 | 0 | 0 | 0 | 0 | 0 | 0 | 0 | 0 | 0 | 4563 | 3 | 6 | 2017-06-09 03:00 | WEEKDAY | 20.2667 | 2.3 | 0 | 0 | 0 | 0 | 2863.2378 | 0 | 0 | NA | 95.44%
| 3 | 7 | 2017-07-10 03:00 | 0 | 0 | 0 | 0 | 0 | 0 | 0 | 0 | 0 | 0 | 0 | 0 | 0 | 0 | 0 | 0 | 0 | 4564 | 4 | 6 | 2017-06-09 04:00 | WEEKDAY | 20.6257 | 2.3 | 0 | 0 | 0 | 0 | 2863.2378 | 0 | 0 | NA | 95.44%
| 4 | 7 | 2017-07-10 04:00 | 0 | 0 | 0 | 0 | 0 | 0 | 0 | 0 | 0 | 0 | 0 | 0 | 0 | 0 | 0 | 0 | 0 | 4565 | 5 | 6 | 2017-06-09 05:00 | WEEKDAY | 21.7642 | 2.3 | 0 | 0 | 0 | 0 | 2863.2378 | 0 | 0 | NA | 95.44%
| 5 | 7 | 2017-07-10 05:00 | 185.5274 | 0 | 0 | 0 | 0 | 0 | 0 | 0 | 0 | 0 | 0 | 0 | 0 | 1.9244 | 185.5274 | 0 | 185.5274 | 4566 | 6 | 6 | 2017-06-09 06:00 | WEEKDAY | 23.1559 | 2.05 | 0 | 0 | 0 | 0 | 2863.2378 | 0 | 0 | NA | 95.44%
| 6 | 7 | 2017-07-10 06:00 | 715.5777 | 176.631 | 36.2976 | 37.3312 | 84.8165 | 89.2076 | 213.027 | 250.1724 | 0 | 44.6038 | 146.6783 | 39.0916 | 37.04 | 73.2344 | 715.5777 | 84.8165 | 715.5777 | 4567 | 7 | 6 | 2017-06-09 07:00 | WEEKDAY | 22.8052 | 2.05 | 222.837 | 216.1519 | 0 | 216.1519 | 2863.2378 | 0 | 0 | NA | 95.44%
| 7 | 7 | 2017-07-10 07:00 | 873.1221 | 379.4087 | 608.1665 | 108.2367 | 232.9009 | 191.6205 | 640.34 | 1131.4252 | 580.5275 | 95.8103 | 231.3418 | 136.7449 | 58.4196 | 331.7233 | 873.1221 | 232.9009 | 873.1221 | 4568 | 8 | 6 | 2017-06-09 08:00 | WEEKDAY | 22.8915 | 2.05 | 665.611 | 645.6427 | 0 | 645.6427 | 2863.2378 | 0 | 0 | NA | 95.44%
| 8 | 7 | 2017-07-10 08:00 | 955.3934 | 1486.9175 | 515.1837 | 635.4223 | 482.3839 | 750.9684 | 848.981 | 1661.6613 | 832.035 | 375.4842 | 88.4539 | 192.2611 | 22.3368 | 589.566 | 955.3934 | 482.3839 | 955.3934 | 4569 | 9 | 6 | 2017-06-09 09:00 | WEEKDAY | 23.1198 | 1.95 | 884.966 | 858.417 | 0 | 858.417 | 2863.2378 | 0 | 0 | NA | 95.44%
| 9 | 7 | 2017-07-10 09:00 | 977.829 | 1596.4668 | 894.0808 | 822.6136 | 461.3344 | 806.2964 | 927.432 | 1836.3456 | 915.9564 | 403.1482 | 133.5096 | 221.8756 | 33.7145 | 842.9018 | 977.829 | 461.3344 | 977.829 | 4570 | 10 | 6 | 2017-06-09 10:00 | WEEKDAY | 22.5603 | 1.95 | 967.971 | 938.9319 | 0 | 938.9319 | 2863.2378 | 0 | 0 | NA | 95.44%
| 10 | 7 | 2017-07-10 10:00 | 990.0001 | 1448.9933 | 170.7295 | 917.5139 | 430.4745 | 731.8148 | 949.602 | 1969.8988 | 937.2712 | 365.9074 | 229.7588 | 238.8638 | 58.0199 | 602.1335 | 990.0001 | 430.4745 | 990.0001 | 4571 | 11 | 6 | 2017-06-09 11:00 | WEEKDAY | 23.1337 | 1.95 | 991.472 | 961.7278 | 0 | 961.7278 | 2863.2378 | 0 | 0 | NA | 95.44%
| 11 | 7 | 2017-07-10 11:00 | 990.0001 | 1770.6761 | 149.5658 | 940.6076 | 600.1573 | 894.2809 | 951.455 | 1887.7959 | 933.6745 | 447.1404 | 150.6516 | 236.4072 | 38.0433 | 795.7524 | 990.0001 | 600.1573 | 990.0001 | 4572 | 12 | 6 | 2017-06-09 12:00 | WEEKDAY | 23.3229 | 1.95 | 993.425 | 963.6222 | 0 | 963.6222 | 2863.2378 | 0 | 0 | NA | 95.44%
| 12 | 7 | 2017-07-10 12:00 | 990.0001 | 1869.6234 | 392.2356 | 907.3376 | 772.4288 | 944.2542 | 943.156 | 1867.6594 | 892.8947 | 472.1271 | 166.0098 | 235.3494 | 41.9217 | 865.8642 | 990.0001 | 772.4288 | 990.0001 | 4573 | 13 | 6 | 2017-06-09 13:00 | WEEKDAY | 23.5206 | 1.95 | 984.601 | 955.063 | 0 | 955.063 | 2863.2378 | 0 | 0 | NA | 95.44%
| 13 | 7 | 2017-07-10 13:00 | 990.0001 | 1868.3484 | 377.2674 | 772.714 | 1422.4414 | 943.6103 | 940.472 | 1843.3541 | 889.7092 | 471.8052 | 478.1667 | 221.2514 | 120.7492 | 771.6448 | 990.0001 | 1422.4414 | 990.0001 | 4574 | 14 | 6 | 2017-06-09 14:00 | WEEKDAY | 23.6625 | 0 | 981.748 | 952.2956 | 0 | 952.2956 | 2863.2378 | 0 | 0 | NA | 95.44%
| 14 | 7 | 2017-07-10 14:00 | 990.0001 | 1642.6372 | 596.4658 | 910.8677 | 1290.4717 | 829.6147 | 959.223 | 1908.7425 | 990 | 414.8074 | 368.9869 | 250 | 93.1785 | 605.4851 | 990.0001 | 1290.4717 | 990.0001 | 4575 | 15 | 6 | 2017-06-09 15:00 | WEEKDAY | 23.8963 | 0 | 1001.73 | 971.6781 | 18.3219 | 990 | 2863.2378 | 0 | 0 | NA | 95.44%
| 15 | 7 | 2017-07-10 15:00 | 954.4334 | 1757.7597 | 830.8698 | 695.4493 | 1353.3519 | 887.7574 | 955.958 | 1709.7562 | 990 | 443.8787 | 337.1899 | 237.5485 | 85.149 | 676.4467 | 954.4334 | 1353.3519 | 954.4334 | 4576 | 16 | 6 | 2017-06-09 16:00 | WEEKDAY | 27.2282 | 0 | 998.272 | 968.3238 | 21.6762 | 990 | 2844.3493 | 0 | 0 | NA | 94.81%
| 16 | 7 | 2017-07-10 16:00 | 839.5649 | 1230.5069 | 903.6186 | 704.1215 | 1067.2778 | 621.4681 | 934.152 | 1374.6582 | 990 | 310.7341 | 417.8794 | 228.9727 | 105.5251 | 586.1666 | 839.5649 | 1067.2778 | 839.5649 | 4577 | 17 | 6 | 2017-06-09 17:00 | WEEKDAY | 27.8851 | 0 | 975.136 | 945.8819 | 44.1181 | 990 | 2822.0027 | 0 | 0 | NA | 94.07%
| 17 | 7 | 2017-07-10 17:00 | 669.5931 | 978.915 | 694.3677 | 603.3204 | 738.7836 | 494.4015 | 855.602 | 1284.6429 | 990 | 247.2007 | 349.6747 | 187.9592 | 88.3017 | 462.5441 | 669.5931 | 738.7836 | 669.5931 | 4578 | 18 | 6 | 2017-06-09 18:00 | WEEKDAY | 24.7425 | 0 | 891.961 | 865.2022 | 124.7978 | 990 | 2776.5202 | 0 | 0 | NA | 92.55%
| 18 | 7 | 2017-07-10 18:00 | 126.6864 | 387.0042 | 236.3968 | 196.5284 | 74.598 | 195.4567 | 656.775 | 469.0462 | 592.6399 | 97.7283 | 217.7699 | 101.1031 | 54.9924 | 88.8713 | 126.6864 | 74.598 | 126.6864 | 4579 | 19 | 6 | 2017-06-09 19:00 | WEEKDAY | 23.4927 | 0 | 682.783 | 662.2995 | 0 | 662.2995 | 2647.8626 | 0 | 0 | NA | 88.26%
| 19 | 7 | 2017-07-10 19:00 | 0 | 16.7621 | 12.0911 | 3.415 | 31.9255 | 8.4657 | 243.738 | 15.4382 | 0 | 4.2329 | 0 | 8.3459 | 0 | 7.4682 | 0 | 31.9255 | 0 | 4580 | 20 | 6 | 2017-06-09 20:00 | WEEKDAY | 23.0585 | 2.06 | 254.33 | 0 | 0 | 0 | 2647.8626 | 0 | 0 | NA | 88.26%
| 20 | 7 | 2017-07-10 20:00 | 0 | 0 | 0 | 0 | 0 | 0 | 0 | 0 | 0 | 0 | 0 | 0 | 0 | 0 | 0 | 0 | 0 | 4581 | 21 | 6 | 2017-06-09 21:00 | WEEKDAY | 22.2151 | 2.06 | 0 | 0 | 0 | 0 | 2902.1926 | 0 | 0 | NA | 96.74%
| 21 | 7 | 2017-07-10 21:00 | 0 | 0 | 0 | 0 | 0 | 0 | 0 | 0 | 0 | 0 | 0 | 0 | 0 | 0 | 0 | 0 | 0 | 4582 | 22 | 6 | 2017-06-09 22:00 | WEEKDAY | 21.2381 | 2.06 | 0 | 0 | 0 | 0 | 2902.1926 | 0 | 0 | NA | 96.74%
| 22 | 7 | 2017-07-10 22:00 | 0 | 0 | 0 | 0 | 0 | 0 | 0 | 0 | 0 | 0 | 0 | 0 | 0 | 0 | 0 | 0 | 0 | 4583 | 23 | 6 | 2017-06-09 23:00 | WEEKDAY | 21.0405 | 2.3 | 0 | 0 | 0 | 0 | 2902.1926 | 0 | 0 | NA | 96.74%
| 23 | 7 | 2017-07-10 23:00 | 0 | 0 | 0 | 0 | 0 | 0 | 0 | 0 | 0 | 0 | 0 | 0 | 0 | 0 | 0 | 0 | 0 | 4584 | 0 | 6 | 2017-06-10 | WEEKEND | 20.2054 | 2.3 | 0 | 0 | 0 | 0 | 2902.1926 | 0 | 0 | NA | 96.74%
| 0 | 7 | 2017-07-11 | 0 | 0 | 0 | 0 | 0 | 0 | 0 | 0 | 0 | 0 | 0 | 0 | 0 | 0 | 0 | 0 | 0 | 4585 | 1 | 6 | 2017-06-10 01:00 | WEEKEND | 21.6083 | 2.3 | 0 | 0 | 0 | 0 | 2902.1926 | 0 | 0 | NA | 96.74%
| 1 | 7 | 2017-07-11 01:00 | 0 | 0 | 0 | 0 | 0 | 0 | 0 | 0 | 0 | 0 | 0 | 0 | 0 | 0 | 0 | 0 | 0 | 4586 | 2 | 6 | 2017-06-10 02:00 | WEEKEND | 19.8742 | 2.3 | 0 | 0 | 0 | 0 | 2902.1926 | 0 | 0 | NA | 96.74%
| 2 | 7 | 2017-07-11 02:00 | 0 | 0 | 0 | 0 | 0 | 0 | 0 | 0 | 0 | 0 | 0 | 0 | 0 | 0 | 0 | 0 | 0 | 4587 | 3 | 6 | 2017-06-10 03:00 | WEEKEND | 18.6745 | 2.3 | 0 | 0 | 0 | 0 | 2902.1926 | 0 | 0 | NA | 96.74%
| 3 | 7 | 2017-07-11 03:00 | 0 | 0 | 0 | 0 | 0 | 0 | 0 | 0 | 0 | 0 | 0 | 0 | 0 | 0 | 0 | 0 | 0 | 4588 | 4 | 6 | 2017-06-10 04:00 | WEEKEND | 18.5715 | 2.3 | 0 | 0 | 0 | 0 | 2902.1926 | 0 | 0 | NA | 96.74%
| 4 | 7 | 2017-07-11 04:00 | 0 | 0 | 0 | 0 | 0 | 0 | 0 | 0 | 0 | 0 | 0 | 0 | 0 | 0 | 0 | 0 | 0 | 4589 | 5 | 6 | 2017-06-10 05:00 | WEEKEND | 18.2932 | 2.3 | 0 | 0 | 0 | 0 | 2902.1926 | 0 | 0 | NA | 96.74%
| 5 | 7 | 2017-07-11 05:00 | 190.2065 | 0 | 0 | 0 | 0 | 0 | 0 | 0 | 0 | 0 | 0 | 0.66606 | 0 | 5.2584 | 190.2065 | 0 | 190.2065 | 4590 | 6 | 6 | 2017-06-10 06:00 | WEEKEND | 17.8562 | 2.3 | 0 | 0 | 0 | 0 | 2902.1926 | 0 | 0 | NA | 96.74%
| 6 | 7 | 2017-07-11 06:00 | 709.504 | 304.4442 | 132.4349 | 232.4748 | 72.0166 | 153.7597 | 206.004 | 215.0288 | 0 | 76.8799 | 8.1407 | 59.6409 | 2.0557 | 93.5211 | 709.504 | 72.0166 | 709.504 | 4591 | 7 | 6 | 2017-06-10 07:00 | WEEKEND | 16.9237 | 2.3 | 215.634 | 209.165 | 0 | 209.165 | 2902.1926 | 0 | 0 | NA | 96.74%
| 7 | 7 | 2017-07-11 07:00 | 888.9673 | 1319.3392 | 634.8964 | 633.3372 | 294.2329 | 666.3329 | 638.232 | 781.0618 | 565.1812 | 333.1665 | 145.009 | 181.4058 | 36.6184 | 160.1183 | 888.9673 | 294.2329 | 888.9673 | 4592 | 8 | 6 | 2017-06-10 08:00 | WEEKEND | 17.9285 | 2.3 | 663.409 | 643.5067 | 0 | 643.5067 | 2902.1926 | 0 | 0 | NA | 96.74%
| 8 | 7 | 2017-07-11 08:00 | 972.7561 | 1710.9105 | 801.3687 | 833.8925 | 499.9015 | 864.0962 | 848.408 | 1399.3046 | 770.4516 | 432.0481 | 117.5364 | 227.7575 | 29.6809 | 441.2957 | 972.7561 | 499.9015 | 972.7561 | 4593 | 9 | 6 | 2017-06-10 09:00 | WEEKEND | 18.9334 | 2.3 | 884.36 | 857.8292 | 0 | 857.8292 | 2902.1926 | 0 | 0 | NA | 96.74%
| 9 | 7 | 2017-07-11 09:00 | 966.2226 | 1870.4435 | 958.6685 | 896.4034 | 652.0092 | 944.6684 | 924.571 | 1696.1955 | 838.8909 | 472.3342 | 141.7961 | 243.5652 | 35.8071 | 416.3947 | 966.2226 | 652.0092 | 966.2226 | 4594 | 10 | 6 | 2017-06-10 10:00 | WEEKEND | 17.8367 | 2.3 | 964.93 | 935.9821 | 0 | 935.9821 | 2902.1926 | 0 | 0 | NA | 96.74%
| 10 | 7 | 2017-07-11 10:00 | 989.7428 | 1898.4384 | 982.844 | 910.5305 | 805.8999 | 958.8072 | 945.311 | 1837.4081 | 851.2138 | 479.4036 | 356.3155 | 249.8657 | 89.9787 | 939.8929 | 989.7428 | 805.8999 | 989.7428 | 4595 | 11 | 6 | 2017-06-10 11:00 | WEEKEND | 19.1254 | 2.3 | 986.899 | 957.292 | 0 | 957.292 | 2902.1926 | 0 | 0 | NA | 96.74%
| 11 | 7 | 2017-07-11 11:00 | 967.5341 | 1921.9689 | 990.0001 | 979.8212 | 881.3202 | 970.6914 | 950.272 | 1837.0306 | 890.6589 | 485.3457 | 739.3956 | 229.481 | 186.7161 | 647.7162 | 967.5341 | 881.3202 | 967.5341 | 4596 | 12 | 6 | 2017-06-10 12:00 | WEEKEND | 21.7391 | 2.3 | 992.159 | 962.3942 | 0 | 962.3942 | 2902.1926 | 0 | 0 | NA | 96.74%
| 12 | 7 | 2017-07-11 12:00 | 990.0001 | 1842.647 | 960.8711 | 954.2924 | 1021.9027 | 930.6298 | 944.743 | 1853.5478 | 829.3956 | 465.3149 | 732.4674 | 223.7852 | 184.9665 | 904.8632 | 990.0001 | 1021.9027 | 990.0001 | 4597 | 13 | 6 | 2017-06-10 13:00 | WEEKEND | 22.847 | 2.3 | 986.286 | 956.6974 | 0 | 956.6974 | 2902.1926 | 0 | 0 | NA | 96.74%
| 13 | 7 | 2017-07-11 13:00 | 990.0001 | 1803.3451 | 895.1461 | 892.2479 | 1007.015 | 910.7804 | 943.5 | 1726.8245 | 552.1007 | 455.3902 | 721.69 | 239.6464 | 182.2449 | 825.1901 | 990.0001 | 1007.015 | 990.0001 | 4598 | 14 | 6 | 2017-06-10 14:00 | WEEKEND | 23.4092 | 2.3 | 984.966 | 955.417 | 0 | 955.417 | 2902.1926 | 0 | 0 | NA | 96.74%
| 14 | 7 | 2017-07-11 14:00 | 973.7683 | 1874.9528 | 958.3347 | 920.9364 | 897.5091 | 946.9459 | 947.503 | 1788.8991 | 990 | 473.4729 | 721.1349 | 243.3083 | 182.1048 | 895.9908 | 973.7683 | 897.5091 | 973.7683 | 4599 | 15 | 6 | 2017-06-10 15:00 | WEEKEND | 23.6319 | 2.3 | 989.216 | 959.5395 | 0 | 959.5395 | 2902.1926 | 0 | 0 | NA | 96.74%
| 15 | 7 | 2017-07-11 15:00 | 918.2319 | 1339.2636 | 951.5547 | 885.4383 | 782.8263 | 676.3958 | 923.627 | 1602.9068 | 990 | 338.1979 | 681.2274 | 186.2823 | 172.0271 | 452.2365 | 918.2319 | 782.8263 | 918.2319 | 4600 | 16 | 6 | 2017-06-10 16:00 | WEEKEND | 25.3048 | 2.3 | 963.781 | 934.8676 | 0 | 934.8676 | 2902.1926 | 0 | 0 | NA | 96.74%
| 16 | 7 | 2017-07-11 16:00 | 327.5765 | 1693.9944 | 912.0749 | 886.7126 | 314.7484 | 855.5527 | 903.863 | 1478.7792 | 990 | 427.7764 | 322.9528 | 218.3668 | 81.5537 | 843.3756 | 327.5765 | 314.7484 | 327.5765 | 4601 | 17 | 6 | 2017-06-10 17:00 | WEEKEND | 33.5523 | 2.3 | 942.842 | 914.5567 | 0 | 914.5567 | 2902.1926 | 0 | 0 | NA | 96.74%
| 17 | 7 | 2017-07-11 17:00 | 116.8587 | 1351.6075 | 795.8593 | 757.0843 | 372.1293 | 682.6301 | 830.16 | 1017.5949 | 990 | 341.315 | 238.3783 | 201.101 | 60.1965 | 652.0611 | 116.8587 | 372.1293 | 116.8587 | 4602 | 18 | 6 | 2017-06-10 18:00 | WEEKEND | 38.1507 | 2.3 | 864.927 | 838.9792 | 0 | 838.9792 | 2902.1926 | 0 | 0 | NA | 96.74%
| 18 | 7 | 2017-07-11 18:00 | 4.729 | 634.4414 | 559.7706 | 379.0698 | 304.727 | 320.425 | 644.341 | 356.3841 | 0 | 160.2125 | 107.5672 | 119.0222 | 27.1634 | 314.7404 | 4.729 | 304.727 | 4.729 | 4603 | 19 | 6 | 2017-06-10 19:00 | WEEKEND | 26.6325 | 2.3 | 669.669 | 649.5789 | 0 | 649.5789 | 2902.1926 | 0 | 0 | NA | 96.74%
| 19 | 7 | 2017-07-11 19:00 | 0 | 28.9088 | 69.6869 | 14.2253 | 4.6916 | 14.6004 | 246.209 | 9.8129 | 0 | 7.3002 | 9.8127 | 12.461 | 2.478 | 8.6091 | 0 | 4.6916 | 0 | 4604 | 20 | 6 | 2017-06-10 20:00 | WEEKEND | 26.4182 | 2.3 | 256.858 | 249.1523 | 0 | 249.1523 | 2902.1926 | 0 | 0 | NA | 96.74%
| 20 | 7 | 2017-07-11 20:00 | 0 | 0 | 0 | 0 | 0 | 0 | 0 | 0 | 0 | 0 | 0 | 0 | 0 | 0 | 0 | 0 | 0 | 4605 | 21 | 6 | 2017-06-10 21:00 | WEEKEND | 24.1469 | 2.3 | 0 | 0 | 0 | 0 | 2902.1926 | 0 | 0 | NA | 96.74%
| 21 | 7 | 2017-07-11 21:00 | 0 | 0 | 0 | 0 | 0 | 0 | 0 | 0 | 0 | 0 | 0 | 0 | 0 | 0 | 0 | 0 | 0 | 4606 | 22 | 6 | 2017-06-10 22:00 | WEEKEND | 24.8483 | 2.3 | 0 | 0 | 0 | 0 | 2902.1926 | 0 | 0 | NA | 96.74%
| 22 | 7 | 2017-07-11 22:00 | 0 | 0 | 0 | 0 | 0 | 0 | 0 | 0 | 0 | 0 | 0 | 0 | 0 | 0 | 0 | 0 | 0 | 4607 | 23 | 6 | 2017-06-10 23:00 | WEEKEND | 24.5143 | 2.3 | 0 | 0 | 0 | 0 | 2902.1926 | 0 | 0 | NA | 96.74%
| 23 | 7 | 2017-07-11 23:00 | 0 | 0 | 0 | 0 | 0 | 0 | 0 | 0 | 0 | 0 | 0 | 0 | 0 | 0 | 0 | 0 | 0 | 4608 | 0 | 6 | 2017-06-11 | WEEKEND | 21.7336 | 2.3 | 0 | 0 | 0 | 0 | 2902.1926 | 0 | 0 | NA | 96.74%
| 0 | 7 | 2017-07-12 | 0 | 0 | 0 | 0 | 0 | 0 | 0 | 0 | 0 | 0 | 0 | 0 | 0 | 0 | 0 | 0 | 0 | 4609 | 1 | 6 | 2017-06-11 01:00 | WEEKEND | 20.7204 | 2.3 | 0 | 0 | 0 | 0 | 2902.1926 | 0 | 0 | NA | 96.74%
| 1 | 7 | 2017-07-12 01:00 | 0 | 0 | 0 | 0 | 0 | 0 | 0 | 0 | 0 | 0 | 0 | 0 | 0 | 0 | 0 | 0 | 0 | 4610 | 2 | 6 | 2017-06-11 02:00 | WEEKEND | 20.3028 | 2.3 | 0 | 0 | 0 | 0 | 2902.1926 | 0 | 0 | NA | 96.74%
| 2 | 7 | 2017-07-12 02:00 | 0 | 0 | 0 | 0 | 0 | 0 | 0 | 0 | 0 | 0 | 0 | 0 | 0 | 0 | 0 | 0 | 0 | 4611 | 3 | 6 | 2017-06-11 03:00 | WEEKEND | 19.4455 | 2.3 | 0 | 0 | 0 | 0 | 2902.1926 | 0 | 0 | NA | 96.74%
| 3 | 7 | 2017-07-12 03:00 | 0 | 0 | 0 | 0 | 0 | 0 | 0 | 0 | 0 | 0 | 0 | 0 | 0 | 0 | 0 | 0 | 0 | 4612 | 4 | 6 | 2017-06-11 04:00 | WEEKEND | 19.362 | 2.3 | 0 | 0 | 0 | 0 | 2902.1926 | 0 | 0 | NA | 96.74%
| 4 | 7 | 2017-07-12 04:00 | 0 | 0 | 0 | 0 | 0 | 0 | 0 | 0 | 0 | 0 | 0 | 0 | 0 | 0 | 0 | 0 | 0 | 4613 | 5 | 6 | 2017-06-11 05:00 | WEEKEND | 19.4344 | 2.3 | 0 | 0 | 0 | 0 | 2902.1926 | 0 | 0 | NA | 96.74%
| 5 | 7 | 2017-07-12 05:00 | 162.3534 | 0 | 0 | 0 | 0 | 0 | 0 | 0 | 0 | 0 | 0 | 0 | 0 | 2.1125 | 162.3534 | 0 | 162.3534 | 4614 | 6 | 6 | 2017-06-11 06:00 | WEEKEND | 19.4901 | 2.3 | 0 | 0 | 0 | 0 | 2902.1926 | 0 | 0 | NA | 96.74%
| 6 | 7 | 2017-07-12 06:00 | 718.503 | 139.7653 | 169.2825 | 121.8872 | 107.0135 | 70.5885 | 8.3316 | 512.6624 | 0 | 35.2943 | 79.1749 | 49.8139 | 19.9937 | 63.6278 | 718.503 | 107.0135 | 718.503 | 4615 | 7 | 6 | 2017-06-11 07:00 | WEEKEND | 18.2542 | 2.3 | 13.6098 | 0 | 0 | 0 | 2902.1926 | 0 | 0 | NA | 96.74%
| 7 | 7 | 2017-07-12 07:00 | 896.5769 | 100.7632 | 682.5974 | 287.5255 | 219.4011 | 50.8905 | 627.407 | 1442.2242 | 0 | 25.4453 | 270.3249 | 154.1853 | 68.2639 | 524.3747 | 896.5769 | 219.4011 | 896.5769 | 4616 | 8 | 6 | 2017-06-11 08:00 | WEEKEND | 19.1477 | 2.3 | 652.03 | 632.4691 | 0 | 632.4691 | 2915.8024 | 0 | 0 | NA | 97.19%
| 8 | 7 | 2017-07-12 08:00 | 987.1166 | 251.0646 | 869.5091 | 582.8282 | 387.0305 | 126.8003 | 842.312 | 1643.5877 | 0 | 63.4001 | 214.1641 | 207.3673 | 54.0818 | 366.1971 | 987.1166 | 387.0305 | 987.1166 | 4617 | 9 | 6 | 2017-06-11 09:00 | WEEKEND | 18.5465 | 2.3 | 877.895 | 851.5581 | 0 | 851.5581 | 2915.8024 | 0 | 0 | NA | 97.19%
| 9 | 7 | 2017-07-12 09:00 | 990.0001 | 1697.9589 | 968.6634 | 899.6371 | 572.4994 | 857.555 | 902.183 | 1950.8274 | 902.8149 | 428.7775 | 762.9982 | 224.4801 | 192.6763 | 469.9269 | 990.0001 | 572.4994 | 990.0001 | 4618 | 10 | 6 | 2017-06-11 10:00 | WEEKEND | 19.3036 | 2.3 | 941.087 | 912.8544 | 0 | 912.8544 | 2915.8024 | 0 | 0 | NA | 97.19%
| 10 | 7 | 2017-07-12 10:00 | 990.0001 | 1879.973 | 967.5344 | 945.2686 | 1274.2301 | 949.4813 | 927.811 | 1980.0001 | 893.1256 | 474.7407 | 205.8003 | 242.1344 | 51.9698 | 379.0908 | 990.0001 | 1274.2301 | 990.0001 | 4619 | 11 | 6 | 2017-06-11 11:00 | WEEKEND | 21.227 | 2.3 | 968.248 | 939.2006 | 0 | 939.2006 | 2915.8024 | 0 | 0 | NA | 97.19%
| 11 | 7 | 2017-07-12 11:00 | 984.7489 | 1841.9897 | 990.0001 | 886.2188 | 1784.4787 | 930.2978 | 930.13 | 1973.5987 | 886.7662 | 465.1489 | 890.583 | 221.9334 | 224.8947 | 623.3732 | 984.7489 | 1784.4787 | 984.7489 | 4620 | 12 | 6 | 2017-06-11 12:00 | WEEKEND | 22.847 | 2.3 | 970.699 | 941.578 | 0 | 941.578 | 2915.8024 | 0 | 0 | NA | 97.19%
| 12 | 7 | 2017-07-12 12:00 | 975.5022 | 1818.8818 | 982.1083 | 907.9166 | 932.1568 | 918.6272 | 828.391 | 1948.2303 | 872.0329 | 459.3136 | 490.0038 | 242.9351 | 123.7383 | 563.0246 | 975.5022 | 932.1568 | 975.5022 | 4621 | 13 | 6 | 2017-06-11 13:00 | WEEKEND | 23.8629 | 2.3 | 862.935 | 837.0469 | 0 | 837.0469 | 2915.8024 | 0 | 0 | NA | 97.19%
| 13 | 7 | 2017-07-12 13:00 | 973.1868 | 1930.276 | 988.8248 | 903.1995 | 856.4593 | 974.8869 | 831.677 | 1963.6086 | 824.6892 | 487.4434 | 239.4341 | 238.6724 | 60.4632 | 960.4688 | 973.1868 | 856.4593 | 973.1868 | 4622 | 14 | 6 | 2017-06-11 14:00 | WEEKEND | 26.524 | 2.3 | 866.4 | 840.408 | 0 | 840.408 | 2915.8024 | 0 | 0 | NA | 97.19%
| 14 | 7 | 2017-07-12 14:00 | 975.4002 | 1650.1795 | 977.1672 | 736.7416 | 1741.0339 | 833.424 | 846.628 | 1968.8939 | 990 | 416.712 | 201.9129 | 226.0083 | 50.9881 | 953.1792 | 975.4002 | 1741.0339 | 975.4002 | 4623 | 15 | 6 | 2017-06-11 15:00 | WEEKEND | 28.0549 | 2.3 | 882.182 | 855.7165 | 0 | 855.7165 | 2915.8024 | 0 | 0 | NA | 97.19%
| 15 | 7 | 2017-07-12 15:00 | 950.3094 | 1796.6745 | 959.5181 | 767.5742 | 1446.4519 | 907.4114 | 811.515 | 1924.5287 | 990 | 453.7057 | 160.5583 | 226.5797 | 40.545 | 822.8181 | 950.3094 | 1446.4519 | 950.3094 | 4624 | 16 | 6 | 2017-06-11 16:00 | WEEKEND | 30.1397 | 2.3 | 845.136 | 819.7819 | 0 | 819.7819 | 2915.8024 | 0 | 0 | NA | 97.19%
| 16 | 7 | 2017-07-12 16:00 | 839.8665 | 1487.5016 | 921.8898 | 778.2951 | 1368.8977 | 751.2634 | 755.504 | 1787.1819 | 990 | 375.6317 | 193.7774 | 182.0379 | 48.9337 | 848.4111 | 839.8665 | 1368.8977 | 839.8665 | 4625 | 17 | 6 | 2017-06-11 17:00 | WEEKEND | 32.3805 | 2.3 | 786.165 | 762.58 | 0 | 762.58 | 2915.8024 | 0 | 0 | NA | 97.19%
| 17 | 7 | 2017-07-12 17:00 | 603.3604 | 696.3533 | 808.0685 | 627.8268 | 572.1609 | 351.6936 | 765.432 | 1519.7182 | 990 | 175.8468 | 267.5873 | 98.6101 | 67.5725 | 222.3397 | 603.3604 | 572.1609 | 603.3604 | 4626 | 18 | 6 | 2017-06-11 18:00 | WEEKEND | 35.434 | 2.3 | 796.461 | 772.5672 | 0 | 772.5672 | 2915.8024 | 0 | 0 | NA | 97.19%
| 18 | 7 | 2017-07-12 18:00 | 50.7014 | 514.0663 | 558.3964 | 332.3497 | 460.7437 | 259.6294 | 406.426 | 738.8703 | 0 | 129.8147 | 48.0045 | 83.1947 | 12.1223 | 91.9292 | 50.7014 | 460.7437 | 50.7014 | 4627 | 19 | 6 | 2017-06-11 19:00 | WEEKEND | 34.7019 | 2.3 | 422.053 | 409.3914 | 0 | 409.3914 | 2915.8024 | 0 | 0 | NA | 97.19%
| 19 | 7 | 2017-07-12 19:00 | 0 | 18.3301 | 84.9717 | 8.0587 | 25.6454 | 9.2576 | 154.604 | 34.4824 | 0 | 4.6288 | 31.0422 | 6.8216 | 7.8389 | 8.6027 | 0 | 25.6454 | 0 | 4628 | 20 | 6 | 2017-06-11 20:00 | WEEKEND | 30.6992 | 2.3 | 162.889 | 158.0023 | 0 | 158.0023 | 2915.8024 | 0 | 0 | NA | 97.19%
| 20 | 7 | 2017-07-12 20:00 | 0 | 0 | 0 | 0 | 0 | 0 | 0 | 0 | 0 | 0 | 0 | 0 | 0 | 0 | 0 | 0 | 0 | 4629 | 21 | 6 | 2017-06-11 21:00 | WEEKEND | 30.5517 | 2.3 | 0 | 0 | 0 | 0 | 2915.8024 | 0 | 0 | NA | 97.19%
| 21 | 7 | 2017-07-12 21:00 | 0 | 0 | 0 | 0 | 0 | 0 | 0 | 0 | 0 | 0 | 0 | 0 | 0 | 0 | 0 | 0 | 0 | 4630 | 22 | 6 | 2017-06-11 22:00 | WEEKEND | 24.03 | 2.3 | 0 | 0 | 0 | 0 | 2915.8024 | 0 | 0 | NA | 97.19%
| 22 | 7 | 2017-07-12 22:00 | 0 | 0 | 0 | 0 | 0 | 0 | 0 | 0 | 0 | 0 | 0 | 0 | 0 | 0 | 0 | 0 | 0 | 4631 | 23 | 6 | 2017-06-11 23:00 | WEEKEND | 23.5595 | 2.3 | 0 | 0 | 0 | 0 | 2915.8024 | 0 | 0 | NA | 97.19%
| 23 | 7 | 2017-07-12 23:00 | 0 | 0 | 0 | 0 | 0 | 0 | 0 | 0 | 0 | 0 | 0 | 0 | 0 | 0 | 0 | 0 | 0 | 4632 | 0 | 6 | 2017-06-12 | WEEKDAY | 23.1949 | 2.3 | 0 | 0 | 0 | 0 | 2915.8024 | 0 | 0 | NA | 97.19%
| 0 | 7 | 2017-07-13 | 0 | 0 | 0 | 0 | 0 | 0 | 0 | 0 | 0 | 0 | 0 | 0 | 0 | 0 | 0 | 0 | 0 | 4633 | 1 | 6 | 2017-06-12 01:00 | WEEKDAY | 22.204 | 2.3 | 0 | 0 | 0 | 0 | 2915.8024 | 0 | 0 | NA | 97.19%
| 1 | 7 | 2017-07-13 01:00 | 0 | 0 | 0 | 0 | 0 | 0 | 0 | 0 | 0 | 0 | 0 | 0 | 0 | 0 | 0 | 0 | 0 | 4634 | 2 | 6 | 2017-06-12 02:00 | WEEKDAY | 21.5499 | 2.3 | 0 | 0 | 0 | 0 | 2915.8024 | 0 | 0 | NA | 97.19%
| 2 | 7 | 2017-07-13 02:00 | 0 | 0 | 0 | 0 | 0 | 0 | 0 | 0 | 0 | 0 | 0 | 0 | 0 | 0 | 0 | 0 | 0 | 4635 | 3 | 6 | 2017-06-12 03:00 | WEEKDAY | 21.4831 | 2.3 | 0 | 0 | 0 | 0 | 2915.8024 | 0 | 0 | NA | 97.19%
| 3 | 7 | 2017-07-13 03:00 | 0 | 0 | 0 | 0 | 0 | 0 | 0 | 0 | 0 | 0 | 0 | 0 | 0 | 0 | 0 | 0 | 0 | 4636 | 4 | 6 | 2017-06-12 04:00 | WEEKDAY | 21.2409 | 2.3 | 0 | 0 | 0 | 0 | 2915.8024 | 0 | 0 | NA | 97.19%
| 4 | 7 | 2017-07-13 04:00 | 0 | 0 | 0 | 0 | 0 | 0 | 0 | 0 | 0 | 0 | 0 | 0 | 0 | 0 | 0 | 0 | 0 | 4637 | 5 | 6 | 2017-06-12 05:00 | WEEKDAY | 20.6591 | 2.3 | 0 | 0 | 0 | 0 | 2915.8024 | 0 | 0 | NA | 97.19%
| 5 | 7 | 2017-07-13 05:00 | 166.464 | 0 | 0 | 0 | 0 | 0 | 0 | 0 | 0 | 0 | 0 | 0 | 0 | 3.1777 | 166.464 | 0 | 166.464 | 4638 | 6 | 6 | 2017-06-12 06:00 | WEEKDAY | 22.062 | 2.05 | 0 | 0 | 0 | 0 | 2915.8024 | 0 | 0 | NA | 97.19%
| 6 | 7 | 2017-07-13 06:00 | 656.1666 | 39.3102 | 182.0825 | 40.4298 | 133.2855 | 19.8536 | 167.31 | 427.144 | 0 | 9.9268 | 176.1174 | 18.7586 | 44.4741 | 135.9832 | 656.1666 | 133.2855 | 656.1666 | 4639 | 7 | 6 | 2017-06-12 07:00 | WEEKDAY | 21.4051 | 2.05 | 175.935 | 170.6569 | 0 | 170.6569 | 2915.8024 | 0 | 0 | NA | 97.19%
| 7 | 7 | 2017-07-13 07:00 | 727.0218 | 160.3733 | 716.9042 | 532.7724 | 672.6551 | 80.9966 | 605.434 | 1267.7425 | 235.6353 | 40.4983 | 664.4788 | 52.0292 | 167.7977 | 463.336 | 727.0218 | 672.6551 | 727.0218 | 4640 | 8 | 6 | 2017-06-12 08:00 | WEEKDAY | 22.7301 | 2.05 | 628.992 | 610.1222 | 0 | 610.1222 | 2915.8024 | 0 | 0 | NA | 97.19%
| 8 | 7 | 2017-07-13 08:00 | 948.2305 | 1137.3476 | 870.0174 | 673.172 | 1246.9425 | 574.418 | 798.539 | 1705.4362 | 0 | 287.209 | 534.4162 | 70.7756 | 134.9536 | 624.7946 | 948.2305 | 1246.9425 | 948.2305 | 4641 | 9 | 6 | 2017-06-12 09:00 | WEEKDAY | 22.7746 | 1.95 | 831.505 | 806.5598 | 0 | 806.5598 | 2915.8024 | 0 | 0 | NA | 97.19%
| 9 | 7 | 2017-07-13 09:00 | 986.824 | 1514.457 | 946.2291 | 859.7912 | 1733.6079 | 764.8773 | 434.175 | 1849.1564 | 101.8267 | 382.4386 | 911.8193 | 202.5944 | 230.2574 | 711.2356 | 986.824 | 1733.6079 | 986.824 | 4642 | 10 | 6 | 2017-06-12 10:00 | WEEKDAY | 21.5582 | 1.95 | 450.65 | 437.1305 | 0 | 437.1305 | 2915.8024 | 0 | 0 | NA | 97.19%
| 10 | 7 | 2017-07-13 10:00 | 980.1903 | 1904.6032 | 944.9176 | 842.6961 | 1913.0878 | 961.9208 | 838.662 | 1905.7222 | 943.0592 | 480.9604 | 982.6062 | 246.7651 | 248.1329 | 801.0341 | 980.1903 | 1913.0878 | 980.1903 | 4643 | 11 | 6 | 2017-06-12 11:00 | WEEKDAY | 23.4009 | 1.95 | 873.498 | 847.2931 | 0 | 847.2931 | 2915.8024 | 0 | 0 | NA | 97.19%
| 11 | 7 | 2017-07-13 11:00 | 955.3608 | 1958.4887 | 963.0246 | 619.9483 | 1922.8584 | 989.1357 | 887.146 | 1834.2399 | 922.6136 | 494.5678 | 956.9983 | 219.3597 | 241.6662 | 840.971 | 955.3608 | 1922.8584 | 955.3608 | 4644 | 12 | 6 | 2017-06-12 12:00 | WEEKDAY | 25.675 | 1.95 | 924.962 | 897.2131 | 0 | 897.2131 | 2915.8024 | 0 | 0 | NA | 97.19%
| 12 | 7 | 2017-07-13 12:00 | 975.5149 | 1730.5712 | 952.6315 | 912.3416 | 1892.7018 | 874.0259 | 884.207 | 1817.0407 | 550.4798 | 437.0129 | 975.124 | 210.6009 | 246.2434 | 899.5514 | 975.5149 | 1892.7018 | 975.5149 | 4645 | 13 | 6 | 2017-06-12 13:00 | WEEKDAY | 27.6123 | 1.95 | 921.864 | 894.2081 | 0 | 894.2081 | 2915.8024 | 0 | 0 | NA | 97.19%
| 13 | 7 | 2017-07-13 13:00 | 966.8838 | 1811.5077 | 969.5464 | 909.9118 | 1822.9424 | 914.9029 | 886.067 | 1638.3535 | 911.3431 | 457.4514 | 647.2928 | 140.4172 | 163.4578 | 776.7329 | 966.8838 | 1822.9424 | 966.8838 | 4646 | 14 | 6 | 2017-06-12 14:00 | WEEKDAY | 49.0564 | 0 | 923.848 | 896.1326 | 0 | 896.1326 | 2915.8024 | 0 | 0 | NA | 97.19%
| 14 | 7 | 2017-07-13 14:00 | 939.5102 | 1154.1168 | 954.6401 | 947.2319 | 1869.9564 | 582.8872 | 804.76 | 1560.9855 | 990 | 291.4436 | 894.8685 | 176.7366 | 225.9769 | 854.4267 | 939.5102 | 1869.9564 | 939.5102 | 4647 | 15 | 6 | 2017-06-12 15:00 | WEEKDAY | 75.8309 | 0 | 838.008 | 812.8678 | 177.1322 | 990 | 2915.8024 | 0 | 0 | NA | 97.19%
| 15 | 7 | 2017-07-13 15:00 | 921.7997 | 1805.3673 | 943.5662 | 950.2464 | 1865.5476 | 911.8017 | 764.605 | 1725.6079 | 990 | 455.9008 | 687.4771 | 80.4062 | 173.6053 | 638.6017 | 921.7997 | 1865.5476 | 921.7997 | 4648 | 16 | 6 | 2017-06-12 16:00 | WEEKDAY | 75.7641 | 0 | 795.736 | 771.8639 | 218.1361 | 990 | 2733.1918 | 0 | 0 | NA | 91.11%
| 16 | 7 | 2017-07-13 16:00 | 796.912 | 1648.3868 | 880.296 | 852.7893 | 1792.9906 | 832.5186 | 726.729 | 1696.3112 | 990 | 416.2593 | 913.3205 | 121.6804 | 230.6365 | 470.6408 | 796.912 | 1792.9906 | 796.912 | 4649 | 17 | 6 | 2017-06-12 17:00 | WEEKDAY | 78.8482 | 0 | 755.936 | 733.2579 | 256.7421 | 990 | 2508.3093 | 0 | 0 | NA | 83.61%
| 17 | 7 | 2017-07-13 17:00 | 576.9334 | 1205.3861 | 805.6507 | 760.3241 | 1473.3086 | 608.7809 | 515.963 | 1353.379 | 990 | 304.3904 | 779.8744 | 121.2084 | 196.938 | 399.5333 | 576.9334 | 1473.3086 | 576.9334 | 4650 | 18 | 6 | 2017-06-12 18:00 | WEEKDAY | 76.3403 | 0 | 535.721 | 519.6494 | 470.3506 | 990 | 2243.6267 | 0 | 0 | NA | 74.79%
| 18 | 7 | 2017-07-13 18:00 | 115.8991 | 427.2041 | 577.2998 | 374.8623 | 695.0635 | 215.7597 | 19.2373 | 586.0552 | 0 | 107.8798 | 439.5914 | 89.6248 | 111.0079 | 164.3823 | 115.8991 | 695.0635 | 115.8991 | 4651 | 19 | 6 | 2017-06-12 19:00 | WEEKDAY | 64.8138 | 0 | 24.6919 | 0 | 0 | 0 | 1758.7292 | 0 | 0 | NA | 58.62%
| 19 | 7 | 2017-07-13 19:00 | 0 | 9.8366 | 79.1656 | 13.7758 | 38.0582 | 4.968 | 200.911 | 24.6991 | 0 | 2.484 | 40.2278 | 6.789 | 10.1585 | 14.1426 | 0 | 38.0582 | 0 | 4652 | 20 | 6 | 2017-06-12 20:00 | WEEKDAY | 54.7375 | 2.06 | 210.348 | 0 | 0 | 0 | 1783.4211 | 0 | 0 | NA | 59.45%
| 20 | 7 | 2017-07-13 20:00 | 0 | 0 | 0 | 0 | 0 | 0 | 0 | 0 | 0 | 0 | 0 | 0 | 0 | 0 | 0 | 0 | 0 | 4653 | 21 | 6 | 2017-06-12 21:00 | WEEKDAY | 42.042 | 2.06 | 0 | 0 | 0 | 0 | 1993.7691 | 0 | 0 | NA | 66.46%
| 21 | 7 | 2017-07-13 21:00 | 0 | 0 | 0 | 0 | 0 | 0 | 0 | 0 | 0 | 0 | 0 | 0 | 0 | 0 | 0 | 0 | 0 | 4654 | 22 | 6 | 2017-06-12 22:00 | WEEKDAY | 29.8113 | 2.06 | 0 | 0 | 0 | 0 | 1993.7691 | 0 | 0 | NA | 66.46%
| 22 | 7 | 2017-07-13 22:00 | 0 | 0 | 0 | 0 | 0 | 0 | 0 | 0 | 0 | 0 | 0 | 0 | 0 | 0 | 0 | 0 | 0 | 4655 | 23 | 6 | 2017-06-12 23:00 | WEEKDAY | 25.7613 | 2.3 | 0 | 0 | 0 | 0 | 1993.7691 | 0 | 0 | NA | 66.46%
| 23 | 7 | 2017-07-13 23:00 | 0 | 0 | 0 | 0 | 0 | 0 | 0 | 0 | 0 | 0 | 0 | 0 | 0 | 0 | 0 | 0 | 0 | 4656 | 0 | 6 | 2017-06-13 | WEEKDAY | 22.2736 | 2.3 | 0 | 0 | 0 | 0 | 1993.7691 | 0 | 0 | NA | 66.46%
| 0 | 7 | 2017-07-14 | 0 | 0 | 0 | 0 | 0 | 0 | 0 | 0 | 0 | 0 | 0 | 0 | 0 | 0 | 0 | 0 | 0 | 4657 | 1 | 6 | 2017-06-13 01:00 | WEEKDAY | 20.7259 | 2.3 | 0 | 0 | 0 | 0 | 1993.7691 | 0 | 0 | NA | 66.46%
| 1 | 7 | 2017-07-14 01:00 | 0 | 0 | 0 | 0 | 0 | 0 | 0 | 0 | 0 | 0 | 0 | 0 | 0 | 0 | 0 | 0 | 0 | 4658 | 2 | 6 | 2017-06-13 02:00 | WEEKDAY | 19.8185 | 2.3 | 0 | 0 | 0 | 0 | 1993.7691 | 0 | 0 | NA | 66.46%
| 2 | 7 | 2017-07-14 02:00 | 0 | 0 | 0 | 0 | 0 | 0 | 0 | 0 | 0 | 0 | 0 | 0 | 0 | 0 | 0 | 0 | 0 | 4659 | 3 | 6 | 2017-06-13 03:00 | WEEKDAY | 18.6884 | 2.3 | 0 | 0 | 0 | 0 | 1993.7691 | 0 | 0 | NA | 66.46%
| 3 | 7 | 2017-07-14 03:00 | 0 | 0 | 0 | 0 | 0 | 0 | 0 | 0 | 0 | 0 | 0 | 0 | 0 | 0 | 0 | 0 | 0 | 4660 | 4 | 6 | 2017-06-13 04:00 | WEEKDAY | 18.1707 | 2.3 | 0 | 0 | 0 | 0 | 1993.7691 | 0 | 0 | NA | 66.46%
| 4 | 7 | 2017-07-14 04:00 | 0 | 0 | 0 | 0 | 0 | 0 | 0 | 0 | 0 | 0 | 0 | 0 | 0 | 0 | 0 | 0 | 0 | 4661 | 5 | 6 | 2017-06-13 05:00 | WEEKDAY | 18.5993 | 2.3 | 0 | 0 | 0 | 0 | 1993.7691 | 0 | 0 | NA | 66.46%
| 5 | 7 | 2017-07-14 05:00 | 156.5506 | 0 | 0 | 0 | 0 | 0 | 0 | 0 | 0 | 0 | 0 | 0 | 0 | 0 | 156.5506 | 0 | 156.5506 | 4662 | 6 | 6 | 2017-06-13 06:00 | WEEKDAY | 19.2757 | 2.05 | 0 | 0 | 0 | 0 | 1993.7691 | 0 | 0 | NA | 66.46%
| 6 | 7 | 2017-07-14 06:00 | 697.2639 | 54.0269 | 185.144 | 81.4413 | 182.3266 | 27.2863 | 131.021 | 506.6794 | 0 | 13.6432 | 180.1685 | 10.2645 | 45.4971 | 85.1621 | 697.2639 | 182.3266 | 697.2639 | 4663 | 7 | 6 | 2017-06-13 07:00 | WEEKDAY | 20.6898 | 2.05 | 138.809 | 0 | 0 | 0 | 1993.7691 | 0 | 0 | NA | 66.46%
| 7 | 7 | 2017-07-14 07:00 | 890.4097 | 128.1896 | 656.0333 | 237.5994 | 877.5583 | 64.7422 | 404.032 | 1373.1606 | 0 | 32.3711 | 698.0943 | 20.1308 | 176.2864 | 391.6033 | 890.4097 | 877.5583 | 890.4097 | 4664 | 8 | 6 | 2017-06-13 08:00 | WEEKDAY | 21.2437 | 2.05 | 419.623 | 0 | 0 | 0 | 2132.5781 | 0 | 0 | NA | 71.09%
| 8 | 7 | 2017-07-14 08:00 | 957.6065 | 255.1946 | 814.8619 | 696.9325 | 1229.7187 | 128.8862 | 614.655 | 1589.5455 | 0 | 64.4431 | 876.0584 | 50.8073 | 221.2269 | 468.6887 | 957.6065 | 1229.7187 | 957.6065 | 4665 | 9 | 6 | 2017-06-13 09:00 | WEEKDAY | 22.2569 | 1.95 | 638.601 | 619.443 | 0 | 619.443 | 2552.2011 | 0 | 0 | NA | 85.07%
| 9 | 7 | 2017-07-14 09:00 | 978.2132 | 368.098 | 922.6755 | 868.3221 | 1868.9407 | 185.9081 | 884.322 | 1784.6041 | 486.6868 | 92.954 | 964.1894 | 67.8566 | 243.4822 | 549.6795 | 978.2132 | 1868.9407 | 978.2132 | 4666 | 10 | 6 | 2017-06-13 10:00 | WEEKDAY | 28.9428 | 1.95 | 922.078 | 894.4157 | 0 | 894.4157 | 2552.2011 | 0 | 0 | NA | 85.07%
| 10 | 7 | 2017-07-14 10:00 | 970.7271 | 488.472 | 954.1595 | 918.0627 | 1685.7536 | 246.703 | 901.278 | 1910.4764 | 526.7061 | 123.3515 | 968.4802 | 125.6634 | 244.5657 | 630.5906 | 970.7271 | 1685.7536 | 970.7271 | 4667 | 11 | 6 | 2017-06-13 11:00 | WEEKDAY | 31.203 | 1.95 | 939.973 | 911.7738 | 0 | 911.7738 | 2552.2011 | 0 | 0 | NA | 85.07%
| 11 | 7 | 2017-07-14 11:00 | 964.6713 | 724.6483 | 981.4093 | 951.2815 | 1444.8194 | 365.984 | 900.993 | 1790.3653 | 0 | 182.992 | 981.7938 | 56.0136 | 247.9277 | 692.6058 | 964.6713 | 1444.8194 | 964.6713 | 4668 | 12 | 6 | 2017-06-13 12:00 | WEEKDAY | 28.8064 | 1.95 | 939.636 | 911.4469 | 0 | 911.4469 | 2552.2011 | 0 | 0 | NA | 85.07%
| 12 | 7 | 2017-07-14 12:00 | 974.2836 | 764.9969 | 917.0857 | 951.6501 | 1770.33 | 386.3621 | 892.911 | 1688.0166 | 695.0603 | 193.181 | 970.0748 | 205.2821 | 244.9684 | 778.6265 | 974.2836 | 1770.33 | 974.2836 | 4669 | 13 | 6 | 2017-06-13 13:00 | WEEKDAY | 31.5816 | 1.95 | 931.056 | 903.1243 | 0 | 903.1243 | 2552.2011 | 0 | 0 | NA | 85.07%
| 13 | 7 | 2017-07-14 13:00 | 967.7106 | 735.8035 | 966.1682 | 901.9634 | 1361.5479 | 371.6179 | 691.076 | 1779.9842 | 596.9302 | 185.809 | 923.31 | 210.529 | 233.1591 | 420.9662 | 967.7106 | 1361.5479 | 967.7106 | 4670 | 14 | 6 | 2017-06-13 14:00 | WEEKDAY | 28.1774 | 0 | 718.283 | 696.7345 | 0 | 696.7345 | 2552.2011 | 0 | 0 | NA | 85.07%
| 14 | 7 | 2017-07-14 14:00 | 965.1138 | 913.7915 | 934.3762 | 883.9336 | 1751.842 | 461.5108 | 332.795 | 1835.9957 | 990 | 230.7554 | 934.9606 | 204.3163 | 236.1012 | 597.7869 | 965.1138 | 1751.842 | 965.1138 | 4671 | 15 | 6 | 2017-06-13 15:00 | WEEKDAY | 42.4706 | 0 | 345.83 | 335.4551 | 654.5449 | 990 | 2552.2011 | 0 | 0 | NA | 85.07%
| 15 | 7 | 2017-07-14 15:00 | 923.1017 | 989.9919 | 926.8937 | 770.8787 | 1703.3689 | 499.9959 | 728.889 | 1695.9353 | 990 | 249.998 | 926.904 | 200.9272 | 234.0667 | 571.1782 | 923.1017 | 1703.3689 | 923.1017 | 4672 | 16 | 6 | 2017-06-13 16:00 | WEEKDAY | 60.8473 | 0 | 757.936 | 735.1979 | 254.8021 | 990 | 1877.4125 | 0 | 0 | NA | 62.58%
| 16 | 7 | 2017-07-14 16:00 | 832.0517 | 576.2853 | 914.652 | 801.8908 | 1728.6186 | 291.0532 | 679.639 | 1710.436 | 990 | 145.5266 | 903.4436 | 170.2333 | 228.1423 | 275.8499 | 832.0517 | 1728.6186 | 832.0517 | 4673 | 17 | 6 | 2017-06-13 17:00 | WEEKDAY | 76.5268 | 0 | 706.458 | 685.2643 | 304.7357 | 990 | 1614.73 | 0 | 0 | NA | 53.82%
| 17 | 7 | 2017-07-14 17:00 | 574.9418 | 903.3339 | 799.4165 | 609.5106 | 1034.697 | 456.2292 | 397.16 | 1423.3448 | 990 | 228.1146 | 798.7561 | 166.0102 | 201.7061 | 213.6719 | 574.9418 | 1034.697 | 574.9418 | 4674 | 18 | 6 | 2017-06-13 18:00 | WEEKDAY | 53.0758 | 0 | 412.391 | 400.0193 | 589.9807 | 990 | 1300.5694 | 0 | 0 | NA | 43.35%
| 18 | 7 | 2017-07-14 18:00 | 17.0174 | 399.5638 | 574.6953 | 208.1536 | 656.8872 | 201.7999 | 323.49 | 619.7426 | 0 | 100.8999 | 494.355 | 93.8402 | 124.8371 | 89.4948 | 17.0174 | 656.8872 | 17.0174 | 4675 | 19 | 6 | 2017-06-13 19:00 | WEEKDAY | 53.3291 | 0 | 336.339 | 0 | 0 | 0 | 692.3418 | 0 | 0 | NA | 23.08%
| 19 | 7 | 2017-07-14 19:00 | 0 | 10.6141 | 78.0837 | 3.0892 | 30.9447 | 5.3607 | 196.468 | 20.0795 | 0 | 2.6803 | 38.5181 | 9.3847 | 9.7268 | 7.1651 | 0 | 30.9447 | 0 | 4676 | 20 | 6 | 2017-06-13 20:00 | WEEKDAY | 34.2287 | 2.06 | 205.778 | 0 | 0 | 0 | 1028.6808 | 0 | 0 | NA | 34.29%
| 20 | 7 | 2017-07-14 20:00 | 0 | 0 | 0 | 0 | 0 | 0 | 0 | 0 | 0 | 0 | 0 | 0 | 0 | 0 | 0 | 0 | 0 | 4677 | 21 | 6 | 2017-06-13 21:00 | WEEKDAY | 36.7728 | 2.06 | 0 | 0 | 0 | 0 | 1234.4588 | 0 | 0 | NA | 41.15%
| 21 | 7 | 2017-07-14 21:00 | 0 | 0 | 0 | 0 | 0 | 0 | 0 | 0 | 0 | 0 | 0 | 0 | 0 | 0 | 0 | 0 | 0 | 4678 | 22 | 6 | 2017-06-13 22:00 | WEEKDAY | 40.3886 | 2.06 | 0 | 0 | 0 | 0 | 1234.4588 | 0 | 0 | NA | 41.15%
| 22 | 7 | 2017-07-14 22:00 | 0 | 0 | 0 | 0 | 0 | 0 | 0 | 0 | 0 | 0 | 0 | 0 | 0 | 0 | 0 | 0 | 0 | 4679 | 23 | 6 | 2017-06-13 23:00 | WEEKDAY | 25.0599 | 2.3 | 0 | 0 | 0 | 0 | 1234.4588 | 0 | 0 | NA | 41.15%
| 23 | 7 | 2017-07-14 23:00 | 0 | 0 | 0 | 0 | 0 | 0 | 0 | 0 | 0 | 0 | 0 | 0 | 0 | 0 | 0 | 0 | 0 | 4680 | 0 | 6 | 2017-06-14 | WEEKDAY | 24.0717 | 2.3 | 0 | 0 | 0 | 0 | 1234.4588 | 0 | 0 | NA | 41.15%
| 0 | 7 | 2017-07-15 | 0 | 0 | 0 | 0 | 0 | 0 | 0 | 0 | 0 | 0 | 0 | 0 | 0 | 0 | 0 | 0 | 0 | 4681 | 1 | 6 | 2017-06-14 01:00 | WEEKDAY | 22.3348 | 2.3 | 0 | 0 | 0 | 0 | 1234.4588 | 0 | 0 | NA | 41.15%
| 1 | 7 | 2017-07-15 01:00 | 0 | 0 | 0 | 0 | 0 | 0 | 0 | 0 | 0 | 0 | 0 | 0 | 0 | 0 | 0 | 0 | 0 | 4682 | 2 | 6 | 2017-06-14 02:00 | WEEKDAY | 21.7503 | 2.3 | 0 | 0 | 0 | 0 | 1234.4588 | 0 | 0 | NA | 41.15%
| 2 | 7 | 2017-07-15 02:00 | 0 | 0 | 0 | 0 | 0 | 0 | 0 | 0 | 0 | 0 | 0 | 0 | 0 | 0 | 0 | 0 | 0 | 4683 | 3 | 6 | 2017-06-14 03:00 | WEEKDAY | 21.252 | 2.3 | 0 | 0 | 0 | 0 | 1234.4588 | 0 | 0 | NA | 41.15%
| 3 | 7 | 2017-07-15 03:00 | 0 | 0 | 0 | 0 | 0 | 0 | 0 | 0 | 0 | 0 | 0 | 0 | 0 | 0 | 0 | 0 | 0 | 4684 | 4 | 6 | 2017-06-14 04:00 | WEEKDAY | 21.2966 | 2.3 | 0 | 0 | 0 | 0 | 1234.4588 | 0 | 0 | NA | 41.15%
| 4 | 7 | 2017-07-15 04:00 | 0 | 0 | 0 | 0 | 0 | 0 | 0 | 0 | 0 | 0 | 0 | 0 | 0 | 0 | 0 | 0 | 0 | 4685 | 5 | 6 | 2017-06-14 05:00 | WEEKDAY | 21.6473 | 2.3 | 0 | 0 | 0 | 0 | 1234.4588 | 0 | 0 | NA | 41.15%
| 5 | 7 | 2017-07-15 05:00 | 166.2797 | 0 | 0 | 0 | 0 | 0 | 0 | 0 | 0 | 0 | 0 | 0 | 0 | 1.0981 | 166.2797 | 0 | 166.2797 | 4686 | 6 | 6 | 2017-06-14 06:00 | WEEKDAY | 22.1622 | 2.05 | 0 | 0 | 0 | 0 | 1234.4588 | 0 | 0 | NA | 41.15%
| 6 | 7 | 2017-07-15 06:00 | 666.5863 | 56.7452 | 149.3533 | 63.1954 | 139.9057 | 28.6592 | 200.576 | 336.0481 | 0 | 14.3296 | 186.3809 | 40.5043 | 47.0659 | 141.8904 | 666.5863 | 139.9057 | 666.5863 | 4687 | 7 | 6 | 2017-06-14 07:00 | WEEKDAY | 22.8414 | 2.05 | 210.018 | 0 | 0 | 0 | 1234.4588 | 0 | 0 | NA | 41.15%
| 7 | 7 | 2017-07-15 07:00 | 875.6679 | 318.3948 | 665.0142 | 584.4735 | 629.8628 | 160.8055 | 592.491 | 1149.6178 | 0 | 80.4027 | 724.5803 | 45.292 | 182.9748 | 236.0527 | 875.6679 | 629.8628 | 875.6679 | 4688 | 8 | 6 | 2017-06-14 08:00 | WEEKDAY | 22.7718 | 2.05 | 615.362 | 0 | 0 | 0 | 1444.4768 | 0 | 0 | NA | 48.15%
| 8 | 7 | 2017-07-15 08:00 | 946.4795 | 1125.1944 | 855.6076 | 746.3161 | 1657.2409 | 568.28 | 801.696 | 1430.2223 | 0 | 284.14 | 872.758 | 75.6016 | 220.3934 | 840.0583 | 946.4795 | 1657.2409 | 946.4795 | 4689 | 9 | 6 | 2017-06-14 09:00 | WEEKDAY | 22.3933 | 1.95 | 834.814 | 0 | 0 | 0 | 2059.8388 | 0 | 0 | NA | 68.66%
| 9 | 7 | 2017-07-15 09:00 | 947.7087 | 1375.6624 | 948.7609 | 950.3322 | 1669.3014 | 694.779 | 872.847 | 1675.9735 | 0 | 347.3895 | 951.1403 | 174.334 | 240.187 | 915.7493 | 947.7087 | 1669.3014 | 947.7087 | 4690 | 10 | 6 | 2017-06-14 10:00 | WEEKDAY | 27.8795 | 1.95 | 909.87 | 882.5739 | 0 | 882.5739 | 2894.6528 | 0 | 0 | NA | 96.49%
| 10 | 7 | 2017-07-15 10:00 | 963.1225 | 1862.0877 | 950.6369 | 555.8455 | 1818.8558 | 940.4483 | 890.313 | 1841.2915 | 0 | 470.2242 | 944.9948 | 164.7454 | 238.6351 | 928.834 | 963.1225 | 1818.8558 | 963.1225 | 4691 | 11 | 6 | 2017-06-14 11:00 | WEEKDAY | 21.9006 | 1.95 | 928.313 | 900.4636 | 0 | 900.4636 | 2894.6528 | 0 | 0 | NA | 96.49%
| 11 | 7 | 2017-07-15 11:00 | 953.8734 | 1363.5281 | 959.5341 | 979.6551 | 1980.0001 | 688.6506 | 888.166 | 1622.3386 | 624.3929 | 344.3253 | 978.2319 | 240.169 | 247.0283 | 903.4934 | 953.8734 | 1980.0001 | 953.8734 | 4692 | 12 | 6 | 2017-06-14 12:00 | WEEKDAY | 23.3062 | 1.95 | 926.009 | 898.2287 | 0 | 898.2287 | 2894.6528 | 0 | 0 | NA | 96.49%
| 12 | 7 | 2017-07-15 12:00 | 926.0104 | 1860.3111 | 980.3565 | 913.0001 | 1600.5366 | 939.5511 | 880.461 | 1747.9076 | 802.7875 | 469.7755 | 972.3315 | 205.6757 | 245.5383 | 702.3777 | 926.0104 | 1600.5366 | 926.0104 | 4693 | 13 | 6 | 2017-06-14 13:00 | WEEKDAY | 28.2831 | 1.95 | 917.84 | 890.3048 | 0 | 890.3048 | 2894.6528 | 0 | 0 | NA | 96.49%
| 13 | 7 | 2017-07-15 13:00 | 952.5404 | 1836.7083 | 980.6444 | 957.352 | 1662.5196 | 927.6304 | 878.031 | 1836.6456 | 891.2176 | 463.8152 | 958.5778 | 242.3023 | 242.0651 | 613.9431 | 952.5404 | 1662.5196 | 952.5404 | 4694 | 14 | 6 | 2017-06-14 14:00 | WEEKDAY | 34.8216 | 0 | 915.259 | 887.8012 | 0 | 887.8012 | 2894.6528 | 0 | 0 | NA | 96.49%
| 14 | 7 | 2017-07-15 14:00 | 944.4458 | 1536.1026 | 980.5169 | 870.4115 | 1439.4244 | 775.8094 | 760.14 | 1769.3222 | 776.6111 | 387.9047 | 962.5815 | 232.6011 | 243.0761 | 937.8212 | 944.4458 | 1439.4244 | 944.4458 | 4695 | 15 | 6 | 2017-06-14 15:00 | WEEKDAY | 37.221 | 0 | 790.924 | 767.1963 | 222.8037 | 990 | 2894.6528 | 0 | 0 | NA | 96.49%
| 15 | 7 | 2017-07-15 15:00 | 902.2548 | 516.7022 | 964.0012 | 847.2091 | 1920.3959 | 260.9607 | 881.568 | 1734.6341 | 811.2343 | 130.4804 | 951.0181 | 184.6222 | 240.1561 | 913.1812 | 902.2548 | 1920.3959 | 902.2548 | 4696 | 16 | 6 | 2017-06-14 16:00 | WEEKDAY | 39.9404 | 0 | 919.006 | 891.4358 | 98.5642 | 990 | 2664.9583 | 0 | 0 | NA | 88.83%
| 16 | 7 | 2017-07-15 16:00 | 809.6391 | 374.4076 | 899.2882 | 797.0012 | 1589.8516 | 189.0947 | 657.189 | 1574.5449 | 534.5389 | 94.5474 | 914.1635 | 206.1437 | 230.8494 | 833.9496 | 809.6391 | 1589.8516 | 809.6391 | 4697 | 17 | 6 | 2017-06-14 17:00 | WEEKDAY | 39.175 | 0 | 682.929 | 662.4411 | 327.5589 | 990 | 2563.3457 | 0 | 0 | NA | 85.44%
| 17 | 7 | 2017-07-15 17:00 | 642.295 | 256.2766 | 799.5736 | 662.8567 | 755.1051 | 129.4326 | 799.958 | 1237.7645 | 793.5386 | 64.7163 | 771.7504 | 179.5849 | 194.8865 | 708.3834 | 642.295 | 755.1051 | 642.295 | 4698 | 18 | 6 | 2017-06-14 18:00 | WEEKDAY | 39.1527 | 0 | 832.902 | 807.9149 | 182.0851 | 990 | 2225.6562 | 0 | 0 | NA | 74.19%
| 18 | 7 | 2017-07-15 18:00 | 113.8328 | 196.5512 | 525.6531 | 293.0317 | 685.9774 | 99.2683 | 636.233 | 549.9239 | 590.698 | 49.6341 | 418.6797 | 106.4465 | 105.7272 | 306.6057 | 113.8328 | 685.9774 | 113.8328 | 4699 | 19 | 6 | 2017-06-14 19:00 | WEEKDAY | 33.5941 | 0 | 661.141 | 0 | 0 | 0 | 2037.9396 | 0 | 0 | NA | 67.93%
| 19 | 7 | 2017-07-15 19:00 | 0 | 11.4297 | 55.4204 | 5.947 | 31.1179 | 5.7726 | 232.889 | 12.258 | 0 | 2.8863 | 18.7455 | 9.4399 | 4.7337 | 17.3676 | 0 | 31.1179 | 0 | 4700 | 20 | 6 | 2017-06-14 20:00 | WEEKDAY | 31.3589 | 2.06 | 243.14 | 0 | 0 | 0 | 2699.0806 | 0 | 0 | NA | 89.97%
| 20 | 7 | 2017-07-15 20:00 | 0 | 0 | 0 | 0 | 0 | 0 | 0 | 0 | 0 | 0 | 0 | 0 | 0 | 0 | 0 | 0 | 0 | 4701 | 21 | 6 | 2017-06-14 21:00 | WEEKDAY | 30.2455 | 2.06 | 0 | 0 | 0 | 0 | 2942.2206 | 0 | 0 | NA | 98.07%
| 21 | 7 | 2017-07-15 21:00 | 0 | 0 | 0 | 0 | 0 | 0 | 0 | 0 | 0 | 0 | 0 | 0 | 0 | 0 | 0 | 0 | 0 | 4702 | 22 | 6 | 2017-06-14 22:00 | WEEKDAY | 28.7591 | 2.06 | 0 | 0 | 0 | 0 | 2942.2206 | 0 | 0 | NA | 98.07%
| 22 | 7 | 2017-07-15 22:00 | 0 | 0 | 0 | 0 | 0 | 0 | 0 | 0 | 0 | 0 | 0 | 0 | 0 | 0 | 0 | 0 | 0 | 4703 | 23 | 6 | 2017-06-14 23:00 | WEEKDAY | 23.6319 | 2.3 | 0 | 0 | 0 | 0 | 2942.2206 | 0 | 0 | NA | 98.07%
| 23 | 7 | 2017-07-15 23:00 | 0 | 0 | 0 | 0 | 0 | 0 | 0 | 0 | 0 | 0 | 0 | 0 | 0 | 0 | 0 | 0 | 0 | 4704 | 0 | 6 | 2017-06-15 | WEEKDAY | 22.5575 | 2.3 | 0 | 0 | 0 | 0 | 2942.2206 | 0 | 0 | NA | 98.07%
| 0 | 7 | 2017-07-16 | 0 | 0 | 0 | 0 | 0 | 0 | 0 | 0 | 0 | 0 | 0 | 0 | 0 | 0 | 0 | 0 | 0 | 4705 | 1 | 6 | 2017-06-15 01:00 | WEEKDAY | 20.7844 | 2.3 | 0 | 0 | 0 | 0 | 2942.2206 | 0 | 0 | NA | 98.07%
| 1 | 7 | 2017-07-16 01:00 | 0 | 0 | 0 | 0 | 0 | 0 | 0 | 0 | 0 | 0 | 0 | 0 | 0 | 0 | 0 | 0 | 0 | 4706 | 2 | 6 | 2017-06-15 02:00 | WEEKDAY | 19.9855 | 2.3 | 0 | 0 | 0 | 0 | 2942.2206 | 0 | 0 | NA | 98.07%
| 2 | 7 | 2017-07-16 02:00 | 0 | 0 | 0 | 0 | 0 | 0 | 0 | 0 | 0 | 0 | 0 | 0 | 0 | 0 | 0 | 0 | 0 | 4707 | 3 | 6 | 2017-06-15 03:00 | WEEKDAY | 19.3342 | 2.3 | 0 | 0 | 0 | 0 | 2942.2206 | 0 | 0 | NA | 98.07%
| 3 | 7 | 2017-07-16 03:00 | 0 | 0 | 0 | 0 | 0 | 0 | 0 | 0 | 0 | 0 | 0 | 0 | 0 | 0 | 0 | 0 | 0 | 4708 | 4 | 6 | 2017-06-15 04:00 | WEEKDAY | 18.8192 | 2.3 | 0 | 0 | 0 | 0 | 2942.2206 | 0 | 0 | NA | 98.07%
| 4 | 7 | 2017-07-16 04:00 | 0 | 0 | 0 | 0 | 0 | 0 | 0 | 0 | 0 | 0 | 0 | 0 | 0 | 0 | 0 | 0 | 0 | 4709 | 5 | 6 | 2017-06-15 05:00 | WEEKDAY | 19.3815 | 2.3 | 0 | 0 | 0 | 0 | 2942.2206 | 0 | 0 | NA | 98.07%
| 5 | 7 | 2017-07-16 05:00 | 132.5933 | 0 | 0 | 0 | 0 | 0 | 0 | 0 | 0 | 0 | 0 | 0 | 0 | 0 | 132.5933 | 0 | 132.5933 | 4710 | 6 | 6 | 2017-06-15 06:00 | WEEKDAY | 20.417 | 2.05 | 0 | 0 | 0 | 0 | 2942.2206 | 0 | 0 | NA | 98.07%
| 6 | 7 | 2017-07-16 06:00 | 708.6947 | 108.1383 | 159.975 | 84.0166 | 136.1617 | 54.6153 | 191.313 | 455.3976 | 0 | 27.3077 | 103.3479 | 44.3669 | 26.098 | 167.6013 | 708.6947 | 136.1617 | 708.6947 | 4711 | 7 | 6 | 2017-06-15 07:00 | WEEKDAY | 21.085 | 2.05 | 200.534 | 194.518 | 0 | 194.518 | 2942.2206 | 0 | 0 | NA | 98.07%
| 7 | 7 | 2017-07-16 07:00 | 883.4717 | 1216.4546 | 701.5414 | 187.3566 | 224.5778 | 614.371 | 366.97 | 1338.0237 | 0 | 307.1855 | 608.3955 | 170.7953 | 153.6352 | 532.5777 | 883.4717 | 224.5778 | 883.4717 | 4712 | 8 | 6 | 2017-06-15 08:00 | WEEKDAY | 21.7614 | 2.05 | 381.307 | 369.8678 | 0 | 369.8678 | 2942.2206 | 0 | 0 | NA | 98.07%
| 8 | 7 | 2017-07-16 08:00 | 943.7588 | 1587.9778 | 871.5526 | 569.5507 | 844.2551 | 802.009 | 524.802 | 1579.8419 | 0 | 401.0045 | 821.9752 | 217.1509 | 207.5695 | 751.3194 | 943.7588 | 844.2551 | 943.7588 | 4713 | 9 | 6 | 2017-06-15 09:00 | WEEKDAY | 21.7503 | 1.95 | 544.936 | 528.5879 | 0 | 528.5879 | 2942.2206 | 0 | 0 | NA | 98.07%
| 9 | 7 | 2017-07-16 09:00 | 981.9299 | 1543.0701 | 943.7284 | 866.5969 | 1626.1043 | 779.3283 | 698.895 | 1691.8625 | 396.0423 | 389.6642 | 881.9161 | 236.2192 | 222.7061 | 886.7073 | 981.9299 | 1626.1043 | 981.9299 | 4714 | 10 | 6 | 2017-06-15 10:00 | WEEKDAY | 22.2596 | 1.95 | 726.809 | 705.0047 | 0 | 705.0047 | 2942.2206 | 0 | 0 | NA | 98.07%
| 10 | 7 | 2017-07-16 10:00 | 978.6019 | 1545.6724 | 938.9598 | 930.3706 | 1846.4087 | 780.6426 | 737.775 | 1838.9936 | 713.143 | 390.3213 | 978.3746 | 239.6666 | 247.0643 | 859.6283 | 978.6019 | 1846.4087 | 978.6019 | 4715 | 11 | 6 | 2017-06-15 11:00 | WEEKDAY | 24.531 | 1.95 | 767.597 | 744.5691 | 0 | 744.5691 | 2942.2206 | 0 | 0 | NA | 98.07%
| 11 | 7 | 2017-07-16 11:00 | 987.0825 | 1877.4604 | 943.4543 | 940.466 | 1904.0384 | 948.2123 | 750.351 | 1840.8576 | 763.3522 | 474.1062 | 936.4412 | 244.6248 | 236.4751 | 914.6161 | 987.0825 | 1904.0384 | 987.0825 | 4716 | 12 | 6 | 2017-06-15 12:00 | WEEKDAY | 31.1641 | 1.95 | 780.84 | 757.4148 | 0 | 757.4148 | 2942.2206 | 0 | 0 | NA | 98.07%
| 12 | 7 | 2017-07-16 12:00 | 990.0001 | 1781.9792 | 958.2534 | 862.6179 | 1664.5369 | 899.9895 | 775.664 | 1646.5123 | 793.9877 | 449.9948 | 959.5511 | 241.6212 | 242.3109 | 734.7057 | 990.0001 | 1664.5369 | 990.0001 | 4717 | 13 | 6 | 2017-06-15 13:00 | WEEKDAY | 35.5759 | 1.95 | 807.463 | 783.2391 | 0 | 783.2391 | 2942.2206 | 0 | 0 | NA | 98.07%
| 13 | 7 | 2017-07-16 13:00 | 990.0001 | 1802.4386 | 943.0484 | 902.5226 | 1829.1137 | 910.3225 | 783.429 | 1797.7232 | 935.5136 | 455.1612 | 967.1655 | 229.2649 | 244.2337 | 817.3921 | 990.0001 | 1829.1137 | 990.0001 | 4718 | 14 | 6 | 2017-06-15 14:00 | WEEKDAY | 40.8924 | 0 | 815.629 | 791.1601 | 0 | 791.1601 | 2942.2206 | 0 | 0 | NA | 98.07%
| 14 | 7 | 2017-07-16 14:00 | 983.6055 | 1694.4017 | 929.9581 | 881.1969 | 1813.4923 | 855.7584 | 780.464 | 1888.4833 | 989.8101 | 427.8792 | 956.2128 | 216.0256 | 241.4679 | 883.9788 | 983.6055 | 1813.4923 | 983.6055 | 4719 | 15 | 6 | 2017-06-15 15:00 | WEEKDAY | 33.6636 | 0 | 812.504 | 788.1289 | 201.8711 | 990 | 2942.2206 | 0 | 0 | NA | 98.07%
| 15 | 7 | 2017-07-16 15:00 | 954.1394 | 1531.1802 | 935.7363 | 817.7887 | 1870.7869 | 773.3233 | 793.038 | 1647.2017 | 948.2914 | 386.6617 | 920.2277 | 185.7461 | 232.3807 | 594.0794 | 954.1394 | 1870.7869 | 954.1394 | 4720 | 16 | 6 | 2017-06-15 16:00 | WEEKDAY | 38.7797 | 0 | 825.758 | 800.9853 | 189.0147 | 990 | 2734.1061 | 0 | 0 | NA | 91.14%
| 16 | 7 | 2017-07-16 16:00 | 873.3592 | 1148.8304 | 890.9087 | 652.0004 | 1758.7105 | 580.2174 | 782.958 | 892.7383 | 933.6357 | 290.1087 | 902.4651 | 134.067 | 227.8952 | 758.0512 | 873.3592 | 1758.7105 | 873.3592 | 4721 | 17 | 6 | 2017-06-15 17:00 | WEEKDAY | 52.6332 | 0 | 815.156 | 790.7013 | 199.2987 | 990 | 2539.2455 | 0 | 0 | NA | 84.64%
| 17 | 7 | 2017-07-16 17:00 | 676.5273 | 1012.6264 | 781.403 | 464.8502 | 1534.0635 | 511.4275 | 789.672 | 845.4153 | 851.6076 | 255.7137 | 741.0598 | 161.5331 | 187.1363 | 625.5331 | 676.5273 | 1534.0635 | 676.5273 | 4722 | 18 | 6 | 2017-06-15 18:00 | WEEKDAY | 52.9839 | 0 | 822.258 | 797.5903 | 192.4097 | 990 | 2333.7829 | 0 | 0 | NA | 77.79%
| 18 | 7 | 2017-07-16 18:00 | 115.9763 | 667.1898 | 513.8451 | 177.4568 | 745.41 | 336.9646 | 439.886 | 324.5604 | 618.1277 | 168.4823 | 458.8509 | 58.0329 | 115.8714 | 265.3361 | 115.9763 | 745.41 | 115.9763 | 4723 | 19 | 6 | 2017-06-15 19:00 | WEEKDAY | 32.5725 | 0 | 456.711 | 0 | 0 | 0 | 2135.4224 | 0 | 0 | NA | 71.18%
| 19 | 7 | 2017-07-16 19:00 | 0 | 8.0396 | 55.686 | 1.5855 | 44.7119 | 4.0604 | 162.982 | 23.4153 | 0 | 2.0302 | 29.0044 | 4.7915 | 7.3243 | 5.9504 | 0 | 44.7119 | 0 | 4724 | 20 | 6 | 2017-06-15 20:00 | WEEKDAY | 28.7508 | 2.06 | 171.459 | 0 | 0 | 0 | 2592.1334 | 0 | 0 | NA | 86.4%
| 20 | 7 | 2017-07-16 20:00 | 0 | 0 | 0 | 0 | 0 | 0 | 0 | 0 | 0 | 0 | 0 | 0 | 0 | 0 | 0 | 0 | 0 | 4725 | 21 | 6 | 2017-06-15 21:00 | WEEKDAY | 28.2386 | 2.06 | 0 | 0 | 0 | 0 | 2763.5924 | 0 | 0 | NA | 92.12%
| 21 | 7 | 2017-07-16 21:00 | 0 | 0 | 0 | 0 | 0 | 0 | 0 | 0 | 0 | 0 | 0 | 0 | 0 | 0 | 0 | 0 | 0 | 4726 | 22 | 6 | 2017-06-15 22:00 | WEEKDAY | 26.8608 | 2.06 | 0 | 0 | 0 | 0 | 2763.5924 | 0 | 0 | NA | 92.12%
| 22 | 7 | 2017-07-16 22:00 | 0 | 0 | 0 | 0 | 0 | 0 | 0 | 0 | 0 | 0 | 0 | 0 | 0 | 0 | 0 | 0 | 0 | 4727 | 23 | 6 | 2017-06-15 23:00 | WEEKDAY | 23.2645 | 2.3 | 0 | 0 | 0 | 0 | 2763.5924 | 0 | 0 | NA | 92.12%
| 23 | 7 | 2017-07-16 23:00 | 0 | 0 | 0 | 0 | 0 | 0 | 0 | 0 | 0 | 0 | 0 | 0 | 0 | 0 | 0 | 0 | 0 | 4728 | 0 | 6 | 2017-06-16 | WEEKDAY | 21.9089 | 2.3 | 0 | 0 | 0 | 0 | 2763.5924 | 0 | 0 | NA | 92.12%
| 0 | 7 | 2017-07-17 | 0 | 0 | 0 | 0 | 0 | 0 | 0 | 0 | 0 | 0 | 0 | 0 | 0 | 0 | 0 | 0 | 0 | 4729 | 1 | 6 | 2017-06-16 01:00 | WEEKDAY | 20.9291 | 2.3 | 0 | 0 | 0 | 0 | 2763.5924 | 0 | 0 | NA | 92.12%
| 1 | 7 | 2017-07-17 01:00 | 0 | 0 | 0 | 0 | 0 | 0 | 0 | 0 | 0 | 0 | 0 | 0 | 0 | 0 | 0 | 0 | 0 | 4730 | 2 | 6 | 2017-06-16 02:00 | WEEKDAY | 20.5005 | 2.3 | 0 | 0 | 0 | 0 | 2763.5924 | 0 | 0 | NA | 92.12%
| 2 | 7 | 2017-07-17 02:00 | 0 | 0 | 0 | 0 | 0 | 0 | 0 | 0 | 0 | 0 | 0 | 0 | 0 | 0 | 0 | 0 | 0 | 4731 | 3 | 6 | 2017-06-16 03:00 | WEEKDAY | 19.5569 | 2.3 | 0 | 0 | 0 | 0 | 2763.5924 | 0 | 0 | NA | 92.12%
| 3 | 7 | 2017-07-17 03:00 | 0 | 0 | 0 | 0 | 0 | 0 | 0 | 0 | 0 | 0 | 0 | 0 | 0 | 0 | 0 | 0 | 0 | 4732 | 4 | 6 | 2017-06-16 04:00 | WEEKDAY | 19.2757 | 2.3 | 0 | 0 | 0 | 0 | 2763.5924 | 0 | 0 | NA | 92.12%
| 4 | 7 | 2017-07-17 04:00 | 0 | 0 | 0 | 0 | 0 | 0 | 0 | 0 | 0 | 0 | 0 | 0 | 0 | 0 | 0 | 0 | 0 | 4733 | 5 | 6 | 2017-06-16 05:00 | WEEKDAY | 19.3064 | 2.3 | 0 | 0 | 0 | 0 | 2763.5924 | 0 | 0 | NA | 92.12%
| 5 | 7 | 2017-07-17 05:00 | 141.3471 | 0 | 0 | 0 | 0 | 0 | 0 | 0 | 0 | 0 | 0 | 0 | 0 | 2.2006 | 141.3471 | 0 | 141.3471 | 4734 | 6 | 6 | 2017-06-16 06:00 | WEEKDAY | 19.5123 | 2.05 | 0 | 0 | 0 | 0 | 2763.5924 | 0 | 0 | NA | 92.12%
| 6 | 7 | 2017-07-17 06:00 | 716.6403 | 24.5835 | 162.6854 | 204.1597 | 167.0172 | 12.4159 | 193.001 | 269.3906 | 0 | 6.208 | 154.9126 | 45.8661 | 39.1194 | 296.8277 | 716.6403 | 167.0172 | 716.6403 | 4735 | 7 | 6 | 2017-06-16 07:00 | WEEKDAY | 19.0865 | 2.05 | 202.283 | 0 | 0 | 0 | 2763.5924 | 0 | 0 | NA | 92.12%
| 7 | 7 | 2017-07-17 07:00 | 891.8458 | 1147.532 | 674.7868 | 671.6552 | 1228.0628 | 579.5616 | 384.353 | 913.1347 | 599.2417 | 289.7808 | 657.7325 | 175.7839 | 166.0941 | 744.2301 | 891.8458 | 1228.0628 | 891.8458 | 4736 | 8 | 6 | 2017-06-16 08:00 | WEEKDAY | 20.1637 | 2.05 | 399.294 | 387.3152 | 0 | 387.3152 | 2965.8754 | 0 | 0 | NA | 98.86%
| 8 | 7 | 2017-07-17 08:00 | 971.6974 | 1696.1906 | 863.2172 | 827.6354 | 1319.3247 | 856.6619 | 569.404 | 1244.9973 | 849.9334 | 428.331 | 810.9259 | 220.6819 | 204.7793 | 915.1133 | 971.6974 | 1319.3247 | 971.6974 | 4737 | 9 | 6 | 2017-06-16 09:00 | WEEKDAY | 22.2151 | 1.95 | 591.416 | 573.6735 | 0 | 573.6735 | 2965.8754 | 0 | 0 | NA | 98.86%
| 9 | 7 | 2017-07-17 09:00 | 894.0843 | 1904.5316 | 948.2434 | 904.6074 | 1407.8677 | 961.8846 | 790.587 | 1756.1926 | 921.4593 | 480.9423 | 897.591 | 230.4057 | 226.6644 | 962.6028 | 894.0843 | 1407.8677 | 894.0843 | 4738 | 10 | 6 | 2017-06-16 10:00 | WEEKDAY | 23.9854 | 1.95 | 823.225 | 798.5282 | 0 | 798.5282 | 2965.8754 | 0 | 0 | NA | 98.86%
| 10 | 7 | 2017-07-17 10:00 | 985.6422 | 1952.9437 | 967.3409 | 902.4498 | 1971.4652 | 986.3352 | 793.033 | 927.1815 | 934.1798 | 493.1676 | 917.1145 | 246.7375 | 231.5946 | 978.5781 | 985.6422 | 1971.4652 | 985.6422 | 4739 | 11 | 6 | 2017-06-16 11:00 | WEEKDAY | 29.8586 | 1.95 | 825.756 | 800.9833 | 0 | 800.9833 | 2965.8754 | 0 | 0 | NA | 98.86%
| 11 | 7 | 2017-07-17 11:00 | 630.8929 | 1980.0001 | 982.7688 | 909.9735 | 1937.1819 | 1000.0001 | 857.873 | 722.9341 | 942.5005 | 500 | 944.6505 | 240.3433 | 238.5481 | 975.0651 | 630.8929 | 1937.1819 | 630.8929 | 4740 | 12 | 6 | 2017-06-16 12:00 | WEEKDAY | 30.2956 | 1.95 | 894.209 | 867.3827 | 0 | 867.3827 | 2965.8754 | 0 | 0 | NA | 98.86%
| 12 | 7 | 2017-07-17 12:00 | 990.0001 | 1980.0001 | 976.5883 | 874.8472 | 1875.9472 | 1000.0001 | 863.683 | 489.9767 | 928.0271 | 500 | 827.4455 | 245.2142 | 208.9509 | 955.7979 | 990.0001 | 1875.9472 | 990.0001 | 4741 | 13 | 6 | 2017-06-16 13:00 | WEEKDAY | 41.4909 | 1.95 | 900.33 | 873.3201 | 0 | 873.3201 | 2965.8754 | 0 | 0 | NA | 98.86%
| 13 | 7 | 2017-07-17 13:00 | 791.0649 | 1928.6956 | 947.8731 | 921.7524 | 1872.481 | 974.0887 | 846.592 | 699.3031 | 924.0259 | 487.0443 | 968.5531 | 250 | 244.5841 | 915.5552 | 791.0649 | 1872.481 | 791.0649 | 4742 | 14 | 6 | 2017-06-16 14:00 | WEEKDAY | 40.4109 | 0 | 882.254 | 855.7864 | 0 | 855.7864 | 2965.8754 | 0 | 0 | NA | 98.86%
| 14 | 7 | 2017-07-17 14:00 | 860.3538 | 1950.0609 | 903.4736 | 767.3098 | 1969.8649 | 984.8792 | 823.453 | 1757.5292 | 990 | 492.4396 | 909.5571 | 248.0667 | 229.6861 | 949.1896 | 860.3538 | 1969.8649 | 860.3538 | 4743 | 15 | 6 | 2017-06-16 15:00 | WEEKDAY | 38.1701 | 0 | 857.822 | 832.0873 | 157.9127 | 990 | 2965.8754 | 0 | 0 | NA | 98.86%
| 15 | 7 | 2017-07-17 15:00 | 964.8047 | 1563.2193 | 872.8389 | 924.5914 | 1952.1373 | 789.5047 | 856.091 | 1750.2078 | 990 | 394.7523 | 927.5228 | 240.9461 | 234.2229 | 568.5143 | 964.8047 | 1952.1373 | 964.8047 | 4744 | 16 | 6 | 2017-06-16 16:00 | WEEKDAY | 37.3657 | 0 | 892.307 | 865.5378 | 124.4622 | 990 | 2803.0788 | 0 | 0 | NA | 93.44%
| 16 | 7 | 2017-07-17 16:00 | 820.4027 | 1670.8247 | 862.05 | 728.2759 | 1799.7497 | 843.8509 | 919.794 | 1479.2138 | 990 | 421.9254 | 881.6122 | 224.1976 | 222.6293 | 616.759 | 820.4027 | 1799.7497 | 820.4027 | 4745 | 17 | 6 | 2017-06-16 17:00 | WEEKDAY | 36.8814 | 0 | 959.773 | 930.9798 | 59.0202 | 990 | 2674.7673 | 0 | 0 | NA | 89.16%
| 17 | 7 | 2017-07-17 17:00 | 626.2829 | 1435.3094 | 538.6234 | 610.1459 | 1546.8003 | 724.9037 | 700.815 | 1205.3556 | 990 | 362.4519 | 742.3751 | 183.6808 | 187.4685 | 696.3997 | 626.2829 | 1546.8003 | 626.2829 | 4746 | 18 | 6 | 2017-06-16 18:00 | WEEKDAY | 36.1131 | 0 | 728.832 | 706.967 | 283.033 | 990 | 2613.9217 | 0 | 0 | NA | 87.13%
| 18 | 7 | 2017-07-17 18:00 | 91.6793 | 690.437 | 152.4625 | 315.3089 | 765.2522 | 348.7056 | 463.322 | 472.2735 | 617.0878 | 174.3528 | 482.6941 | 114.8669 | 121.8924 | 390.3786 | 91.6793 | 765.2522 | 91.6793 | 4747 | 19 | 6 | 2017-06-16 19:00 | WEEKDAY | 32.3944 | 0 | 481.032 | 0 | 0 | 0 | 2322.1352 | 0 | 0 | NA | 77.4%
| 19 | 7 | 2017-07-17 19:00 | 0 | 36.6855 | 40.3272 | 10.8393 | 45.2134 | 18.528 | 156.955 | 6.7353 | 0 | 9.264 | 29.2668 | 10.5873 | 7.3906 | 16.0443 | 0 | 45.2134 | 0 | 4748 | 20 | 6 | 2017-06-16 20:00 | WEEKDAY | 32.6365 | 2.06 | 165.295 | 0 | 0 | 0 | 2803.1672 | 0 | 0 | NA | 93.44%
| 20 | 7 | 2017-07-17 20:00 | 0 | 0 | 0 | 0 | 0 | 0 | 0 | 0 | 0 | 0 | 0 | 0 | 0 | 0 | 0 | 0 | 0 | 4749 | 21 | 6 | 2017-06-16 21:00 | WEEKDAY | 31.3255 | 2.06 | 0 | 0 | 0 | 0 | 2968.4622 | 0 | 0 | NA | 98.95%
| 21 | 7 | 2017-07-17 21:00 | 0 | 0 | 0 | 0 | 0 | 0 | 0 | 0 | 0 | 0 | 0 | 0 | 0 | 0 | 0 | 0 | 0 | 4750 | 22 | 6 | 2017-06-16 22:00 | WEEKDAY | 25.6945 | 2.06 | 0 | 0 | 0 | 0 | 2968.4622 | 0 | 0 | NA | 98.95%
| 22 | 7 | 2017-07-17 22:00 | 0 | 0 | 0 | 0 | 0 | 0 | 0 | 0 | 0 | 0 | 0 | 0 | 0 | 0 | 0 | 0 | 0 | 4751 | 23 | 6 | 2017-06-16 23:00 | WEEKDAY | 23.1949 | 2.3 | 0 | 0 | 0 | 0 | 2968.4622 | 0 | 0 | NA | 98.95%
| 23 | 7 | 2017-07-17 23:00 | 0 | 0 | 0 | 0 | 0 | 0 | 0 | 0 | 0 | 0 | 0 | 0 | 0 | 0 | 0 | 0 | 0 | 4752 | 0 | 6 | 2017-06-17 | WEEKEND | 23.1225 | 2.3 | 0 | 0 | 0 | 0 | 2968.4622 | 0 | 0 | NA | 98.95%
| 0 | 7 | 2017-07-18 | 0 | 0 | 0 | 0 | 0 | 0 | 0 | 0 | 0 | 0 | 0 | 0 | 0 | 0 | 0 | 0 | 0 | 4753 | 1 | 6 | 2017-06-17 01:00 | WEEKEND | 22.3682 | 2.3 | 0 | 0 | 0 | 0 | 2968.4622 | 0 | 0 | NA | 98.95%
| 1 | 7 | 2017-07-18 01:00 | 0 | 0 | 0 | 0 | 0 | 0 | 0 | 0 | 0 | 0 | 0 | 0 | 0 | 0 | 0 | 0 | 0 | 4754 | 2 | 6 | 2017-06-17 02:00 | WEEKEND | 21.586 | 2.3 | 0 | 0 | 0 | 0 | 2968.4622 | 0 | 0 | NA | 98.95%
| 2 | 7 | 2017-07-18 02:00 | 0 | 0 | 0 | 0 | 0 | 0 | 0 | 0 | 0 | 0 | 0 | 0 | 0 | 0 | 0 | 0 | 0 | 4755 | 3 | 6 | 2017-06-17 03:00 | WEEKEND | 20.5422 | 2.3 | 0 | 0 | 0 | 0 | 2968.4622 | 0 | 0 | NA | 98.95%
| 3 | 7 | 2017-07-18 03:00 | 0 | 0 | 0 | 0 | 0 | 0 | 0 | 0 | 0 | 0 | 0 | 0 | 0 | 0 | 0 | 0 | 0 | 4756 | 4 | 6 | 2017-06-17 04:00 | WEEKEND | 20.1442 | 2.3 | 0 | 0 | 0 | 0 | 2968.4622 | 0 | 0 | NA | 98.95%
| 4 | 7 | 2017-07-18 04:00 | 0 | 0 | 0 | 0 | 0 | 0 | 0 | 0 | 0 | 0 | 0 | 0 | 0 | 0 | 0 | 0 | 0 | 4757 | 5 | 6 | 2017-06-17 05:00 | WEEKEND | 20.0496 | 2.3 | 0 | 0 | 0 | 0 | 2968.4622 | 0 | 0 | NA | 98.95%
| 5 | 7 | 2017-07-18 05:00 | 144.8151 | 0 | 0 | 0 | 0 | 0 | 0 | 0 | 0 | 0 | 0 | 0 | 0 | 0 | 144.8151 | 0 | 144.8151 | 4758 | 6 | 6 | 2017-06-17 06:00 | WEEKEND | 19.7378 | 2.3 | 0 | 0 | 0 | 0 | 2968.4622 | 0 | 0 | NA | 98.95%
| 6 | 7 | 2017-07-18 06:00 | 731.7368 | 291.003 | 70.5165 | 33.2186 | 321.5494 | 146.9712 | 93.0924 | 411.4226 | 0 | 73.4856 | 152.3126 | 44.588 | 38.4628 | 217.9766 | 731.7368 | 321.5494 | 731.7368 | 4759 | 7 | 6 | 2017-06-17 07:00 | WEEKEND | 19.4594 | 2.3 | 100.058 | 97.0563 | 0 | 97.0563 | 2968.4622 | 0 | 0 | NA | 98.95%
| 7 | 7 | 2017-07-18 07:00 | 897.3749 | 1304.0091 | 36.5192 | 104.4181 | 1264.1524 | 658.5904 | 619.677 | 1389.7406 | 589.5223 | 329.2952 | 656.9875 | 171.7797 | 165.9059 | 589.1395 | 897.3749 | 1264.1524 | 897.3749 | 4760 | 8 | 6 | 2017-06-17 08:00 | WEEKEND | 20.0941 | 2.3 | 643.925 | 624.6072 | 0 | 624.6072 | 2968.4622 | 0 | 0 | NA | 98.95%
| 8 | 7 | 2017-07-18 08:00 | 979.3231 | 1737.7666 | 172.0939 | 382.4101 | 1634.8339 | 877.6599 | 603.616 | 1655.3379 | 837.563 | 438.8299 | 844.9506 | 220.7179 | 213.3714 | 685.0679 | 979.3231 | 1634.8339 | 979.3231 | 4761 | 9 | 6 | 2017-06-17 09:00 | WEEKEND | 21.8588 | 2.3 | 627.117 | 608.3035 | 0 | 608.3035 | 2968.4622 | 0 | 0 | NA | 98.95%
| 9 | 7 | 2017-07-18 09:00 | 980.7238 | 1909.5583 | 263.7172 | 614.3835 | 1820.5109 | 964.4234 | 757.323 | 1829.7849 | 906.2235 | 482.2117 | 898.8742 | 243.3181 | 226.9884 | 897.1339 | 980.7238 | 1820.5109 | 980.7238 | 4762 | 10 | 6 | 2017-06-17 10:00 | WEEKEND | 23.0279 | 2.3 | 788.198 | 764.5521 | 0 | 764.5521 | 2968.4622 | 0 | 0 | NA | 98.95%
| 10 | 7 | 2017-07-18 10:00 | 990.0001 | 1980.0001 | 745.3388 | 401.9112 | 1829.1819 | 1000.0001 | 937.482 | 1682.6395 | 918.1263 | 500 | 927.4434 | 247.981 | 234.2029 | 941.301 | 990.0001 | 1829.1819 | 990.0001 | 4763 | 11 | 6 | 2017-06-17 11:00 | WEEKEND | 24.8372 | 2.3 | 978.501 | 949.146 | 0 | 949.146 | 2968.4622 | 0 | 0 | NA | 98.95%
| 11 | 7 | 2017-07-18 11:00 | 978.5359 | 1730.4215 | 918.0868 | 710.8391 | 1873.9225 | 873.9502 | 935.551 | 1552.2281 | 900.8041 | 436.9751 | 931.8801 | 248.2429 | 235.3233 | 922.0468 | 978.5359 | 1873.9225 | 978.5359 | 4764 | 12 | 6 | 2017-06-17 12:00 | WEEKEND | 30.83 | 2.3 | 976.415 | 947.1225 | 0 | 947.1225 | 2968.4622 | 0 | 0 | NA | 98.95%
| 12 | 7 | 2017-07-18 12:00 | 990.0001 | 1961.0705 | 668.0678 | 695.4684 | 1849.5467 | 990.4396 | 907.624 | 1760.756 | 889.2688 | 495.2198 | 950.1481 | 245.1605 | 239.9364 | 966.6468 | 990.0001 | 1849.5467 | 990.0001 | 4765 | 13 | 6 | 2017-06-17 13:00 | WEEKEND | 32.6059 | 2.3 | 946.694 | 918.2932 | 72 | 990.2932 | 2968.4622 | 0 | 0 | NA | 98.95%
| 13 | 7 | 2017-07-18 13:00 | 990.0001 | 1930.9516 | 767.46 | 713.7663 | 1868.4334 | 975.2281 | 902.922 | 1944.1908 | 886.062 | 487.614 | 917.7899 | 245.6826 | 231.7651 | 931.7752 | 990.0001 | 1868.4334 | 990.0001 | 4766 | 14 | 6 | 2017-06-17 14:00 | WEEKEND | 35.7791 | 2.3 | 941.7 | 913.449 | 0 | 913.449 | 2894.2354 | 0 | 0 | NA | 96.47%
| 14 | 7 | 2017-07-18 14:00 | 954.2575 | 1896.7846 | 860.4422 | 931.418 | 1797.9172 | 957.972 | 907.88 | 1893.6395 | 990 | 478.986 | 897.992 | 234.3699 | 226.7657 | 888.2827 | 954.2575 | 1797.9172 | 954.2575 | 4767 | 15 | 6 | 2017-06-17 15:00 | WEEKEND | 34.5739 | 2.3 | 946.951 | 918.5425 | 0 | 918.5425 | 2894.2354 | 0 | 0 | NA | 96.47%
| 15 | 7 | 2017-07-18 15:00 | 922.0096 | 1781.1398 | 910.8586 | 858.9968 | 1830.5687 | 899.5656 | 907.581 | 1593.2022 | 990 | 449.7828 | 570.5408 | 139.6309 | 144.076 | 821.4582 | 922.0096 | 1830.5687 | 922.0096 | 4768 | 16 | 6 | 2017-06-17 16:00 | WEEKEND | 35.6733 | 2.3 | 946.648 | 918.2486 | 0 | 918.2486 | 2894.2354 | 0 | 0 | NA | 96.47%
| 16 | 7 | 2017-07-18 16:00 | 838.3229 | 1609.3004 | 894.9852 | 847.8862 | 1605.5111 | 812.778 | 734.667 | 1576.4802 | 990 | 406.389 | 871.7384 | 124.6235 | 220.136 | 843.1099 | 838.3229 | 1605.5111 | 838.3229 | 4769 | 17 | 6 | 2017-06-17 17:00 | WEEKEND | 35.1918 | 2.3 | 764.249 | 741.3215 | 249 | 990.3215 | 2894.2354 | 0 | 0 | NA | 96.47%
| 17 | 7 | 2017-07-18 17:00 | 606.7685 | 1419.0138 | 778.6994 | 726.5948 | 1414.0542 | 716.6736 | 821.415 | 1306.2207 | 990 | 358.3368 | 766.3402 | 60.5227 | 193.5203 | 705.0159 | 606.7685 | 1414.0542 | 606.7685 | 4770 | 18 | 6 | 2017-06-17 18:00 | WEEKEND | 33.004 | 2.3 | 855.622 | 829.9533 | 0 | 829.9533 | 2637.5343 | 0 | 0 | NA | 87.92%
| 18 | 7 | 2017-07-18 18:00 | 63.4252 | 686.954 | 544.9144 | 278.0833 | 629.1305 | 346.9465 | 521.455 | 627.1474 | 0 | 173.4732 | 478.9228 | 6.348 | 120.9401 | 323.1879 | 63.4252 | 629.1305 | 63.4252 | 4771 | 19 | 6 | 2017-06-17 19:00 | WEEKEND | 31.2698 | 2.3 | 541.391 | 525.1493 | 0 | 525.1493 | 2637.5343 | 0 | 0 | NA | 87.92%
| 19 | 7 | 2017-07-18 19:00 | 0 | 23.6967 | 39.168 | 8.3488 | 37.9373 | 11.968 | 228.162 | 17.1629 | 0 | 5.984 | 29.1031 | 5.0377 | 7.3493 | 8.7758 | 0 | 37.9373 | 0 | 4772 | 20 | 6 | 2017-06-17 20:00 | WEEKEND | 28.0215 | 2.3 | 238.295 | 0 | 0 | 0 | 2637.5343 | 0 | 0 | NA | 87.92%
| 20 | 7 | 2017-07-18 20:00 | 0 | 0 | 0 | 0 | 0 | 0 | 0 | 0 | 0 | 0 | 0 | 0 | 0 | 0 | 0 | 0 | 0 | 4773 | 21 | 6 | 2017-06-17 21:00 | WEEKEND | 24.1858 | 2.3 | 0 | 0 | 0 | 0 | 2875.8293 | 0 | 0 | NA | 95.86%
| 21 | 7 | 2017-07-18 21:00 | 0 | 0 | 0 | 0 | 0 | 0 | 0 | 0 | 0 | 0 | 0 | 0 | 0 | 0 | 0 | 0 | 0 | 4774 | 22 | 6 | 2017-06-17 22:00 | WEEKEND | 23.4343 | 2.3 | 0 | 0 | 0 | 0 | 2875.8293 | 0 | 0 | NA | 95.86%
| 22 | 7 | 2017-07-18 22:00 | 0 | 0 | 0 | 0 | 0 | 0 | 0 | 0 | 0 | 0 | 0 | 0 | 0 | 0 | 0 | 0 | 0 | 4775 | 23 | 6 | 2017-06-17 23:00 | WEEKEND | 23.1114 | 2.3 | 0 | 0 | 0 | 0 | 2875.8293 | 0 | 0 | NA | 95.86%
| 23 | 7 | 2017-07-18 23:00 | 0 | 0 | 0 | 0 | 0 | 0 | 0 | 0 | 0 | 0 | 0 | 0 | 0 | 0 | 0 | 0 | 0 | 4776 | 0 | 6 | 2017-06-18 | WEEKEND | 21.831 | 2.3 | 0 | 0 | 0 | 0 | 2875.8293 | 0 | 0 | NA | 95.86%
| 0 | 7 | 2017-07-19 | 0 | 0 | 0 | 0 | 0 | 0 | 0 | 0 | 0 | 0 | 0 | 0 | 0 | 0 | 0 | 0 | 0 | 4777 | 1 | 6 | 2017-06-18 01:00 | WEEKEND | 21.6222 | 2.3 | 0 | 0 | 0 | 0 | 2875.8293 | 0 | 0 | NA | 95.86%
| 1 | 7 | 2017-07-19 01:00 | 0 | 0 | 0 | 0 | 0 | 0 | 0 | 0 | 0 | 0 | 0 | 0 | 0 | 0 | 0 | 0 | 0 | 4778 | 2 | 6 | 2017-06-18 02:00 | WEEKEND | 20.9486 | 2.3 | 0 | 0 | 0 | 0 | 2875.8293 | 0 | 0 | NA | 95.86%
| 2 | 7 | 2017-07-19 02:00 | 0 | 0 | 0 | 0 | 0 | 0 | 0 | 0 | 0 | 0 | 0 | 0 | 0 | 0 | 0 | 0 | 0 | 4779 | 3 | 6 | 2017-06-18 03:00 | WEEKEND | 19.902 | 2.3 | 0 | 0 | 0 | 0 | 2875.8293 | 0 | 0 | NA | 95.86%
| 3 | 7 | 2017-07-19 03:00 | 0 | 0 | 0 | 0 | 0 | 0 | 0 | 0 | 0 | 0 | 0 | 0 | 0 | 0 | 0 | 0 | 0 | 4780 | 4 | 6 | 2017-06-18 04:00 | WEEKEND | 19.3648 | 2.3 | 0 | 0 | 0 | 0 | 2875.8293 | 0 | 0 | NA | 95.86%
| 4 | 7 | 2017-07-19 04:00 | 0 | 0 | 0 | 0 | 0 | 0 | 0 | 0 | 0 | 0 | 0 | 0 | 0 | 0 | 0 | 0 | 0 | 4781 | 5 | 6 | 2017-06-18 05:00 | WEEKEND | 19.2563 | 2.3 | 0 | 0 | 0 | 0 | 2875.8293 | 0 | 0 | NA | 95.86%
| 5 | 7 | 2017-07-19 05:00 | 143.6255 | 0 | 0 | 0 | 0 | 0 | 0 | 0 | 0 | 0 | 0 | 0 | 0 | 0 | 143.6255 | 0 | 143.6255 | 4782 | 6 | 6 | 2017-06-18 06:00 | WEEKEND | 19.1978 | 2.3 | 0 | 0 | 0 | 0 | 2875.8293 | 0 | 0 | NA | 95.86%
| 6 | 7 | 2017-07-19 06:00 | 697.4225 | 291.1993 | 125.2822 | 70.929 | 238.0814 | 147.0703 | 168.868 | 451.2471 | 0 | 73.5352 | 156.0143 | 26.6775 | 39.3976 | 287.5731 | 697.4225 | 238.0814 | 697.4225 | 4783 | 7 | 6 | 2017-06-18 07:00 | WEEKEND | 19.1783 | 2.3 | 177.539 | 172.2128 | 0 | 172.2128 | 2875.8293 | 0 | 0 | NA | 95.86%
| 7 | 7 | 2017-07-19 07:00 | 896.0402 | 1202.7798 | 612.3124 | 557.7888 | 1141.6461 | 607.4646 | 617.637 | 1225.0572 | 592.2907 | 303.7323 | 664.8226 | 137.5529 | 167.8845 | 746.5085 | 896.0402 | 1141.6461 | 896.0402 | 4784 | 8 | 6 | 2017-06-18 08:00 | WEEKEND | 19.8352 | 2.3 | 641.82 | 622.5654 | 0 | 622.5654 | 2875.8293 | 0 | 0 | NA | 95.86%
| 8 | 7 | 2017-07-19 08:00 | 969.4095 | 1647.8673 | 843.6518 | 803.6758 | 1579.1869 | 832.2562 | 832.329 | 1665.4974 | 848.4832 | 416.1281 | 830.5669 | 186.253 | 209.7391 | 910.598 | 969.4095 | 1579.1869 | 969.4095 | 4785 | 9 | 6 | 2017-06-18 09:00 | WEEKEND | 22.0982 | 2.3 | 867.297 | 841.2781 | 0 | 841.2781 | 2875.8293 | 0 | 0 | NA | 95.86%
| 9 | 7 | 2017-07-19 09:00 | 966.6547 | 1900.886 | 946.4323 | 728.2814 | 1763.3149 | 960.0434 | 907.914 | 1563.4405 | 920.951 | 480.0217 | 912.703 | 237.3617 | 230.4806 | 970.8459 | 966.6547 | 1763.3149 | 966.6547 | 4786 | 10 | 6 | 2017-06-18 10:00 | WEEKEND | 23.039 | 2.3 | 947.176 | 918.7607 | 0 | 918.7607 | 2875.8293 | 0 | 0 | NA | 95.86%
| 10 | 7 | 2017-07-19 10:00 | 955.4056 | 1977.1408 | 979.9719 | 856.2875 | 1766.5925 | 998.5559 | 905.74 | 1980.0001 | 935.3128 | 499.278 | 930.2011 | 239.6118 | 234.8993 | 986.6368 | 955.4056 | 1766.5925 | 955.4056 | 4787 | 11 | 6 | 2017-06-18 11:00 | WEEKEND | 23.3118 | 2.3 | 944.725 | 916.3832 | 0 | 916.3832 | 2875.8293 | 0 | 0 | NA | 95.86%
| 11 | 7 | 2017-07-19 11:00 | 972.9158 | 1948.4994 | 957.4043 | 874.272 | 1689.0546 | 984.0906 | 901.593 | 1856.2155 | 917.006 | 492.0453 | 904.8691 | 249.3558 | 228.5023 | 985.1045 | 972.9158 | 1689.0546 | 972.9158 | 4788 | 12 | 6 | 2017-06-18 12:00 | WEEKEND | 24.4169 | 2.3 | 940.288 | 912.0794 | 0 | 912.0794 | 2875.8293 | 0 | 0 | NA | 95.86%
| 12 | 7 | 2017-07-19 12:00 | 982.4475 | 1948.5169 | 963.1197 | 873.8599 | 1844.7398 | 984.0994 | 863.841 | 1846.3057 | 904.3514 | 492.0497 | 924.5278 | 250 | 233.4666 | 979.0952 | 982.4475 | 1844.7398 | 982.4475 | 4789 | 13 | 6 | 2017-06-18 13:00 | WEEKEND | 24.7286 | 2.3 | 900.183 | 873.1775 | 0 | 873.1775 | 2875.8293 | 0 | 0 | NA | 95.86%
| 13 | 7 | 2017-07-19 13:00 | 976.5797 | 1951.3014 | 943.9351 | 873.3861 | 1935.4202 | 985.5058 | 859.726 | 1925.4166 | 873.9593 | 492.7529 | 786.5234 | 238.7514 | 198.617 | 977.0739 | 976.5797 | 1935.4202 | 976.5797 | 4790 | 14 | 6 | 2017-06-18 14:00 | WEEKEND | 25.2742 | 2.3 | 895.82 | 868.9454 | 0 | 868.9454 | 2875.8293 | 0 | 0 | NA | 95.86%
| 14 | 7 | 2017-07-19 14:00 | 963.7319 | 1964.8134 | 879.1271 | 941.2362 | 1799.0624 | 992.33 | 865.509 | 1802.7106 | 990 | 496.165 | 934.2929 | 249.4376 | 235.9326 | 976.6202 | 963.7319 | 1799.0624 | 963.7319 | 4791 | 15 | 6 | 2017-06-18 15:00 | WEEKEND | 24.467 | 2.3 | 901.933 | 874.875 | 0 | 874.875 | 2875.8293 | 0 | 0 | NA | 95.86%
| 15 | 7 | 2017-07-19 15:00 | 942.2189 | 1936.277 | 841.9931 | 870.4702 | 1629.3518 | 977.9177 | 866.354 | 1686.8009 | 990 | 488.9588 | 908.0004 | 240.646 | 229.293 | 958.9237 | 942.2189 | 1629.3518 | 942.2189 | 4792 | 16 | 6 | 2017-06-18 16:00 | WEEKEND | 27.0194 | 2.3 | 902.845 | 875.7596 | 0 | 875.7596 | 2875.8293 | 0 | 0 | NA | 95.86%
| 16 | 7 | 2017-07-19 16:00 | 818.9182 | 1766.5743 | 873.4985 | 808.5974 | 928.5698 | 892.2092 | 853.37 | 1211.6866 | 990 | 446.1046 | 900.6889 | 223.1042 | 227.4467 | 905.7834 | 818.9182 | 928.5698 | 818.9182 | 4793 | 17 | 6 | 2017-06-18 17:00 | WEEKEND | 29.5079 | 2.3 | 889.159 | 862.4842 | 0 | 862.4842 | 2875.8293 | 0 | 0 | NA | 95.86%
| 17 | 7 | 2017-07-19 17:00 | 605.3631 | 1453.5202 | 749.0565 | 520.0113 | 241.2691 | 734.1011 | 811.074 | 1393.9594 | 990 | 367.0506 | 759.5542 | 177.5303 | 191.8066 | 767.7454 | 605.3631 | 241.2691 | 605.3631 | 4794 | 18 | 6 | 2017-06-18 18:00 | WEEKEND | 29.3103 | 2.3 | 844.682 | 819.3415 | 0 | 819.3415 | 2875.8293 | 0 | 0 | NA | 95.86%
| 18 | 7 | 2017-07-19 18:00 | 63.4193 | 692.533 | 530.7078 | 173.0805 | 88.4527 | 349.7641 | 625.422 | 538.8118 | 0 | 174.8821 | 457.2924 | 88.0013 | 115.4779 | 372.9292 | 63.4193 | 88.4527 | 63.4193 | 4795 | 19 | 6 | 2017-06-18 19:00 | WEEKEND | 28.9595 | 2.3 | 649.8 | 630.306 | 0 | 630.306 | 2875.8293 | 0 | 0 | NA | 95.86%
| 19 | 7 | 2017-07-19 19:00 | 0 | 21.5649 | 72.1632 | 3.0992 | 15.7412 | 10.8914 | 218.173 | 14.2112 | 0 | 5.4457 | 21.7956 | 7.1631 | 5.5039 | 14.4518 | 0 | 15.7412 | 0 | 4796 | 20 | 6 | 2017-06-18 20:00 | WEEKEND | 26.1872 | 2.3 | 228.015 | 221.1745 | 0 | 221.1745 | 2875.8293 | 0 | 0 | NA | 95.86%
| 20 | 7 | 2017-07-19 20:00 | 0 | 0 | 0 | 0 | 0 | 0 | 0 | 0 | 0 | 0 | 0 | 0 | 0 | 0 | 0 | 0 | 0 | 4797 | 21 | 6 | 2017-06-18 21:00 | WEEKEND | 26.549 | 2.3 | 0 | 0 | 0 | 0 | 2875.8293 | 0 | 0 | NA | 95.86%
| 21 | 7 | 2017-07-19 21:00 | 0 | 0 | 0 | 0 | 0 | 0 | 0 | 0 | 0 | 0 | 0 | 0 | 0 | 0 | 0 | 0 | 0 | 4798 | 22 | 6 | 2017-06-18 22:00 | WEEKEND | 26.2512 | 2.3 | 0 | 0 | 0 | 0 | 2875.8293 | 0 | 0 | NA | 95.86%
| 22 | 7 | 2017-07-19 22:00 | 0 | 0 | 0 | 0 | 0 | 0 | 0 | 0 | 0 | 0 | 0 | 0 | 0 | 0 | 0 | 0 | 0 | 4799 | 23 | 6 | 2017-06-18 23:00 | WEEKEND | 23.8741 | 2.3 | 0 | 0 | 0 | 0 | 2875.8293 | 0 | 0 | NA | 95.86%
| 23 | 7 | 2017-07-19 23:00 | 0 | 0 | 0 | 0 | 0 | 0 | 0 | 0 | 0 | 0 | 0 | 0 | 0 | 0 | 0 | 0 | 0 | 4800 | 0 | 6 | 2017-06-19 | WEEKDAY | 23.7794 | 2.3 | 0 | 0 | 0 | 0 | 2875.8293 | 0 | 0 | NA | 95.86%
| 0 | 7 | 2017-07-20 | 0 | 0 | 0 | 0 | 0 | 0 | 0 | 0 | 0 | 0 | 0 | 0 | 0 | 0 | 0 | 0 | 0 | 4801 | 1 | 6 | 2017-06-19 01:00 | WEEKDAY | 23.2979 | 2.3 | 0 | 0 | 0 | 0 | 2875.8293 | 0 | 0 | NA | 95.86%
| 1 | 7 | 2017-07-20 01:00 | 0 | 0 | 0 | 0 | 0 | 0 | 0 | 0 | 0 | 0 | 0 | 0 | 0 | 0 | 0 | 0 | 0 | 4802 | 2 | 6 | 2017-06-19 02:00 | WEEKDAY | 22.8832 | 2.3 | 0 | 0 | 0 | 0 | 2875.8293 | 0 | 0 | NA | 95.86%
| 2 | 7 | 2017-07-20 02:00 | 0 | 0 | 0 | 0 | 0 | 0 | 0 | 0 | -200 | 0 | 0 | 0 | 0 | 0 | 0 | 0 | 0 | 4803 | 3 | 6 | 2017-06-19 03:00 | WEEKDAY | 22.3181 | 2.3 | 0 | 0 | 0 | 0 | 2875.8293 | 0 | 0 | NA | 95.86%
| 3 | 7 | 2017-07-20 03:00 | 0 | 0 | 0 | 0 | 0 | 0 | 0 | 0 | -200 | 0 | 0 | 0 | 0 | 0 | 0 | 0 | 0 | 4804 | 4 | 6 | 2017-06-19 04:00 | WEEKDAY | 22.1622 | 2.3 | 0 | 0 | 0 | 0 | 2875.8293 | 0 | 0 | NA | 95.86%
| 4 | 7 | 2017-07-20 04:00 | 0 | 0 | 0 | 0 | 0 | 0 | 0 | 0 | 0 | 0 | 0 | 0 | 0 | 0 | 0 | 0 | 0 | 4805 | 5 | 6 | 2017-06-19 05:00 | WEEKDAY | 22.5714 | 2.3 | 0 | 0 | 0 | 0 | 2875.8293 | 0 | 0 | NA | 95.86%
| 5 | 7 | 2017-07-20 05:00 | 155.5135 | 0 | 0 | 0 | 0 | 0 | 0 | 0 | 0 | 0 | 0 | 0 | 0 | 0 | 155.5135 | 0 | 155.5135 | 4806 | 6 | 6 | 2017-06-19 06:00 | WEEKDAY | 23.1643 | 2.05 | 0 | 0 | 0 | 0 | 2875.8293 | 0 | 0 | NA | 95.86%
| 6 | 7 | 2017-07-20 06:00 | 718.0614 | 39.5777 | 132.8156 | 191.7466 | 89.1171 | 19.9887 | 160.908 | 105.1137 | 0 | 9.9944 | 119.664 | 48.8569 | 30.2182 | 161.4131 | 718.0614 | 89.1171 | 718.0614 | 4807 | 7 | 6 | 2017-06-19 07:00 | WEEKDAY | 23.7822 | 2.05 | 169.38 | 164.2986 | 0 | 164.2986 | 2875.8293 | 0 | 0 | NA | 95.86%
| 7 | 7 | 2017-07-20 07:00 | 789.1906 | 983.6999 | 451.7891 | 537.4669 | 212.6465 | 496.8182 | 615.36 | 293.2038 | 585.9654 | 248.4091 | 668.7597 | 176.213 | 168.8787 | 572.6514 | 789.1906 | 212.6465 | 789.1906 | 4808 | 8 | 6 | 2017-06-19 08:00 | WEEKDAY | 24.3668 | 2.05 | 639.401 | 620.219 | 0 | 620.219 | 2875.8293 | 0 | 0 | NA | 95.86%
| 8 | 7 | 2017-07-20 08:00 | 955.52 | 945.8831 | 837.4864 | 761.3915 | 480.2811 | 477.7188 | 821.308 | 467.7369 | 829.8185 | 238.8594 | 844.3043 | 223.2573 | 213.2082 | 800.2054 | 955.52 | 480.2811 | 955.52 | 4809 | 9 | 6 | 2017-06-19 09:00 | WEEKDAY | 24.5087 | 1.95 | 855.579 | 829.9116 | 0 | 829.9116 | 2875.8293 | 0 | 0 | NA | 95.86%
| 9 | 7 | 2017-07-20 09:00 | 903.3816 | 1924.8957 | 937.5846 | 878.0482 | 522.9264 | 972.1696 | 893.04 | 473.5719 | 895.3061 | 486.0848 | 955.5257 | 242.3283 | 241.2944 | 927.7542 | 903.3816 | 522.9264 | 903.3816 | 4810 | 10 | 6 | 2017-06-19 10:00 | WEEKDAY | 24.6256 | 1.95 | 931.314 | 903.3746 | 0 | 903.3746 | 2875.8293 | 0 | 0 | NA | 95.86%
| 10 | 7 | 2017-07-20 10:00 | 825.2024 | 1928.9961 | 967.7398 | 967.6574 | 594.0621 | 974.2404 | 879.624 | 936.0365 | 907.8734 | 487.1202 | 935.5626 | 247.0519 | 236.2532 | 952.1797 | 825.2024 | 594.0621 | 825.2024 | 4811 | 11 | 6 | 2017-06-19 11:00 | WEEKDAY | 26.5518 | 1.95 | 916.923 | 889.4153 | 0 | 889.4153 | 2875.8293 | 0 | 0 | NA | 95.86%
| 11 | 7 | 2017-07-20 11:00 | 773.0346 | 1799.3658 | 972.5275 | 974.0585 | 756.1786 | 908.7706 | 776.872 | 1369.9705 | 891.1196 | 454.3853 | 921.0736 | 239.8474 | 232.5943 | 956.7142 | 773.0346 | 756.1786 | 773.0346 | 4812 | 12 | 6 | 2017-06-19 12:00 | WEEKDAY | 26.2206 | 1.95 | 808.473 | 784.2188 | 0 | 784.2188 | 2875.8293 | 0 | 0 | NA | 95.86%
| 12 | 7 | 2017-07-20 12:00 | 968.0575 | 1912.0957 | 944.4554 | 958.1479 | 815.5658 | 965.7049 | 816.293 | 1443.8582 | 881.2072 | 482.8524 | 420.2677 | 236.6158 | 106.1282 | 850.5498 | 968.0575 | 815.5658 | 968.0575 | 4813 | 13 | 6 | 2017-06-19 13:00 | WEEKDAY | 28.1607 | 1.95 | 849.804 | 824.3099 | 0 | 824.3099 | 2875.8293 | 0 | 0 | NA | 95.86%
| 13 | 7 | 2017-07-20 13:00 | 950.5935 | 1913.3431 | 955.0846 | 913.7224 | 535.5698 | 966.3349 | 812.307 | 970.3699 | 879.4815 | 483.1674 | 714.0328 | 242.8855 | 180.3113 | 801.5498 | 950.5935 | 535.5698 | 950.5935 | 4814 | 14 | 6 | 2017-06-19 14:00 | WEEKDAY | 31.9796 | 0 | 845.599 | 820.231 | 0 | 820.231 | 2875.8293 | 0 | 0 | NA | 95.86%
| 14 | 7 | 2017-07-20 14:00 | 951.5335 | 1889.4961 | 891.5866 | 968.9717 | 800.8582 | 954.2909 | 865.276 | 824.8119 | 990 | 477.1455 | 948.2812 | 244.0681 | 239.4649 | 828.2006 | 951.5335 | 800.8582 | 951.5335 | 4815 | 15 | 6 | 2017-06-19 15:00 | WEEKDAY | 86.2217 | 0 | 901.677 | 874.6267 | 115.3733 | 990 | 2875.8293 | 0 | 0 | NA | 95.86%
| 15 | 7 | 2017-07-20 15:00 | 245.7614 | 1933.0629 | 703.2761 | 941.1361 | 1670.7754 | 976.2944 | 866.809 | 1182.3214 | 990 | 488.1472 | 945.1953 | 184.6972 | 238.6857 | 852.6564 | 245.7614 | 1670.7754 | 245.7614 | 4816 | 16 | 6 | 2017-06-19 16:00 | WEEKDAY | 126.5268 | 0 | 903.318 | 876.2185 | 113.7815 | 990 | 2756.8878 | 0 | 0 | NA | 91.9%
| 16 | 7 | 2017-07-20 16:00 | 685.5667 | 1744.7144 | 837.0448 | 890.9162 | 956.2683 | 881.1689 | 879.683 | 1487.6981 | 990 | 440.5844 | 896.1966 | 204.5715 | 226.3123 | 727.41 | 685.5667 | 956.2683 | 685.5667 | 4817 | 17 | 6 | 2017-06-19 17:00 | WEEKDAY | 88.5988 | 0 | 917.099 | 889.586 | 100.414 | 990 | 2639.5872 | 0 | 0 | NA | 87.99%
| 17 | 7 | 2017-07-20 17:00 | 110.109 | 1416.9218 | 64.8137 | 749.1763 | 436.6642 | 715.6171 | 811.992 | 1190.5426 | 990 | 357.8085 | 749.1781 | 193.2286 | 189.1864 | 600.3703 | 110.109 | 436.6642 | 110.109 | 4818 | 18 | 6 | 2017-06-19 18:00 | WEEKDAY | 62.7846 | 0 | 845.648 | 820.2786 | 169.7214 | 990 | 2536.0677 | 0 | 0 | NA | 84.54%
| 18 | 7 | 2017-07-20 18:00 | 53.1781 | 793.838 | 42.7949 | 355.0907 | 283.6843 | 400.9283 | 624.541 | 416.1517 | 611.5685 | 200.4641 | 461.7875 | 116.2159 | 116.613 | 222.0482 | 53.1781 | 283.6843 | 53.1781 | 4819 | 19 | 6 | 2017-06-19 19:00 | WEEKDAY | 39.6092 | 0 | 648.878 | 629.4117 | 0 | 629.4117 | 2361.0971 | 0 | 0 | NA | 78.7%
| 19 | 7 | 2017-07-20 19:00 | 0 | 31.343 | 13.1503 | 9.9138 | 10.1479 | 15.8298 | 217.666 | 8.9269 | 0 | 7.9149 | 21.1448 | 11.0464 | 5.3396 | 4.0649 | 0 | 10.1479 | 0 | 4820 | 20 | 6 | 2017-06-19 20:00 | WEEKDAY | 36.7645 | 2.06 | 227.502 | 0 | 0 | 0 | 2361.0971 | 0 | 0 | NA | 78.7%
| 20 | 7 | 2017-07-20 20:00 | 0 | 0 | 0 | 0 | 0 | 0 | 0 | 0 | 0 | 0 | 0 | 0 | 0 | 0 | 0 | 0 | 0 | 4821 | 21 | 6 | 2017-06-19 21:00 | WEEKDAY | 33.2294 | 2.06 | 0 | 0 | 0 | 0 | 2588.5991 | 0 | 0 | NA | 86.29%
| 21 | 7 | 2017-07-20 21:00 | 0 | 0 | 0 | 0 | 0 | 0 | 0 | 0 | 0 | 0 | 0 | 0 | 0 | 0 | 0 | 0 | 0 | 4822 | 22 | 6 | 2017-06-19 22:00 | WEEKDAY | 30.1258 | 2.06 | 0 | 0 | 0 | 0 | 2588.5991 | 0 | 0 | NA | 86.29%
| 22 | 7 | 2017-07-20 22:00 | 0 | 0 | 0 | 0 | 0 | 0 | 0 | 0 | 0 | 0 | 0 | 0 | 0 | 0 | 0 | 0 | 0 | 4823 | 23 | 6 | 2017-06-19 23:00 | WEEKDAY | 24.8066 | 2.3 | 0 | 0 | 0 | 0 | 2588.5991 | 0 | 0 | NA | 86.29%
| 23 | 7 | 2017-07-20 23:00 | 0 | 0 | 0 | 0 | 0 | 0 | 0 | 0 | 0 | 0 | 0 | 0 | 0 | 0 | 0 | 0 | 0 | 4824 | 0 | 6 | 2017-06-20 | WEEKDAY | 23.7655 | 2.3 | 0 | 0 | 0 | 0 | 2588.5991 | 0 | 0 | NA | 86.29%
| 0 | 7 | 2017-07-21 | 0 | 0 | 0 | 0 | 0 | 0 | 0 | 0 | 0 | 0 | 0 | 0 | 0 | 0 | 0 | 0 | 0 | 4825 | 1 | 6 | 2017-06-20 01:00 | WEEKDAY | 22.5046 | 2.3 | 0 | 0 | 0 | 0 | 2588.5991 | 0 | 0 | NA | 86.29%
| 1 | 7 | 2017-07-21 01:00 | 0 | 0 | 0 | 0 | 0 | 0 | 0 | 0 | 0 | 0 | 0 | 0 | 0 | 0 | 0 | 0 | 0 | 4826 | 2 | 6 | 2017-06-20 02:00 | WEEKDAY | 21.6389 | 2.3 | 0 | 0 | 0 | 0 | 2588.5991 | 0 | 0 | NA | 86.29%
| 2 | 7 | 2017-07-21 02:00 | 0 | 0 | 0 | 0 | 0 | 0 | 0 | 0 | 0 | 0 | 0 | 0 | 0 | 0 | 0 | 0 | 0 | 4827 | 3 | 6 | 2017-06-20 03:00 | WEEKDAY | 21.5332 | 2.3 | 0 | 0 | -400 | -400 | 2588.5991 | 0 | 0 | NA | 86.29%
| 3 | 7 | 2017-07-21 03:00 | 0 | 0 | 0 | 0 | 0 | 0 | 0 | 0 | 0 | 0 | 0 | 0 | 0 | 0 | 0 | 0 | 0 | 4828 | 4 | 6 | 2017-06-20 04:00 | WEEKDAY | 21.561 | 2.3 | 0 | 0 | 0 | 0 | 2976.5991 | 0 | 0 | NA | 99.22%
| 4 | 7 | 2017-07-21 04:00 | 0 | 0 | 0 | 0 | 0 | 0 | 0 | 0 | 0 | 0 | 0 | 0 | 0 | 0 | 0 | 0 | 0 | 4829 | 5 | 6 | 2017-06-20 05:00 | WEEKDAY | 21.7837 | 2.3 | 0 | 0 | 0 | 0 | 2976.5991 | 0 | 0 | NA | 99.22%
| 5 | 7 | 2017-07-21 05:00 | 59.6634 | 0 | 0 | 0 | 0 | 0 | 0 | 0 | 0 | 0 | 0 | 0 | 0 | 0 | 59.6634 | 0 | 59.6634 | 4830 | 6 | 6 | 2017-06-20 06:00 | WEEKDAY | 22.5436 | 2.05 | 0 | 0 | 0 | 0 | 2976.5991 | 0 | 0 | NA | 99.22%
| 6 | 7 | 2017-07-21 06:00 | 602.7664 | 102.166 | 136.7291 | 35.3336 | 28.5397 | 51.599 | 145.186 | 384.7349 | 0 | 25.7995 | 127.6922 | 53.0045 | 32.2455 | 47.7393 | 602.7664 | 28.5397 | 602.7664 | 4831 | 7 | 6 | 2017-06-20 07:00 | WEEKDAY | 22.7996 | 2.05 | 153.261 | 148.6632 | 0 | 148.6632 | 2976.5991 | 0 | 0 | NA | 99.22%
| 7 | 7 | 2017-07-21 07:00 | 221.6246 | 873.9713 | 635.2877 | 113.8544 | 120.224 | 441.3996 | 578.939 | 1283.2224 | 569.5209 | 220.6998 | 652.2718 | 132.4034 | 164.7151 | 291.5496 | 221.6246 | 120.224 | 221.6246 | 4832 | 8 | 6 | 2017-06-20 08:00 | WEEKDAY | 23.1866 | 2.05 | 601.213 | 583.1766 | 0 | 583.1766 | 2976.5991 | 0 | 0 | NA | 99.22%
| 8 | 7 | 2017-07-21 08:00 | 645.2146 | 1672.9503 | 851.195 | 143.8061 | 355.9426 | 844.9244 | 758.23 | 1703.4329 | 816.8836 | 422.4622 | 672.7303 | 226.757 | 169.8814 | 405.4484 | 645.2146 | 355.9426 | 645.2146 | 4833 | 9 | 6 | 2017-06-20 09:00 | WEEKDAY | 24.4141 | 1.95 | 788.85 | 765.1845 | 0 | 765.1845 | 2976.5991 | 0 | 0 | NA | 99.22%
| 9 | 7 | 2017-07-21 09:00 | 340.4043 | 1737.1247 | 924.0122 | 196.5425 | 768.9052 | 877.3357 | 818.989 | 1694.2151 | 886.7711 | 438.6678 | 842.451 | 242.6198 | 212.7402 | 504.6309 | 340.4043 | 768.9052 | 340.4043 | 4834 | 10 | 6 | 2017-06-20 10:00 | WEEKDAY | 29.4995 | 1.95 | 852.739 | 827.1568 | 0 | 827.1568 | 2976.5991 | 0 | 0 | NA | 99.22%
| 10 | 7 | 2017-07-21 10:00 | 864.5046 | 1899.4597 | 969.1963 | 941.8141 | 1102.8802 | 959.3231 | 725.091 | 1871.7642 | 927.127 | 479.6615 | 937.9556 | 225.9973 | 236.8575 | 749.3276 | 864.5046 | 1102.8802 | 864.5046 | 4835 | 11 | 6 | 2017-06-20 11:00 | WEEKDAY | 35.7485 | 1.95 | 753.92 | 731.3024 | 0 | 731.3024 | 2976.5991 | 0 | 0 | NA | 99.22%
| 11 | 7 | 2017-07-21 11:00 | 699.0203 | 1845.4154 | 953.7097 | 937.8485 | 1453.7226 | 932.028 | 823.988 | 1852.7382 | 909.4642 | 466.014 | 856.1008 | 242.4024 | 216.1871 | 677.6925 | 699.0203 | 1453.7226 | 699.0203 | 4836 | 12 | 6 | 2017-06-20 12:00 | WEEKDAY | 39.6426 | 1.95 | 857.924 | 832.1863 | 0 | 832.1863 | 2976.5991 | 0 | 0 | NA | 99.22%
| 12 | 7 | 2017-07-21 12:00 | 962.9434 | 1852.8763 | 944.3901 | 929.0729 | 1250.0822 | 935.7961 | 813.763 | 1742.0212 | 897.8349 | 467.8981 | 902.4397 | 233.6101 | 227.8888 | 826.1445 | 962.9434 | 1250.0822 | 962.9434 | 4837 | 13 | 6 | 2017-06-20 13:00 | WEEKDAY | 42.8186 | 1.95 | 847.135 | 821.721 | 0 | 821.721 | 2976.5991 | 0 | 0 | NA | 99.22%
| 13 | 7 | 2017-07-21 13:00 | 610.4991 | 1782.2844 | 947.5059 | 860.1557 | 1399.5433 | 900.1436 | 810.504 | 1000.63 | 895.343 | 450.0718 | 913.1286 | 235.4481 | 230.588 | 454.0532 | 610.4991 | 1399.5433 | 610.4991 | 4838 | 14 | 6 | 2017-06-20 14:00 | WEEKDAY | 41.2932 | 0 | 843.697 | 818.3861 | 0 | 818.3861 | 2976.5991 | 0 | 0 | NA | 99.22%
| 14 | 7 | 2017-07-21 14:00 | 672.9008 | 1680.2353 | 933.3739 | 913.843 | 1694.0013 | 848.6037 | 815.145 | 1495.6915 | 990 | 424.3018 | 594.7833 | 233.1674 | 150.1978 | 663.5795 | 672.9008 | 1694.0013 | 672.9008 | 4839 | 15 | 6 | 2017-06-20 15:00 | WEEKDAY | 53.8357 | 0 | 848.593 | 823.1352 | 166.8648 | 990 | 2976.5991 | 0 | 0 | NA | 99.22%
| 15 | 7 | 2017-07-21 15:00 | 841.7529 | 1627.5451 | 933.7 | 891.062 | 1786.3009 | 821.9925 | 204.994 | 902.1705 | 990 | 410.9962 | 902.2302 | 248.3328 | 227.8359 | 471.046 | 841.7529 | 1786.3009 | 841.7529 | 4840 | 16 | 6 | 2017-06-20 16:00 | WEEKDAY | 81.9295 | 0 | 214.373 | 207.9418 | 782.0582 | 990 | 2804.5735 | 0 | 0 | NA | 93.49%
| 16 | 7 | 2017-07-21 16:00 | 220.3234 | 1572.281 | 924.0031 | 833.4375 | 1471.7161 | 794.0813 | 807.089 | 940.1933 | 990 | 397.0407 | 440.4103 | 223.4022 | 111.2147 | 483.9847 | 220.3234 | 1471.7161 | 220.3234 | 4841 | 17 | 6 | 2017-06-20 17:00 | WEEKDAY | 64.6245 | 0 | 840.123 | 814.9193 | 175.0807 | 990 | 1998.328 | 0 | 0 | NA | 66.61%
| 17 | 7 | 2017-07-21 17:00 | 99.8838 | 1422.5659 | 777.0564 | 678.1982 | 764.9003 | 718.4676 | 786.658 | 716.377 | 990 | 359.2338 | 664.4525 | 193.4623 | 167.791 | 221.4494 | 99.8838 | 764.9003 | 99.8838 | 4842 | 18 | 6 | 2017-06-20 18:00 | WEEKDAY | 46.632 | 0 | 818.856 | 794.2903 | 195.7097 | 990 | 1817.8324 | 0 | 0 | NA | 60.59%
| 18 | 7 | 2017-07-21 18:00 | 86.241 | 621.7616 | 424.9814 | 286.757 | 148.4528 | 314.021 | 619.161 | 226.7797 | 0 | 157.0105 | 212.9794 | 121.4983 | 53.7827 | 102.7572 | 86.241 | 148.4528 | 86.241 | 4843 | 19 | 6 | 2017-06-20 19:00 | WEEKDAY | 40.5946 | 0 | 643.271 | 0 | 0 | 0 | 1616.0699 | 0 | 0 | NA | 53.87%
| 19 | 7 | 2017-07-21 19:00 | 0 | 11.9098 | 0 | 7.5247 | 12.0694 | 6.0151 | 209.617 | 12.2318 | 970 | 3.0075 | 21.9818 | 11.8218 | 5.551 | 2.818 | 0 | 12.0694 | 0 | 4844 | 20 | 6 | 2017-06-20 20:00 | WEEKDAY | 35.729 | 2.06 | 219.255 | 0 | 0 | 0 | 2259.3409 | 0 | 0 | NA | 75.31%
| 20 | 7 | 2017-07-21 20:00 | 0 | 0 | 0 | 0 | 0 | 0 | 0 | 0 | 0 | 0 | 0 | 0 | 0 | 0 | 0 | 0 | 0 | 4845 | 21 | 6 | 2017-06-20 21:00 | WEEKDAY | 31.4786 | 2.06 | 0 | 0 | 0 | 0 | 2478.5959 | 0 | 0 | NA | 82.62%
| 21 | 7 | 2017-07-21 21:00 | 0 | 0 | 0 | 0 | 0 | 0 | 0 | 0 | 0 | 0 | 0 | 0 | 0 | 0 | 0 | 0 | 0 | 4846 | 22 | 6 | 2017-06-20 22:00 | WEEKDAY | 27.6736 | 2.06 | 0 | 0 | 0 | 0 | 2478.5959 | 0 | 0 | NA | 82.62%
| 22 | 7 | 2017-07-21 22:00 | 0 | 0 | 0 | 0 | 0 | 0 | 0 | 0 | 0 | 0 | 0 | 0 | 0 | 0 | 0 | 0 | 0 | 4847 | 23 | 6 | 2017-06-20 23:00 | WEEKDAY | 23.476 | 2.3 | 0 | 0 | 0 | 0 | 2478.5959 | 0 | 0 | NA | 82.62%
| 23 | 7 | 2017-07-21 23:00 | 0 | 0 | 0 | 0 | 0 | 0 | 0 | 0 | 0 | 0 | 0 | 0 | 0 | 0 | 0 | 0 | 0 | 4848 | 0 | 6 | 2017-06-21 | WEEKDAY | 21.6779 | 2.3 | 0 | 0 | 0 | 0 | 2478.5959 | 0 | 0 | NA | 82.62%
| 0 | 7 | 2017-07-22 | 0 | 0 | 0 | 0 | 0 | 0 | 0 | 0 | 0 | 0 | 0 | 0 | 0 | 0 | 0 | 0 | 0 | 4849 | 1 | 6 | 2017-06-21 01:00 | WEEKDAY | 21.0099 | 2.3 | 0 | 0 | 0 | 0 | 2478.5959 | 0 | 0 | NA | 82.62%
| 1 | 7 | 2017-07-22 01:00 | 0 | 0 | 0 | 0 | 0 | 0 | 0 | 0 | 0 | 0 | 0 | 0 | 0 | 0 | 0 | 0 | 0 | 4850 | 2 | 6 | 2017-06-21 02:00 | WEEKDAY | 20.2527 | 2.3 | 0 | 0 | 0 | 0 | 2478.5959 | 0 | 0 | NA | 82.62%
| 2 | 7 | 2017-07-22 02:00 | 0 | 0 | 0 | 0 | 0 | 0 | 0 | 0 | 0 | 0 | 0 | 0 | 0 | 0 | 0 | 0 | 0 | 4851 | 3 | 6 | 2017-06-21 03:00 | WEEKDAY | 19.8074 | 2.3 | 0 | 0 | 0 | 0 | 2478.5959 | 0 | 0 | NA | 82.62%
| 3 | 7 | 2017-07-22 03:00 | 0 | 0 | 0 | 0 | 0 | 0 | 0 | 0 | 0 | 0 | 0 | 0 | 0 | 0 | 0 | 0 | 0 | 4852 | 4 | 6 | 2017-06-21 04:00 | WEEKDAY | 19.273 | 2.3 | 0 | 0 | 0 | 0 | 2478.5959 | 0 | 0 | NA | 82.62%
| 4 | 7 | 2017-07-22 04:00 | 0 | 0 | 0 | 0 | 0 | 0 | 0 | 0 | 0 | 0 | 0 | 0 | 0 | 0 | 0 | 0 | 0 | 4853 | 5 | 6 | 2017-06-21 05:00 | WEEKDAY | 19.7601 | 2.3 | 0 | 0 | 0 | 0 | 2478.5959 | 0 | 0 | NA | 82.62%
| 5 | 7 | 2017-07-22 05:00 | 118.3021 | 0 | 0 | 0 | 0 | 0 | 0 | 0 | 0 | 0 | 0 | 0 | 0 | 0 | 118.3021 | 0 | 118.3021 | 4854 | 6 | 6 | 2017-06-21 06:00 | WEEKDAY | 20.5227 | 2.05 | 0 | 0 | 0 | 0 | 2478.5959 | 0 | 0 | NA | 82.62%
| 6 | 7 | 2017-07-22 06:00 | 674.3569 | 195.8932 | 52.0431 | 69.9487 | 167.9817 | 98.9359 | 133.259 | 117.1559 | 0 | 49.468 | 132.5869 | 34.659 | 33.4815 | 259.5926 | 674.3569 | 167.9817 | 674.3569 | 4855 | 7 | 6 | 2017-06-21 07:00 | WEEKDAY | 21.2826 | 2.05 | 141.089 | 0 | 0 | 0 | 2478.5959 | 0 | 0 | NA | 82.62%
| 7 | 7 | 2017-07-22 07:00 | 883.4887 | 1128.8907 | 534.0384 | 432.68 | 1316.5216 | 570.1468 | 576.095 | 1108.6156 | 0 | 285.0734 | 613.4553 | 139.8383 | 154.913 | 678.3318 | 883.4887 | 1316.5216 | 883.4887 | 4856 | 8 | 6 | 2017-06-21 08:00 | WEEKDAY | 21.6862 | 2.05 | 598.28 | 580.3316 | 0 | 580.3316 | 2619.6849 | 0 | 0 | NA | 87.32%
| 8 | 7 | 2017-07-22 08:00 | 934.4244 | 1627.4108 | 512.2002 | 586.0812 | 1648.2998 | 821.9246 | 110.22 | 1548.0506 | 0 | 410.9623 | 843.4256 | 212.2777 | 212.9863 | 837.5818 | 934.4244 | 1648.2998 | 934.4244 | 4857 | 9 | 6 | 2017-06-21 09:00 | WEEKDAY | 22.7161 | 1.95 | 117.487 | 0 | 0 | 0 | 2619.6849 | 0 | 0 | NA | 87.32%
| 9 | 7 | 2017-07-22 09:00 | 960.9322 | 1746.5211 | 858.5821 | 847.3826 | 1902.0359 | 882.0814 | 592.967 | 1839.7448 | 882.9444 | 441.0407 | 918.8357 | 232.173 | 232.0292 | 852.2509 | 960.9322 | 1902.0359 | 960.9322 | 4858 | 10 | 6 | 2017-06-21 10:00 | WEEKDAY | 23.2728 | 1.95 | 615.746 | 597.2736 | 0 | 597.2736 | 2737.1719 | 0 | 0 | NA | 91.24%
| 10 | 7 | 2017-07-22 10:00 | 943.8886 | 1923.1792 | 967.7483 | 926.507 | 1980.0001 | 971.3026 | 751.911 | 1003.0494 | 902.7703 | 485.6513 | 948.6034 | 218.9478 | 239.5463 | 893.4624 | 943.8886 | 1980.0001 | 943.8886 | 4859 | 11 | 6 | 2017-06-21 11:00 | WEEKDAY | 24.2164 | 1.95 | 782.307 | 758.8378 | 0 | 758.8378 | 2737.1719 | 0 | 0 | NA | 91.24%
| 11 | 7 | 2017-07-22 11:00 | 979.8852 | 1926.2983 | 979.8897 | 930.8653 | 1980.0001 | 972.8779 | 471.452 | 906.8135 | 889.9323 | 486.439 | 964.2585 | 241.9733 | 243.4996 | 910.8127 | 979.8852 | 1980.0001 | 979.8852 | 4860 | 12 | 6 | 2017-06-21 12:00 | WEEKDAY | 29.5357 | 1.95 | 489.319 | 474.6394 | 0 | 474.6394 | 2737.1719 | 0 | 0 | NA | 91.24%
| 12 | 7 | 2017-07-22 12:00 | 974.9305 | 1840.1382 | 458.3039 | 937.3753 | 1978.9452 | 929.3628 | 871.871 | 1071.9276 | 884.0648 | 464.6814 | 939.8286 | 211.6609 | 237.3305 | 941.8017 | 974.9305 | 1978.9452 | 974.9305 | 4861 | 13 | 6 | 2017-06-21 13:00 | WEEKDAY | 34.2092 | 1.95 | 908.721 | 881.4594 | 0 | 881.4594 | 2737.1719 | 0 | 0 | NA | 91.24%
| 13 | 7 | 2017-07-22 13:00 | 967.8152 | 1788.7952 | 952.4678 | 898.9346 | 1979.0828 | 903.4319 | 896.37 | 723.7313 | 0 | 451.716 | 948.1562 | 190.514 | 239.4334 | 956.8352 | 967.8152 | 1979.0828 | 967.8152 | 4862 | 14 | 6 | 2017-06-21 14:00 | WEEKDAY | 35.9155 | 0 | 934.773 | 906.7298 | 0 | 906.7298 | 2737.1719 | 0 | 0 | NA | 91.24%
| 14 | 7 | 2017-07-22 14:00 | 955.8089 | 1878.5262 | 883.7079 | 842.8742 | 1952.429 | 948.7506 | 771.929 | 1580.6429 | 891.1632 | 474.3753 | 943.193 | 184.0151 | 238.1801 | 976.2964 | 955.8089 | 1952.429 | 955.8089 | 4863 | 15 | 6 | 2017-06-21 15:00 | WEEKDAY | 36.2273 | 0 | 803.418 | 779.3155 | 210.6845 | 990 | 2737.1719 | 0 | 0 | NA | 91.24%
| 15 | 7 | 2017-07-22 15:00 | 926.9531 | 1727.3579 | 953.7469 | 684.7656 | 1944.768 | 872.403 | 722.435 | 515.3319 | 901.9894 | 436.2015 | 964.9906 | 174.9664 | 243.6845 | 897.3611 | 926.9531 | 1944.768 | 926.9531 | 4864 | 16 | 6 | 2017-06-21 16:00 | WEEKDAY | 43.3224 | 0 | 751.408 | 728.8658 | 261.1342 | 990 | 2519.9713 | 0 | 0 | NA | 84%
| 16 | 7 | 2017-07-22 16:00 | 818.93 | 1609.3763 | 753.5284 | 736.7849 | 1795.8049 | 812.8163 | 479.959 | 390.418 | 887.5015 | 406.4082 | 905.4096 | 207.4582 | 228.6388 | 853.223 | 818.93 | 1795.8049 | 818.93 | 4865 | 17 | 6 | 2017-06-21 17:00 | WEEKDAY | 42.8993 | 0 | 498.256 | 483.3083 | 506.6917 | 990 | 2250.7608 | 0 | 0 | NA | 75.03%
| 17 | 7 | 2017-07-22 17:00 | 544.9003 | 1097.7742 | 746.2631 | 502.9076 | 1468.8714 | 554.4314 | 837.091 | 242.9402 | 823.0518 | 277.2157 | 661.1407 | 189.9513 | 166.9547 | 705.2535 | 544.9003 | 1468.8714 | 544.9003 | 4866 | 18 | 6 | 2017-06-21 18:00 | WEEKDAY | 36.7032 | 0 | 872.294 | 846.1252 | 143.8748 | 990 | 1728.3982 | 0 | 0 | NA | 57.61%
| 18 | 7 | 2017-07-22 18:00 | 69.6844 | 583.3021 | 512.9312 | 185.5775 | 578.0989 | 294.597 | 638.537 | 94.8959 | 578.3198 | 147.2985 | 393.8484 | 87.2949 | 99.4567 | 332.2406 | 69.6844 | 578.0989 | 69.6844 | 4867 | 19 | 6 | 2017-06-21 19:00 | WEEKDAY | 31.1557 | 0 | 663.628 | 0 | 0 | 0 | 1580.0736 | 0 | 0 | NA | 52.67%
| 19 | 7 | 2017-07-22 19:00 | 0 | 9.1746 | 29.4039 | 2.6078 | 21.948 | 4.6336 | 212.528 | 1.5105 | 0 | 2.3168 | 20.2027 | 3.802 | 5.1017 | 13.4266 | 0 | 21.948 | 0 | 4868 | 20 | 6 | 2017-06-21 20:00 | WEEKDAY | 27.192 | 2.06 | 222.258 | 0 | 0 | 0 | 2243.7016 | 0 | 0 | NA | 74.79%
| 20 | 7 | 2017-07-22 20:00 | 0 | 0 | 0 | 0 | 0 | 0 | 0 | 0 | 0 | 0 | 0 | 0 | 0 | 0 | 0 | 0 | 0 | 4869 | 21 | 6 | 2017-06-21 21:00 | WEEKDAY | 23.7154 | 2.06 | 0 | 0 | 0 | 0 | 2465.9596 | 0 | 0 | NA | 82.2%
| 21 | 7 | 2017-07-22 21:00 | 0 | 0 | 0 | 0 | 0 | 0 | 0 | 0 | 0 | 0 | 0 | 0 | 0 | 0 | 0 | 0 | 0 | 4870 | 22 | 6 | 2017-06-21 22:00 | WEEKDAY | 24.2137 | 2.06 | 0 | 0 | 0 | 0 | 2465.9596 | 0 | 0 | NA | 82.2%
| 22 | 7 | 2017-07-22 22:00 | 0 | 0 | 0 | 0 | 0 | 0 | 0 | 0 | 0 | 0 | 0 | 0 | 0 | 0 | 0 | 0 | 0 | 4871 | 23 | 6 | 2017-06-21 23:00 | WEEKDAY | 21.8032 | 2.3 | 0 | 0 | 0 | 0 | 2465.9596 | 0 | 0 | NA | 82.2%
| 23 | 7 | 2017-07-22 23:00 | 0 | 0 | 0 | 0 | 0 | 0 | 0 | 0 | 0 | 0 | 0 | 0 | 0 | 0 | 0 | 0 | 0 | 4872 | 0 | 6 | 2017-06-22 | WEEKDAY | 21.5387 | 2.3 | 0 | 0 | 0 | 0 | 2465.9596 | 0 | 0 | NA | 82.2%
| 0 | 7 | 2017-07-23 | 0 | 0 | 0 | 0 | 0 | 0 | 0 | 0 | 0 | 0 | 0 | 0 | 0 | 0 | 0 | 0 | 0 | 4873 | 1 | 6 | 2017-06-22 01:00 | WEEKDAY | 20.2639 | 2.3 | 0 | 0 | 0 | 0 | 2465.9596 | 0 | 0 | NA | 82.2%
| 1 | 7 | 2017-07-23 01:00 | 0 | 0 | 0 | 0 | 0 | 0 | 0 | 0 | 0 | 0 | 0 | 0 | 0 | 0 | 0 | 0 | 0 | 4874 | 2 | 6 | 2017-06-22 02:00 | WEEKDAY | 20.0217 | 2.3 | 0 | 0 | 0 | 0 | 2465.9596 | 0 | 0 | NA | 82.2%
| 2 | 7 | 2017-07-23 02:00 | 0 | 0 | 0 | 0 | 0 | 0 | 0 | 0 | 0 | 0 | 0 | 0 | 0 | 0 | 0 | 0 | 0 | 4875 | 3 | 6 | 2017-06-22 03:00 | WEEKDAY | 20.2583 | 2.3 | 0 | 0 | 0 | 0 | 2465.9596 | 0 | 0 | NA | 82.2%
| 3 | 7 | 2017-07-23 03:00 | 0 | 0 | 0 | 0 | 0 | 0 | 0 | 0 | 0 | 0 | 0 | 0 | 0 | 0 | 0 | 0 | 0 | 4876 | 4 | 6 | 2017-06-22 04:00 | WEEKDAY | 20.8456 | 2.3 | 0 | 0 | 0 | 0 | 2465.9596 | 0 | 0 | NA | 82.2%
| 4 | 7 | 2017-07-23 04:00 | 0 | 0 | 0 | 0 | 0 | 0 | 0 | 0 | 0 | 0 | 0 | 0 | 0 | 0 | 0 | 0 | 0 | 4877 | 5 | 6 | 2017-06-22 05:00 | WEEKDAY | 21.0711 | 2.3 | 0 | 0 | 0 | 0 | 2465.9596 | 0 | 0 | NA | 82.2%
| 5 | 7 | 2017-07-23 05:00 | 0 | 0 | 0 | 0 | 0 | 0 | 0 | 0 | 0 | 0 | 0 | 0 | 0 | 0 | 0 | 0 | 0 | 4878 | 6 | 6 | 2017-06-22 06:00 | WEEKDAY | 21.7141 | 2.05 | 0 | 0 | 0 | 0 | 2465.9596 | 0 | 0 | NA | 82.2%
| 6 | 7 | 2017-07-23 06:00 | 663.0933 | 304.0819 | 143.1727 | 60.2494 | 314.9552 | 153.5767 | 78.3526 | 167.1107 | 0 | 76.7884 | 138.6843 | 9.4225 | 35.0213 | 126.6719 | 663.0933 | 314.9552 | 663.0933 | 4879 | 7 | 6 | 2017-06-22 07:00 | WEEKDAY | 21.5359 | 2.05 | 85.0396 | 0 | 0 | 0 | 2465.9596 | 0 | 0 | NA | 82.2%
| 7 | 7 | 2017-07-23 07:00 | 898.9147 | 1363.9447 | 656.0569 | 64.9969 | 1345.8331 | 688.8609 | 494.337 | 506.5637 | 554.5509 | 344.4305 | 658.9549 | 19.3463 | 166.4027 | 533.7622 | 898.9147 | 1345.8331 | 898.9147 | 4880 | 8 | 6 | 2017-06-22 08:00 | WEEKDAY | 21.6946 | 2.05 | 513.349 | 497.9485 | 0 | 497.9485 | 2550.9992 | 0 | 0 | NA | 85.03%
| 8 | 7 | 2017-07-23 08:00 | 978.3622 | 1755.6479 | 812.8576 | 125.8131 | 1735.3758 | 886.6909 | 375.131 | 1281.7498 | 803.741 | 443.3454 | 848.4828 | 30.637 | 214.2633 | 757.8743 | 978.3622 | 1735.3758 | 978.3622 | 4881 | 9 | 6 | 2017-06-22 09:00 | WEEKDAY | 22.6132 | 1.95 | 389.753 | 0 | 0 | 0 | 2550.9992 | 0 | 0 | NA | 85.03%
| 9 | 7 | 2017-07-23 09:00 | 990.0001 | 1901.0466 | 850.0326 | 554.4254 | 1791.8418 | 960.1246 | 758.562 | 1150.4702 | 883.2005 | 480.0623 | 938.1487 | 34.0011 | 236.9062 | 871.8354 | 990.0001 | 1791.8418 | 990.0001 | 4882 | 10 | 6 | 2017-06-22 10:00 | WEEKDAY | 23.0195 | 1.95 | 789.546 | 765.8596 | 0 | 765.8596 | 2940.7522 | 0 | 0 | NA | 98.03%
| 10 | 7 | 2017-07-23 10:00 | 990.0001 | 1760.4003 | 946.421 | 712.0399 | 1830.4038 | 889.0911 | 385.897 | 1555.0306 | 899.2686 | 444.5455 | 932.5414 | 64.2717 | 235.4903 | 900.8804 | 990.0001 | 1830.4038 | 990.0001 | 4883 | 11 | 6 | 2017-06-22 11:00 | WEEKDAY | 23.579 | 1.95 | 400.812 | 388.7876 | 0 | 388.7876 | 2940.7522 | 0 | 0 | NA | 98.03%
| 11 | 7 | 2017-07-23 11:00 | 978.9531 | 1926.3048 | 968.2244 | 929.3684 | 1877.4218 | 972.8812 | 490.859 | 1573.6168 | 600.6735 | 486.4406 | 951.7998 | 105.2802 | 240.3535 | 946.785 | 978.9531 | 1877.4218 | 978.9531 | 4884 | 12 | 6 | 2017-06-22 12:00 | WEEKDAY | 23.2422 | 1.95 | 509.579 | 494.2916 | 0 | 494.2916 | 2940.7522 | 0 | 0 | NA | 98.03%
| 12 | 7 | 2017-07-23 12:00 | 977.6086 | 1907.38 | 844.5157 | 687.0872 | 1894.438 | 963.3233 | 834.414 | 1229.4128 | 881.1946 | 481.6616 | 941.1987 | 192.5709 | 237.6764 | 888.0595 | 977.6086 | 1894.438 | 977.6086 | 4885 | 13 | 6 | 2017-06-22 13:00 | WEEKDAY | 27.7988 | 1.95 | 869.353 | 843.2724 | 0 | 843.2724 | 2940.7522 | 0 | 0 | NA | 98.03%
| 13 | 7 | 2017-07-23 13:00 | 982.0861 | 1961.5895 | 478.3901 | 553.502 | 1860.5065 | 990.7017 | 926.512 | 1320.6697 | 879.9229 | 495.3509 | 954.2923 | 221.1795 | 240.9829 | 870.2865 | 982.0861 | 1860.5065 | 982.0861 | 4886 | 14 | 6 | 2017-06-22 14:00 | WEEKDAY | 31.5426 | 0 | 966.776 | 937.7727 | 0 | 937.7727 | 2940.7522 | 0 | 0 | NA | 98.03%
| 14 | 7 | 2017-07-23 14:00 | 967.5806 | 1925.5729 | 738.5914 | 802.145 | 1958.2511 | 972.5116 | 931.076 | 1545.6542 | 887.6538 | 486.2558 | 941.2301 | 199.8509 | 237.6844 | 877.9392 | 967.5806 | 1958.2511 | 967.5806 | 4887 | 15 | 6 | 2017-06-22 15:00 | WEEKDAY | 34.418 | 0 | 971.609 | 942.4607 | 47.5393 | 990 | 2940.7522 | 0 | 0 | NA | 98.03%
| 15 | 7 | 2017-07-23 15:00 | 907.4701 | 1807.3048 | 220.6646 | 480.9341 | 1919.843 | 912.7802 | 931.837 | 919.5191 | 898.8127 | 456.3901 | 907.5436 | 174.1757 | 229.1777 | 862.9977 | 907.4701 | 1919.843 | 907.4701 | 4888 | 16 | 6 | 2017-06-22 16:00 | WEEKDAY | 38.7769 | 0 | 972.434 | 943.261 | 46.739 | 990 | 2891.7427 | 0 | 0 | NA | 96.39%
| 16 | 7 | 2017-07-23 16:00 | 831.1481 | 1616.016 | 525.0683 | 542.5605 | 1798.0959 | 816.1697 | 916.455 | 1726.2905 | 708.4958 | 408.0848 | 881.3266 | 211.1846 | 222.5572 | 799.05 | 831.1481 | 1798.0959 | 831.1481 | 4889 | 17 | 6 | 2017-06-22 17:00 | WEEKDAY | 59.7617 | 0 | 956.163 | 927.4781 | 62.5219 | 990 | 2843.5581 | 0 | 0 | NA | 94.79%
| 17 | 7 | 2017-07-23 17:00 | 589.9474 | 1404.064 | 524.8557 | 175.8291 | 1479.6797 | 709.1232 | 845.292 | 1103.6218 | 0 | 354.5616 | 774.5438 | 168.5019 | 195.5919 | 598.3136 | 589.9474 | 1479.6797 | 589.9474 | 4890 | 18 | 6 | 2017-06-22 18:00 | WEEKDAY | 46.0725 | 0 | 880.915 | 854.4875 | 135.5125 | 990 | 2779.1026 | 0 | 0 | NA | 92.64%
| 18 | 7 | 2017-07-23 18:00 | 107.0511 | 726.9821 | 208.6483 | 57.7502 | 661.9339 | 367.1627 | 650.974 | 674.6794 | 0 | 183.5813 | 416.2384 | 88.2216 | 105.1107 | 217.2604 | 107.0511 | 661.9339 | 107.0511 | 4891 | 19 | 6 | 2017-06-22 19:00 | WEEKDAY | 36.5808 | 0 | 676.628 | 656.3292 | 0 | 656.3292 | 2639.399 | 0 | 0 | NA | 87.98%
| 19 | 7 | 2017-07-23 19:00 | 0 | 24.6367 | 24.6666 | 0 | 31.7907 | 12.4428 | 218.215 | 6.2497 | 0 | 6.2214 | 22.4782 | 5.8492 | 5.6763 | 3.0783 | 0 | 31.7907 | 0 | 4892 | 20 | 6 | 2017-06-22 20:00 | WEEKDAY | 36.5084 | 2.06 | 228.111 | 0 | 0 | 0 | 2639.399 | 0 | 0 | NA | 87.98%
| 20 | 7 | 2017-07-23 20:00 | 0 | 0 | 0 | 0 | 0 | 0 | 0 | 0 | 0 | 0 | 0 | 0 | 0 | 0 | 0 | 0 | 0 | 4893 | 21 | 6 | 2017-06-22 21:00 | WEEKDAY | 33.5384 | 2.06 | 0 | 0 | 0 | 0 | 2867.51 | 0 | 0 | NA | 95.58%
| 21 | 7 | 2017-07-23 21:00 | 0 | 0 | 0 | 0 | 0 | 0 | 0 | 0 | 0 | 0 | 0 | 0 | 0 | 0 | 0 | 0 | 0 | 4894 | 22 | 6 | 2017-06-22 22:00 | WEEKDAY | 29.082 | 2.06 | 0 | 0 | 0 | 0 | 2867.51 | 0 | 0 | NA | 95.58%
| 22 | 7 | 2017-07-23 22:00 | 0 | 0 | 0 | 0 | 0 | 0 | 0 | 0 | 0 | 0 | 0 | 0 | 0 | 0 | 0 | 0 | 0 | 4895 | 23 | 6 | 2017-06-22 23:00 | WEEKDAY | 23.8268 | 2.3 | 0 | 0 | 0 | 0 | 2867.51 | 0 | 0 | NA | 95.58%
| 23 | 7 | 2017-07-23 23:00 | 0 | 0 | 0 | 0 | 0 | 0 | 0 | 0 | 0 | 0 | 0 | 0 | 0 | 0 | 0 | 0 | 0 | 4896 | 0 | 6 | 2017-06-23 | WEEKDAY | 22.8859 | 2.3 | 0 | 0 | 0 | 0 | 2867.51 | 0 | 0 | NA | 95.58%
| 0 | 7 | 2017-07-24 | 0 | 0 | 0 | 0 | 0 | 0 | 0 | 0 | 0 | 0 | 0 | 0 | 0 | 0 | 0 | 0 | 0 | 4897 | 1 | 6 | 2017-06-23 01:00 | WEEKDAY | 23.0585 | 2.3 | 0 | 0 | 0 | 0 | 2867.51 | 0 | 0 | NA | 95.58%
| 1 | 7 | 2017-07-24 01:00 | 0 | 0 | 0 | 0 | 0 | 0 | 0 | 0 | 0 | 0 | 0 | 0 | 0 | 0 | 0 | 0 | 0 | 4898 | 2 | 6 | 2017-06-23 02:00 | WEEKDAY | 22.8498 | 2.3 | 0 | 0 | 0 | 0 | 2867.51 | 0 | 0 | NA | 95.58%
| 2 | 7 | 2017-07-24 02:00 | 0 | 0 | 0 | 0 | 0 | 0 | 0 | 0 | 0 | 0 | 0 | 0 | 0 | 0 | 0 | 0 | 0 | 4899 | 3 | 6 | 2017-06-23 03:00 | WEEKDAY | 21.7141 | 2.3 | 0 | 0 | 0 | 0 | 2867.51 | 0 | 0 | NA | 95.58%
| 3 | 7 | 2017-07-24 03:00 | 0 | 0 | 0 | 0 | 0 | 0 | 0 | 0 | 0 | 0 | 0 | 0 | 0 | 0 | 0 | 0 | 0 | 4900 | 4 | 6 | 2017-06-23 04:00 | WEEKDAY | 20.378 | 2.3 | 0 | 0 | 0 | 0 | 2867.51 | 0 | 0 | NA | 95.58%
| 4 | 7 | 2017-07-24 04:00 | 0 | 0 | 0 | 0 | 0 | 0 | 0 | 0 | 0 | 0 | 0 | 0 | 0 | 0 | 0 | 0 | 0 | 4901 | 5 | 6 | 2017-06-23 05:00 | WEEKDAY | 21.5192 | 2.3 | 0 | 0 | 0 | 0 | 2867.51 | 0 | 0 | NA | 95.58%
| 5 | 7 | 2017-07-24 05:00 | 0 | 0 | 0 | 0 | 0 | 0 | 0 | 0 | 0 | 0 | 0 | 0 | 0 | 0 | 0 | 0 | 0 | 4902 | 6 | 6 | 2017-06-23 06:00 | WEEKDAY | 23.0056 | 2.05 | 0 | 0 | 0 | 0 | 2867.51 | 0 | 0 | NA | 95.58%
| 6 | 7 | 2017-07-24 06:00 | 618.1713 | 87.0223 | 57.7808 | 52.3153 | 164.9926 | 43.9507 | 125.032 | 218.6759 | 0 | 21.9753 | 141.9328 | 35.087 | 35.8416 | 186.9789 | 618.1713 | 164.9926 | 618.1713 | 4903 | 7 | 6 | 2017-06-23 07:00 | WEEKDAY | 23.2367 | 2.05 | 132.706 | 128.7248 | 0 | 128.7248 | 2867.51 | 0 | 0 | NA | 95.58%
| 7 | 7 | 2017-07-24 07:00 | 897.9711 | 683.5027 | 214.5038 | 197.0291 | 408.0486 | 345.2034 | 617.689 | 495.1992 | 552.5304 | 172.6017 | 593.0732 | 160.62 | 149.766 | 416.8238 | 897.9711 | 408.0486 | 897.9711 | 4904 | 8 | 6 | 2017-06-23 08:00 | WEEKDAY | 24.1636 | 2.05 | 641.839 | 622.5838 | 0 | 622.5838 | 2867.51 | 0 | 0 | NA | 95.58%
| 8 | 7 | 2017-07-24 08:00 | 981.03 | 799.526 | 127.0112 | 203.3621 | 1655.5603 | 403.801 | 830.166 | 899.9558 | 329.3577 | 201.9005 | 811.1141 | 203.7296 | 204.8268 | 661.1506 | 981.03 | 1655.5603 | 981.03 | 4905 | 9 | 6 | 2017-06-23 09:00 | WEEKDAY | 25.5553 | 1.95 | 864.925 | 838.9772 | 0 | 838.9772 | 2867.51 | 0 | 0 | NA | 95.58%
| 9 | 7 | 2017-07-24 09:00 | 979.7617 | 1842.6905 | 176.0874 | 375.0061 | 1890.354 | 930.6517 | 904.143 | 658.0549 | 878.6435 | 465.3259 | 917.411 | 192.5469 | 231.6694 | 861.3393 | 979.7617 | 1890.354 | 979.7617 | 4906 | 10 | 6 | 2017-06-23 10:00 | WEEKDAY | 28.0772 | 1.95 | 943.069 | 914.7769 | 0 | 914.7769 | 2867.51 | 0 | 0 | NA | 95.58%
| 10 | 7 | 2017-07-24 10:00 | 990.0001 | 1939.2015 | 121.0245 | 493.2223 | 1952.3091 | 979.3947 | 917.599 | 1219.3509 | 897.0337 | 489.6973 | 931.2539 | 241.0049 | 235.1651 | 927.1637 | 990.0001 | 1952.3091 | 990.0001 | 4907 | 11 | 6 | 2017-06-23 11:00 | WEEKDAY | 29.0096 | 1.95 | 957.268 | 928.55 | 0 | 928.55 | 2867.51 | 0 | 0 | NA | 95.58%
| 11 | 7 | 2017-07-24 11:00 | 990.0001 | 1968.6149 | 314.9924 | 745.9153 | 1838.7837 | 994.2499 | 912.155 | 1816.1727 | 364.8151 | 497.125 | 918.2088 | 224.2018 | 231.8709 | 952.7088 | 990.0001 | 1838.7837 | 990.0001 | 4908 | 12 | 6 | 2017-06-23 12:00 | WEEKDAY | 36.1131 | 1.95 | 951.458 | 922.9143 | 0 | 922.9143 | 2867.51 | 0 | 0 | NA | 95.58%
| 12 | 7 | 2017-07-24 12:00 | 988.4396 | 1923.1614 | 394.7022 | 782.2387 | 1957.696 | 971.2936 | 901.706 | 1914.0937 | 369.8629 | 485.6468 | 928.2158 | 235.1364 | 234.3979 | 903.6033 | 988.4396 | 1957.696 | 988.4396 | 4909 | 13 | 6 | 2017-06-23 13:00 | WEEKDAY | 39.3893 | 1.95 | 940.364 | 912.1531 | 0 | 912.1531 | 2867.51 | 0 | 0 | NA | 95.58%
| 13 | 7 | 2017-07-24 13:00 | 989.9464 | 1907.0859 | 380.6774 | 509.287 | 1965.093 | 963.1747 | 897.35 | 1133.8722 | 903.1903 | 481.5873 | 931.0982 | 164.3466 | 235.1258 | 914.4352 | 989.9464 | 1965.093 | 989.9464 | 4910 | 14 | 6 | 2017-06-23 14:00 | WEEKDAY | 51.1746 | 0 | 935.737 | 907.6649 | 0 | 907.6649 | 2867.51 | 0 | 0 | NA | 95.58%
| 14 | 7 | 2017-07-24 14:00 | 974.0922 | 1888.7633 | 381.8013 | 708.8005 | 1945.3954 | 953.9209 | 901.8 | 904.9082 | 990 | 476.9604 | 939.0784 | 188.5868 | 237.141 | 944.4404 | 974.0922 | 1945.3954 | 974.0922 | 4911 | 15 | 6 | 2017-06-23 15:00 | WEEKDAY | 77.5873 | 0 | 940.446 | 912.2326 | 77.7674 | 990 | 2867.51 | 0 | 0 | NA | 95.58%
| 15 | 7 | 2017-07-24 15:00 | 948.0806 | 1843.0143 | 200.9246 | 540.9261 | 1905.7528 | 930.8153 | 931.297 | 848.8808 | 990 | 465.4077 | 921.0688 | 107.7741 | 232.5931 | 885.7041 | 948.0806 | 1905.7528 | 948.0806 | 4912 | 16 | 6 | 2017-06-23 16:00 | WEEKDAY | 74.9819 | 0 | 971.863 | 942.7071 | 47.2929 | 990 | 2787.3375 | 0 | 0 | NA | 92.91%
| 16 | 7 | 2017-07-24 16:00 | 837.8799 | 1666.7628 | 86.5643 | 376.5335 | 1782.0579 | 841.7994 | 916.304 | 900.4818 | 990 | 420.8997 | 873.2529 | 156.3108 | 220.5184 | 822.7412 | 837.8799 | 1782.0579 | 837.8799 | 4913 | 17 | 6 | 2017-06-23 17:00 | WEEKDAY | 80.6714 | 0 | 955.998 | 927.3181 | 62.6819 | 990 | 2738.5819 | 0 | 0 | NA | 91.29%
| 17 | 7 | 2017-07-24 17:00 | 587.6519 | 1271.3215 | 248.0491 | 284.6026 | 1450.755 | 642.0816 | 844.788 | 379.3074 | 990 | 321.0408 | 711.882 | 48.2507 | 179.7682 | 623.4831 | 587.6519 | 1450.755 | 587.6519 | 4914 | 18 | 6 | 2017-06-23 18:00 | WEEKDAY | 75.9116 | 0 | 880.373 | 853.9618 | 136.0382 | 990 | 2673.9614 | 0 | 0 | NA | 89.13%
| 18 | 7 | 2017-07-24 18:00 | 71.9981 | 512.5368 | 26.5441 | 77.8631 | 632.7212 | 258.857 | 650.673 | 70.8538 | 578.3227 | 129.4285 | 364.0294 | 35.1139 | 91.9266 | 254.4307 | 71.9981 | 632.7212 | 71.9981 | 4915 | 19 | 6 | 2017-06-23 19:00 | WEEKDAY | 59.862 | 0 | 676.304 | 656.0149 | 0 | 656.0149 | 2533.7158 | 0 | 0 | NA | 84.46%
| 19 | 7 | 2017-07-24 19:00 | 0 | 6.7173 | 3.9617 | 3.6091 | 24.1596 | 3.3926 | 217.315 | 0 | 0 | 1.6963 | 12.168 | 4.4312 | 3.0727 | 4.3033 | 0 | 24.1596 | 0 | 4916 | 20 | 6 | 2017-06-23 20:00 | WEEKDAY | 33.3964 | 2.06 | 227.184 | 0 | 0 | 0 | 2533.7158 | 0 | 0 | NA | 84.46%
| 20 | 7 | 2017-07-24 20:00 | 0 | 0 | 0 | 0 | 0 | 0 | 0 | 0 | 0 | 0 | 0 | 0 | 0 | 0 | 0 | 0 | 0 | 4917 | 21 | 6 | 2017-06-23 21:00 | WEEKDAY | 32.4306 | 2.06 | 0 | 0 | 0 | 0 | 2760.8998 | 0 | 0 | NA | 92.03%
| 21 | 7 | 2017-07-24 21:00 | 0 | 0 | 0 | 0 | 0 | 0 | 0 | 0 | 0 | 0 | 0 | 0 | 0 | 0 | 0 | 0 | 0 | 4918 | 22 | 6 | 2017-06-23 22:00 | WEEKDAY | 32.0715 | 2.06 | 0 | 0 | 0 | 0 | 2760.8998 | 0 | 0 | NA | 92.03%
| 22 | 7 | 2017-07-24 22:00 | 0 | 0 | 0 | 0 | 0 | 0 | 0 | 0 | 0 | 0 | 0 | 0 | 0 | 0 | 0 | 0 | 0 | 4919 | 23 | 6 | 2017-06-23 23:00 | WEEKDAY | 29.9338 | 2.3 | 0 | 0 | 0 | 0 | 2760.8998 | 0 | 0 | NA | 92.03%
| 23 | 7 | 2017-07-24 23:00 | 0 | 0 | 0 | 0 | 0 | 0 | 0 | 0 | 0 | 0 | 0 | 0 | 0 | 0 | 0 | 0 | 0 | 4920 | 0 | 6 | 2017-06-24 | WEEKEND | 25.6889 | 2.3 | 0 | 0 | 0 | 0 | 2760.8998 | 0 | 0 | NA | 92.03%
| 0 | 7 | 2017-07-25 | 0 | 0 | 0 | 0 | 0 | 0 | 0 | 0 | -500 | 0 | 0 | 0 | 0 | 0 | 0 | 0 | 0 | 4921 | 1 | 6 | 2017-06-24 01:00 | WEEKEND | 24.0773 | 2.3 | 0 | 0 | 0 | 0 | 2760.8998 | 0 | 0 | NA | 92.03%
| 1 | 7 | 2017-07-25 01:00 | 0 | 0 | 0 | 0 | 0 | 0 | 0 | 0 | 0 | 0 | 0 | 0 | 0 | 0 | 0 | 0 | 0 | 4922 | 2 | 6 | 2017-06-24 02:00 | WEEKEND | 23.8295 | 2.3 | 0 | 0 | 0 | 0 | 2760.8998 | 0 | 0 | NA | 92.03%
| 2 | 7 | 2017-07-25 02:00 | 0 | 0 | 0 | 0 | 0 | 0 | 0 | 0 | 0 | 0 | 0 | 0 | 0 | 0 | 0 | 0 | 0 | 4923 | 3 | 6 | 2017-06-24 03:00 | WEEKEND | 23.515 | 2.3 | 0 | 0 | 0 | 0 | 2760.8998 | 0 | 0 | NA | 92.03%
| 3 | 7 | 2017-07-25 03:00 | 0 | 0 | 0 | 0 | 0 | 0 | 0 | 0 | 0 | 0 | 0 | 0 | 0 | 0 | 0 | 0 | 0 | 4924 | 4 | 6 | 2017-06-24 04:00 | WEEKEND | 20.0134 | 2.3 | 0 | 0 | 0 | 0 | 2760.8998 | 0 | 0 | NA | 92.03%
| 4 | 7 | 2017-07-25 04:00 | 0 | 0 | 0 | 0 | 0 | 0 | 0 | 0 | 0 | 0 | 0 | 0 | 0 | 0 | 0 | 0 | 0 | 4925 | 5 | 6 | 2017-06-24 05:00 | WEEKEND | 17.7086 | 2.3 | 0 | 0 | 0 | 0 | 2760.8998 | 0 | 0 | NA | 92.03%
| 5 | 7 | 2017-07-25 05:00 | 0 | 0 | 0 | 0 | 0 | 0 | 0 | 0 | 0 | 0 | 0 | 0 | 0 | 0 | 0 | 0 | 0 | 4926 | 6 | 6 | 2017-06-24 06:00 | WEEKEND | 14.0845 | 2.3 | 0 | 0 | 0 | 0 | 2760.8998 | 0 | 0 | NA | 92.03%
| 6 | 7 | 2017-07-25 06:00 | 635.9241 | 186.1202 | 33.935 | 81.1666 | 27.4391 | 94.0001 | 11.1006 | 194.9837 | 0 | 47.0001 | 98.9586 | 21.7411 | 24.9896 | 81.7673 | 635.9241 | 27.4391 | 635.9241 | 4927 | 7 | 6 | 2017-06-24 07:00 | WEEKEND | 17.6112 | 2.3 | 16.4568 | 0 | 0 | 0 | 2760.8998 | 0 | 0 | NA | 92.03%
| 7 | 7 | 2017-07-25 07:00 | 857.3213 | 994.4413 | 80.0859 | 288.8376 | 622.0052 | 502.2431 | 70.777 | 773.996 | 552.8117 | 251.1215 | 638.4294 | 127.8126 | 161.2195 | 141.0675 | 857.3213 | 622.0052 | 857.3213 | 4928 | 8 | 6 | 2017-06-24 08:00 | WEEKEND | 19.0586 | 2.3 | 77.2849 | 0 | 0 | 0 | 2777.3566 | 0 | 0 | NA | 92.58%
| 8 | 7 | 2017-07-25 08:00 | 936.6406 | 1592.7168 | 78.2087 | 382.9604 | 1557.333 | 804.4024 | 548.902 | 1495.5007 | 824.5078 | 402.2012 | 798.4904 | 189.8727 | 201.639 | 556.8889 | 936.6406 | 1557.333 | 936.6406 | 4929 | 9 | 6 | 2017-06-24 09:00 | WEEKEND | 20.7566 | 2.3 | 570.085 | 552.9824 | 0 | 552.9824 | 2854.6415 | 0 | 0 | NA | 95.15%
| 9 | 7 | 2017-07-25 09:00 | 979.6031 | 1518.3126 | 92.7402 | 911.5015 | 1821.1577 | 766.8246 | 536.174 | 1838.2773 | 900.321 | 383.4123 | 923.7105 | 223.5497 | 233.2602 | 637.439 | 979.6031 | 1821.1577 | 979.6031 | 4930 | 10 | 6 | 2017-06-24 10:00 | WEEKEND | 21.4831 | 2.3 | 556.78 | 540.0766 | 0 | 540.0766 | 2854.6415 | 0 | 0 | NA | 95.15%
| 10 | 7 | 2017-07-25 10:00 | 990.0001 | 1897.6402 | 123.0056 | 955.4737 | 1850.6061 | 958.4041 | 701.513 | 1864.7713 | 917.4871 | 479.2021 | 908.1623 | 234.8441 | 229.3339 | 566.8732 | 990.0001 | 1850.6061 | 990.0001 | 4931 | 11 | 6 | 2017-06-24 11:00 | WEEKEND | 22.0091 | 2.3 | 729.565 | 707.678 | 0 | 707.678 | 2854.6415 | 0 | 0 | NA | 95.15%
| 11 | 7 | 2017-07-25 11:00 | 985.6961 | 1838.042 | 180.8194 | 925.458 | 1927.0877 | 928.3041 | 778.637 | 1931.0037 | 901.2464 | 464.152 | 910.2135 | 243.4365 | 229.8519 | 354.9654 | 985.6961 | 1927.0877 | 985.6961 | 4932 | 12 | 6 | 2017-06-24 12:00 | WEEKEND | 22.2903 | 2.3 | 810.533 | 786.217 | 0 | 786.217 | 2854.6415 | 0 | 0 | NA | 95.15%
| 12 | 7 | 2017-07-25 12:00 | 958.5198 | 1890.4551 | 177.2729 | 932.8533 | 1907.7937 | 954.7753 | 805.734 | 1900.3691 | 891.7559 | 477.3877 | 935.5519 | 232.1964 | 236.2505 | 764.7318 | 958.5198 | 1907.7937 | 958.5198 | 4933 | 13 | 6 | 2017-06-24 13:00 | WEEKEND | 22.7662 | 2.3 | 839.052 | 813.8804 | 0 | 813.8804 | 2854.6415 | 0 | 0 | NA | 95.15%
| 13 | 7 | 2017-07-25 13:00 | 980.1928 | 1629.9163 | 226.9659 | 960.2941 | 1841.8527 | 823.1901 | 781.741 | 1901.5107 | 908.2711 | 411.595 | 915.6146 | 224.9738 | 231.2158 | 627.5392 | 980.1928 | 1841.8527 | 980.1928 | 4934 | 14 | 6 | 2017-06-24 14:00 | WEEKEND | 23.2227 | 2.3 | 813.755 | 789.3424 | 0 | 789.3424 | 2854.6415 | 0 | 0 | NA | 95.15%
| 14 | 7 | 2017-07-25 14:00 | 968.9904 | 1501.7858 | 183.1279 | 903.8939 | 1934.1288 | 758.4777 | 826.593 | 1606.7688 | 990 | 379.2388 | 920.3383 | 231.5138 | 232.4087 | 656.3688 | 968.9904 | 1934.1288 | 968.9904 | 4935 | 15 | 6 | 2017-06-24 15:00 | WEEKEND | 23.4065 | 2.3 | 861.034 | 835.203 | 0 | 835.203 | 2854.6415 | 0 | 0 | NA | 95.15%
| 15 | 7 | 2017-07-25 15:00 | 948.0421 | 1738.1585 | 138.2356 | 932.3101 | 1778.7962 | 877.8578 | 902.387 | 1411.8181 | 990 | 438.9289 | 923.3079 | 225.2653 | 233.1586 | 884.18 | 948.0421 | 1778.7962 | 948.0421 | 4936 | 16 | 6 | 2017-06-24 16:00 | WEEKEND | 24.4252 | 2.3 | 941.175 | 912.9397 | 0 | 912.9397 | 2854.6415 | 0 | 0 | NA | 95.15%
| 16 | 7 | 2017-07-25 16:00 | 813.513 | 1533.039 | 151.4658 | 842.7251 | 1596.6172 | 774.2621 | 886.804 | 1357.632 | 990 | 387.1311 | 571.7199 | 150.1838 | 144.3737 | 767.6729 | 813.513 | 1596.6172 | 813.513 | 4937 | 17 | 6 | 2017-06-24 17:00 | WEEKEND | 26.3737 | 2.3 | 924.707 | 896.9658 | 0 | 896.9658 | 2854.6415 | 0 | 0 | NA | 95.15%
| 17 | 7 | 2017-07-25 17:00 | 544.2453 | 998.0988 | 58.852 | 654.4291 | 1188.6906 | 504.0903 | 815.09 | 1063.4705 | 990 | 252.0452 | 423.4517 | 131.3806 | 106.9323 | 651.042 | 544.2453 | 1188.6906 | 544.2453 | 4938 | 18 | 6 | 2017-06-24 18:00 | WEEKEND | 28.0716 | 2.3 | 848.98 | 823.5106 | 0 | 823.5106 | 2854.6415 | 0 | 0 | NA | 95.15%
| 18 | 7 | 2017-07-25 18:00 | 66.9468 | 342.1425 | 74.3868 | 212.4256 | 391.1939 | 172.7992 | 621.271 | 281.1131 | 0 | 86.3996 | 217.5649 | 44.9863 | 54.9406 | 245.2695 | 66.9468 | 391.1939 | 66.9468 | 4939 | 19 | 6 | 2017-06-24 19:00 | WEEKEND | 27.0111 | 2.3 | 645.512 | 626.1466 | 0 | 626.1466 | 2854.6415 | 0 | 0 | NA | 95.15%
| 19 | 7 | 2017-07-25 19:00 | 0 | 9.3221 | 9.7159 | 0.61954 | 18.2985 | 4.7081 | 198.436 | 3.583 | 0 | 2.3541 | 10.8599 | 3.7363 | 2.7424 | 2.8111 | 0 | 18.2985 | 0 | 4940 | 20 | 6 | 2017-06-24 20:00 | WEEKEND | 23.8518 | 2.3 | 207.801 | 201.567 | 0 | 201.567 | 2854.6415 | 0 | 0 | NA | 95.15%
| 20 | 7 | 2017-07-25 20:00 | 0 | 0 | 0 | 0 | 0 | 0 | 0 | 0 | 0 | 0 | 0 | 0 | 0 | 0 | 0 | 0 | 0 | 4941 | 21 | 6 | 2017-06-24 21:00 | WEEKEND | 23.3174 | 2.3 | 0 | 0 | 0 | 0 | 2854.6415 | 0 | 0 | NA | 95.15%
| 21 | 7 | 2017-07-25 21:00 | 0 | 0 | 0 | 0 | 0 | 0 | 0 | 0 | 0 | 0 | 0 | 0 | 0 | 0 | 0 | 0 | 0 | 4942 | 22 | 6 | 2017-06-24 22:00 | WEEKEND | 22.6772 | 2.3 | 0 | 0 | 0 | 0 | 2854.6415 | 0 | 0 | NA | 95.15%
| 22 | 7 | 2017-07-25 22:00 | 0 | 0 | 0 | 0 | 0 | 0 | 0 | 0 | 0 | 0 | 0 | 0 | 0 | 0 | 0 | 0 | 0 | 4943 | 23 | 6 | 2017-06-24 23:00 | WEEKEND | 22.2346 | 2.3 | 0 | 0 | 0 | 0 | 2854.6415 | 0 | 0 | NA | 95.15%
| 23 | 7 | 2017-07-25 23:00 | 0 | 0 | 0 | 0 | 0 | 0 | 0 | 0 | 0 | 0 | 0 | 0 | 0 | 0 | 0 | 0 | 0 | 4944 | 0 | 6 | 2017-06-25 | WEEKEND | 22.3738 | 2.3 | 0 | 0 | 0 | 0 | 2854.6415 | 0 | 0 | NA | 95.15%
| 0 | 7 | 2017-07-26 | 0 | 0 | 0 | 0 | 0 | 0 | 0 | 0 | 0 | 0 | 0 | 0 | 0 | 0 | 0 | 0 | 0 | 4945 | 1 | 6 | 2017-06-25 01:00 | WEEKEND | 22.2235 | 2.3 | 0 | 0 | -140 | -140 | 2854.6415 | 0 | 0 | NA | 95.15%
| 1 | 7 | 2017-07-26 01:00 | 0 | 0 | 0 | 0 | 0 | 0 | 0 | 0 | 0 | 0 | 0 | 0 | 0 | 0 | 0 | 0 | 0 | 4946 | 2 | 6 | 2017-06-25 02:00 | WEEKEND | 22.0815 | 2.3 | 0 | 0 | 0 | 0 | 2990.4415 | 0 | 0 | NA | 99.68%
| 2 | 7 | 2017-07-26 02:00 | 0 | 0 | 0 | 0 | 0 | 0 | 0 | 0 | 0 | 0 | 0 | 0 | 0 | 0 | 0 | 0 | 0 | 4947 | 3 | 6 | 2017-06-25 03:00 | WEEKEND | 21.4385 | 2.3 | 0 | 0 | 0 | 0 | 2990.4415 | 0 | 0 | NA | 99.68%
| 3 | 7 | 2017-07-26 03:00 | 0 | 0 | 0 | 0 | 0 | 0 | 0 | 0 | 0 | 0 | 0 | 0 | 0 | 0 | 0 | 0 | 0 | 4948 | 4 | 6 | 2017-06-25 04:00 | WEEKEND | 21.1156 | 2.3 | 0 | 0 | 0 | 0 | 2990.4415 | 0 | 0 | NA | 99.68%
| 4 | 7 | 2017-07-26 04:00 | 0 | 0 | 0 | 0 | 0 | 0 | 0 | 0 | 0 | 0 | 0 | 0 | 0 | 0 | 0 | 0 | 0 | 4949 | 5 | 6 | 2017-06-25 05:00 | WEEKEND | 21.2799 | 2.3 | 0 | 0 | 0 | 0 | 2990.4415 | 0 | 0 | NA | 99.68%
| 5 | 7 | 2017-07-26 05:00 | 0 | 0 | 0 | 0 | 0 | 0 | 0 | 0 | 0 | 0 | 0 | 0 | 0 | 0 | 0 | 0 | 0 | 4950 | 6 | 6 | 2017-06-25 06:00 | WEEKEND | 21.4691 | 2.3 | 0 | 0 | 0 | 0 | 2990.4415 | 0 | 0 | NA | 99.68%
| 6 | 7 | 2017-07-26 06:00 | 203.3055 | 215.8451 | 123.9954 | 19.4894 | 145.7292 | 109.0127 | 107.86 | 270.7932 | 0 | 54.5063 | 100.9381 | 39.5459 | 25.4894 | 86.9455 | 203.3055 | 145.7292 | 203.3055 | 4951 | 7 | 6 | 2017-06-25 07:00 | WEEKEND | 21.4942 | 2.3 | 115.146 | 111.6916 | 0 | 111.6916 | 2990.4415 | 0 | 0 | NA | 99.68%
| 7 | 7 | 2017-07-26 07:00 | 829.0088 | 1059.6664 | 378.0032 | 80.8502 | 429.8405 | 535.1851 | 599.222 | 1264.5854 | 567.0523 | 267.5925 | 647.4779 | 169.4661 | 163.5045 | 410.2469 | 829.0088 | 429.8405 | 829.0088 | 4952 | 8 | 6 | 2017-06-25 08:00 | WEEKEND | 21.934 | 2.3 | 622.57 | 603.8929 | 0 | 603.8929 | 2990.4415 | 0 | 0 | NA | 99.68%
| 8 | 7 | 2017-07-26 08:00 | 951.0578 | 1299.1468 | 694.1464 | 855.5628 | 983.1759 | 656.1348 | 820.153 | 1247.3776 | 838.2856 | 328.0674 | 855.5021 | 219.1386 | 216.0359 | 231.5507 | 951.0578 | 983.1759 | 951.0578 | 4953 | 9 | 6 | 2017-06-25 09:00 | WEEKEND | 22.3265 | 2.3 | 854.414 | 828.7816 | 0 | 828.7816 | 2990.4415 | 0 | 0 | NA | 99.68%
| 9 | 7 | 2017-07-26 09:00 | 983.1089 | 1591.7371 | 253.934 | 917.5847 | 1538.7825 | 803.9076 | 903.335 | 1823.2079 | 916.3474 | 401.9538 | 928.558 | 215.136 | 234.4843 | 829.924 | 983.1089 | 1538.7825 | 983.1089 | 4954 | 10 | 6 | 2017-06-25 10:00 | WEEKEND | 23.0168 | 2.3 | 942.314 | 914.0446 | 0 | 914.0446 | 2990.4415 | 0 | 0 | NA | 99.68%
| 10 | 7 | 2017-07-26 10:00 | 979.9226 | 1099.8641 | 287.7984 | 932.1206 | 1609.1969 | 555.4869 | 928.066 | 1807.3028 | 927.6527 | 277.7435 | 965.8996 | 138.0932 | 243.914 | 628.3851 | 979.9226 | 1609.1969 | 979.9226 | 4955 | 11 | 6 | 2017-06-25 11:00 | WEEKEND | 23.5568 | 2.3 | 968.512 | 939.4566 | 0 | 939.4566 | 2990.4415 | 0 | 0 | NA | 99.68%
| 11 | 7 | 2017-07-26 11:00 | 979.2023 | 1527.7678 | 396.3252 | 949.694 | 1907.7403 | 771.5999 | 930.482 | 1821.7445 | 906.3234 | 385.7999 | 768.9919 | 80.4134 | 194.1899 | 630.2918 | 979.2023 | 1907.7403 | 979.2023 | 4956 | 12 | 6 | 2017-06-25 12:00 | WEEKEND | 26.6437 | 2.3 | 971.063 | 941.9311 | 0 | 941.9311 | 2990.4415 | 0 | 0 | NA | 99.68%
| 12 | 7 | 2017-07-26 12:00 | 976.9816 | 1448.2552 | 536.2801 | 942.6727 | 1506.3378 | 731.442 | 942.273 | 1521.668 | 893.3981 | 365.721 | 813.1926 | 135.1533 | 205.3517 | 890.4117 | 976.9816 | 1506.3378 | 976.9816 | 4957 | 13 | 6 | 2017-06-25 13:00 | WEEKEND | 31.1668 | 2.3 | 983.667 | 954.157 | 0 | 954.157 | 2990.4415 | 0 | 0 | NA | 99.68%
| 13 | 7 | 2017-07-26 13:00 | 987.7984 | 1900.1873 | 419.3619 | 884.4443 | 1811.2404 | 959.6906 | 943.177 | 1794.8276 | 908.2517 | 479.8453 | 892.2727 | 171.0033 | 225.3214 | 927.5541 | 987.7984 | 1811.2404 | 987.7984 | 4958 | 14 | 6 | 2017-06-25 14:00 | WEEKEND | 32.9706 | 2.3 | 984.64 | 955.1008 | 0 | 955.1008 | 2990.4415 | 0 | 0 | NA | 99.68%
| 14 | 7 | 2017-07-26 14:00 | 969.864 | 1741.2923 | 246.3528 | 698.1864 | 1568.5506 | 879.4406 | 953.322 | 1137.8671 | 990 | 439.7203 | 875.4947 | 155.774 | 221.0845 | 901.9789 | 969.864 | 1568.5506 | 969.864 | 4959 | 15 | 6 | 2017-06-25 15:00 | WEEKEND | 33.8585 | 2.3 | 995.435 | 965.5719 | 0 | 965.5719 | 2990.4415 | 0 | 0 | NA | 99.68%
| 15 | 7 | 2017-07-26 15:00 | 941.9003 | 1600.9576 | 211.8957 | 776.6362 | 1849.6556 | 808.5644 | 955.498 | 1214.371 | 990 | 404.2822 | 858.6077 | 96.6139 | 216.8201 | 899.8418 | 941.9003 | 1849.6556 | 941.9003 | 4960 | 16 | 6 | 2017-06-25 16:00 | WEEKEND | 34.7297 | 2.3 | 997.762 | 967.8291 | 0 | 967.8291 | 2990.4415 | 0 | 0 | NA | 99.68%
| 16 | 7 | 2017-07-26 16:00 | 838.1863 | 1270.3187 | 159.6658 | 761.2327 | 1612.4009 | 641.5751 | 932.187 | 626.7737 | 990 | 320.7876 | 796.9274 | 108.7858 | 201.2443 | 866.3772 | 838.1863 | 1612.4009 | 838.1863 | 4961 | 17 | 6 | 2017-06-25 17:00 | WEEKEND | 35.7708 | 2.3 | 973.013 | 943.8226 | 0 | 943.8226 | 2990.4415 | 0 | 0 | NA | 99.68%
| 17 | 7 | 2017-07-26 17:00 | 492.6353 | 1297.1235 | 88.8164 | 697.8089 | 651.1841 | 655.1129 | 852.974 | 579.2696 | 990 | 327.5564 | 689.0177 | 91.7145 | 173.9944 | 656.9387 | 492.6353 | 651.1841 | 492.6353 | 4962 | 18 | 6 | 2017-06-25 18:00 | WEEKEND | 36.063 | 2.3 | 889.152 | 862.4774 | 0 | 862.4774 | 2990.4415 | 0 | 0 | NA | 99.68%
| 18 | 7 | 2017-07-26 18:00 | 70.6026 | 521.2635 | 66.7921 | 274.3102 | 275.7455 | 263.2644 | 642.733 | 185.3178 | 577.5283 | 131.6322 | 136.8435 | 42.8644 | 34.5564 | 354.3598 | 70.6026 | 275.7455 | 70.6026 | 4963 | 19 | 6 | 2017-06-25 19:00 | WEEKEND | 32.7117 | 2.3 | 668.061 | 648.0192 | 0 | 648.0192 | 2990.4415 | 0 | 0 | NA | 99.68%
| 19 | 7 | 2017-07-26 19:00 | 0 | 11.0257 | 0 | 4.6569 | 29.6657 | 5.5686 | 199.977 | 5.0643 | 0 | 2.7843 | 4.161 | 7.4072 | 1.0508 | 8.3151 | 0 | 29.6657 | 0 | 4964 | 20 | 6 | 2017-06-25 20:00 | WEEKEND | 27.1753 | 2.3 | 209.406 | 203.1238 | 0 | 203.1238 | 2990.4415 | 0 | 0 | NA | 99.68%
| 20 | 7 | 2017-07-26 20:00 | 0 | 0 | 0 | 0 | 0 | 0 | 0 | 0 | 0 | 0 | 0 | 0 | 0 | 0 | 0 | 0 | 0 | 4965 | 21 | 6 | 2017-06-25 21:00 | WEEKEND | 23.7015 | 2.3 | 0 | 0 | 0 | 0 | 2990.4415 | 0 | 0 | NA | 99.68%
| 21 | 7 | 2017-07-26 21:00 | 0 | 0 | 0 | 0 | 0 | 0 | 0 | 0 | 0 | 0 | 0 | 0 | 0 | 0 | 0 | 0 | 0 | 4966 | 22 | 6 | 2017-06-25 22:00 | WEEKEND | 23.5178 | 2.3 | 0 | 0 | 0 | 0 | 2990.4415 | 0 | 0 | NA | 99.68%
| 22 | 7 | 2017-07-26 22:00 | 0 | 0 | 0 | 0 | 0 | 0 | 0 | 0 | 0 | 0 | 0 | 0 | 0 | 0 | 0 | 0 | 0 | 4967 | 23 | 6 | 2017-06-25 23:00 | WEEKEND | 23.1114 | 2.3 | 0 | 0 | 0 | 0 | 2990.4415 | 0 | 0 | NA | 99.68%
| 23 | 7 | 2017-07-26 23:00 | 0 | 0 | 0 | 0 | 0 | 0 | 0 | 0 | 0 | 0 | 0 | 0 | 0 | 0 | 0 | 0 | 0 | 4968 | 0 | 6 | 2017-06-26 | WEEKDAY | 22.3487 | 2.3 | 0 | 0 | 0 | 0 | 2990.4415 | 0 | 0 | NA | 99.68%
| 0 | 7 | 2017-07-27 | 0 | 0 | 0 | 0 | 0 | 0 | 0 | 0 | 0 | 0 | 0 | 0 | 0 | 0 | 0 | 0 | 0 | 4969 | 1 | 6 | 2017-06-26 01:00 | WEEKDAY | 22.0342 | 2.3 | 0 | 0 | 0 | 0 | 2990.4415 | 0 | 0 | NA | 99.68%
| 1 | 7 | 2017-07-27 01:00 | 0 | 0 | 0 | 0 | 0 | 0 | 0 | 0 | 0 | 0 | 0 | 0 | 0 | 0 | 0 | 0 | 0 | 4970 | 2 | 6 | 2017-06-26 02:00 | WEEKDAY | 20.5088 | 2.3 | 0 | 0 | 0 | 0 | 2990.4415 | 0 | 0 | NA | 99.68%
| 2 | 7 | 2017-07-27 02:00 | 0 | 0 | 0 | 0 | 0 | 0 | 0 | 0 | 0 | 0 | 0 | 0 | 0 | 0 | 0 | 0 | 0 | 4971 | 3 | 6 | 2017-06-26 03:00 | WEEKDAY | 19.6821 | 2.3 | 0 | 0 | 0 | 0 | 2990.4415 | 0 | 0 | NA | 99.68%
| 3 | 7 | 2017-07-27 03:00 | 0 | 0 | 0 | 0 | 0 | 0 | 0 | 0 | 0 | 0 | 0 | 0 | 0 | 0 | 0 | 0 | 0 | 4972 | 4 | 6 | 2017-06-26 04:00 | WEEKDAY | 20.2889 | 2.3 | 0 | 0 | 0 | 0 | 2990.4415 | 0 | 0 | NA | 99.68%
| 4 | 7 | 2017-07-27 04:00 | 0 | 0 | 0 | 0 | 0 | 0 | 0 | 0 | 0 | 0 | 0 | 0 | 0 | 0 | 0 | 0 | 0 | 4973 | 5 | 6 | 2017-06-26 05:00 | WEEKDAY | 21.1991 | 2.3 | 0 | 0 | 0 | 0 | 2990.4415 | 0 | 0 | NA | 99.68%
| 5 | 7 | 2017-07-27 05:00 | 0 | 0 | 0 | 0 | 0 | 0 | 0 | 0 | 0 | 0 | 0 | 0 | 0 | 0 | 0 | 0 | 0 | 4974 | 6 | 6 | 2017-06-26 06:00 | WEEKDAY | 22.8832 | 2.05 | 0 | 0 | 0 | 0 | 2990.4415 | 0 | 0 | NA | 99.68%
| 6 | 7 | 2017-07-27 06:00 | 670.9468 | 242.7958 | 13.9317 | 31.7558 | 137.4263 | 122.6242 | 90.1648 | 399.7985 | 0 | 61.3121 | 107.8283 | 35.9228 | 27.2294 | 150.6566 | 670.9468 | 137.4263 | 670.9468 | 4975 | 7 | 6 | 2017-06-26 07:00 | WEEKDAY | 23.1086 | 2.05 | 97.0746 | 94.1624 | 0 | 94.1624 | 2990.4415 | 0 | 0 | NA | 99.68%
| 7 | 7 | 2017-07-27 07:00 | 889.4915 | 136.5388 | 154.8312 | 540.4771 | 243.3797 | 68.959 | 403.963 | 1330.376 | 0 | 34.4795 | 649.7956 | 173.2067 | 164.0898 | 694.6529 | 889.4915 | 243.3797 | 889.4915 | 4976 | 8 | 6 | 2017-06-26 08:00 | WEEKDAY | 23.9214 | 2.05 | 419.572 | 406.9848 | 0 | 406.9848 | 2990.4415 | 0 | 0 | NA | 99.68%
| 8 | 7 | 2017-07-27 08:00 | 939.7478 | 962.5631 | 363.7898 | 805.484 | 456.3532 | 486.143 | 830.517 | 1788.9987 | 0 | 243.0715 | 849.5801 | 223.3687 | 214.5404 | 894.2697 | 939.7478 | 456.3532 | 939.7478 | 4977 | 9 | 6 | 2017-06-26 09:00 | WEEKDAY | 29.1154 | 1.95 | 865.438 | 839.4749 | 0 | 839.4749 | 2990.4415 | 0 | 0 | NA | 99.68%
| 9 | 7 | 2017-07-27 09:00 | 970.9681 | 1732.7506 | 116.752 | 955.731 | 973.0164 | 875.1266 | 243.742 | 1947.3276 | 630.1537 | 437.5633 | 910.8097 | 234.3943 | 230.0024 | 982.12 | 970.9681 | 973.0164 | 970.9681 | 4978 | 10 | 6 | 2017-06-26 10:00 | WEEKDAY | 30.0813 | 1.95 | 254.298 | 246.6691 | 0 | 246.6691 | 2990.4415 | 0 | 0 | NA | 99.68%
| 10 | 7 | 2017-07-27 10:00 | 981.13 | 1911.6416 | 191.6992 | 966.4444 | 1594.263 | 965.4756 | 174.556 | 1945.7954 | 638.1048 | 482.7378 | 949.647 | 183.4682 | 239.8098 | 928.5509 | 981.13 | 1594.263 | 981.13 | 4979 | 11 | 6 | 2017-06-26 11:00 | WEEKDAY | 32.0771 | 1.95 | 183.318 | 177.8185 | 0 | 177.8185 | 2990.4415 | 0 | 0 | NA | 99.68%
| 11 | 7 | 2017-07-27 11:00 | 959.3603 | 1895.9553 | 151.9744 | 978.8623 | 1935.7761 | 957.5532 | 297.105 | 1842.6297 | 498.5887 | 478.7766 | 922.0084 | 167.9719 | 232.8304 | 990.0001 | 959.3603 | 1935.7761 | 959.3603 | 4980 | 12 | 6 | 2017-06-26 12:00 | WEEKDAY | 34.2064 | 1.95 | 309.193 | 299.9172 | 0 | 299.9172 | 2990.4415 | 0 | 0 | NA | 99.68%
| 12 | 7 | 2017-07-27 12:00 | 984.4421 | 1884.0424 | 201.377 | 973.716 | 1833.5571 | 951.5366 | 362.601 | 1791.4742 | 542.2824 | 475.7683 | 898.3984 | 199.7673 | 226.8683 | 977.4608 | 984.4421 | 1833.5571 | 984.4421 | 4981 | 13 | 6 | 2017-06-26 13:00 | WEEKDAY | 44.9368 | 1.95 | 376.744 | 365.4417 | 0 | 365.4417 | 2990.4415 | 0 | 0 | NA | 99.68%
| 13 | 7 | 2017-07-27 13:00 | 963.2356 | 1874.5644 | 274.0239 | 964.6534 | 1751.5065 | 946.7497 | 578.364 | 1819.161 | 0 | 473.3748 | 935.1822 | 185.6972 | 236.1571 | 891.6696 | 963.2356 | 1751.5065 | 963.2356 | 4982 | 14 | 6 | 2017-06-26 14:00 | WEEKDAY | 73.9771 | 0 | 600.712 | 582.6906 | 0 | 582.6906 | 2990.4415 | 0 | 0 | NA | 99.68%
| 14 | 7 | 2017-07-27 14:00 | 959.9534 | 1804.9806 | 417.3366 | 896.4079 | 1871.8197 | 911.6064 | 417.34 | 1861.5146 | 990 | 455.8032 | 957.9396 | 197.3981 | 241.9039 | 953.8008 | 959.9534 | 1871.8197 | 959.9534 | 4983 | 15 | 6 | 2017-06-26 15:00 | WEEKDAY | 52.0849 | 0 | 433.33 | 420.3301 | 569.6699 | 990 | 2990.4415 | 0 | 0 | NA | 99.68%
| 15 | 7 | 2017-07-27 15:00 | 934.41 | 1803.9296 | 231.3914 | 927.3745 | 1752.5361 | 911.0756 | 586.109 | 1693.8101 | 990 | 455.5378 | 498.1918 | 172.6302 | 125.806 | 799.0943 | 934.41 | 1752.5361 | 934.41 | 4984 | 16 | 6 | 2017-06-26 16:00 | WEEKDAY | 80.4626 | 0 | 608.763 | 590.5001 | 399.4999 | 990 | 2403.1529 | 0 | 0 | NA | 80.11%
| 16 | 7 | 2017-07-27 16:00 | 843.2719 | 1706.0534 | 341.3786 | 843.0669 | 1404.2322 | 861.6431 | 483.923 | 1577.8745 | 990 | 430.8216 | 861.6041 | 181.5397 | 217.5768 | 835.068 | 843.2719 | 1404.2322 | 843.2719 | 4985 | 17 | 6 | 2017-06-26 17:00 | WEEKDAY | 36.9482 | 0 | 502.383 | 487.3115 | 502.6885 | 990 | 1991.2974 | 0 | 0 | NA | 66.38%
| 17 | 7 | 2017-07-27 17:00 | 602.4127 | 1099.93 | 392.0463 | 711.9863 | 699.3605 | 555.5202 | 223.463 | 1312.2105 | 990 | 277.7601 | 425.8348 | 161.1543 | 107.534 | 725.4442 | 602.4127 | 699.3605 | 602.4127 | 4986 | 18 | 6 | 2017-06-26 18:00 | WEEKDAY | 35.7708 | 0 | 233.454 | 226.4504 | 763.5496 | 990 | 1473.0618 | 0 | 0 | NA | 49.1%
| 18 | 7 | 2017-07-27 18:00 | 82.7947 | 348.8488 | 282.5175 | 287.4418 | 218.5786 | 176.1863 | 152.254 | 563.5464 | 0 | 88.0931 | 359.4374 | 86.8382 | 90.767 | 298.8456 | 82.7947 | 218.5786 | 82.7947 | 4987 | 19 | 6 | 2017-06-26 19:00 | WEEKDAY | 33.6803 | 0 | 160.486 | 0 | 0 | 0 | 685.8973 | 0 | 0 | NA | 22.86%
| 19 | 7 | 2017-07-27 19:00 | 0 | 9.4427 | 48.6912 | 1.0781 | 27.8399 | 4.7691 | 14.815 | 13.0518 | 0 | 2.3845 | 4.5391 | 7.2282 | 1.1462 | 3.2695 | 0 | 27.8399 | 0 | 4988 | 20 | 6 | 2017-06-26 20:00 | WEEKDAY | 32.2468 | 2.06 | 20.1975 | 0 | 0 | 0 | 846.3833 | 0 | 0 | NA | 28.21%
| 20 | 7 | 2017-07-27 20:00 | 0 | 0 | 0 | 0 | 0 | 0 | 0 | 0 | 0 | 0 | 0 | 0 | 0 | 0 | 0 | 0 | 0 | 4989 | 21 | 6 | 2017-06-26 21:00 | WEEKDAY | 30.3708 | 2.06 | 0 | 0 | 0 | 0 | 866.5808 | 0 | 0 | NA | 28.89%
| 21 | 7 | 2017-07-27 21:00 | 0 | 0 | 0 | 0 | 0 | 0 | 0 | 0 | 0 | 0 | 0 | 0 | 0 | 0 | 0 | 0 | 0 | 4990 | 22 | 6 | 2017-06-26 22:00 | WEEKDAY | 28.9985 | 2.06 | 0 | 0 | 0 | 0 | 866.5808 | 0 | 0 | NA | 28.89%
| 22 | 7 | 2017-07-27 22:00 | 0 | 0 | 0 | 0 | 0 | 0 | 0 | 0 | 0 | 0 | 0 | 0 | 0 | 0 | 0 | 0 | 0 | 4991 | 23 | 6 | 2017-06-26 23:00 | WEEKDAY | 24.1691 | 2.3 | 0 | 0 | 0 | 0 | 866.5808 | 0 | 0 | NA | 28.89%
| 23 | 7 | 2017-07-27 23:00 | 0 | 0 | 0 | 0 | 0 | 0 | 0 | 0 | 0 | 0 | 0 | 0 | 0 | 0 | 0 | 0 | 0 | 4992 | 0 | 6 | 2017-06-27 | WEEKDAY | 23.5039 | 2.3 | 0 | 0 | 0 | 0 | 866.5808 | 0 | 0 | NA | 28.89%
| 0 | 7 | 2017-07-28 | 0 | 0 | 0 | 0 | 0 | 0 | 0 | 0 | 0 | 0 | 0 | 0 | 0 | 0 | 0 | 0 | 0 | 4993 | 1 | 6 | 2017-06-27 01:00 | WEEKDAY | 23.3229 | 2.3 | 0 | 0 | 0 | 0 | 866.5808 | 0 | 0 | NA | 28.89%
| 1 | 7 | 2017-07-28 01:00 | 0 | 0 | 0 | 0 | 0 | 0 | 0 | 0 | 0 | 0 | 0 | 0 | 0 | 0 | 0 | 0 | 0 | 4994 | 2 | 6 | 2017-06-27 02:00 | WEEKDAY | 23.1699 | 2.3 | 0 | 0 | 0 | 0 | 866.5808 | 0 | 0 | NA | 28.89%
| 2 | 7 | 2017-07-28 02:00 | 0 | 0 | 0 | 0 | 0 | 0 | 0 | 0 | 0 | 0 | 0 | 0 | 0 | 0 | 0 | 0 | 0 | 4995 | 3 | 6 | 2017-06-27 03:00 | WEEKDAY | 22.4489 | 2.3 | 0 | 0 | 0 | 0 | 866.5808 | 0 | 0 | NA | 28.89%
| 3 | 7 | 2017-07-28 03:00 | 0 | 0 | 0 | 0 | 0 | 0 | 0 | 0 | 0 | 0 | 0 | 0 | 0 | 0 | 0 | 0 | 0 | 4996 | 4 | 6 | 2017-06-27 04:00 | WEEKDAY | 22.3181 | 2.3 | 0 | 0 | 0 | 0 | 866.5808 | 0 | 0 | NA | 28.89%
| 4 | 7 | 2017-07-28 04:00 | 0 | 0 | 0 | 0 | 0 | 0 | 0 | 0 | 0 | 0 | 0 | 0 | 0 | 0 | 0 | 0 | 0 | 4997 | 5 | 6 | 2017-06-27 05:00 | WEEKDAY | 22.5102 | 2.3 | 0 | 0 | 0 | 0 | 866.5808 | 0 | 0 | NA | 28.89%
| 5 | 7 | 2017-07-28 05:00 | 0 | 0 | 0 | 0 | 0 | 0 | 0 | 0 | 0 | 0 | 0 | 0 | 0 | 0 | 0 | 0 | 0 | 4998 | 6 | 6 | 2017-06-27 06:00 | WEEKDAY | 23.1782 | 2.05 | 0 | 0 | 0 | 0 | 866.5808 | 0 | 0 | NA | 28.89%
| 6 | 7 | 2017-07-28 06:00 | 626.3312 | 192.6512 | 0 | 102.2017 | 146.4389 | 97.2986 | 81.5757 | 254.7616 | 0 | 48.6493 | 117.7987 | 30.0882 | 29.7471 | 227.0745 | 626.3312 | 146.4389 | 626.3312 | 4999 | 7 | 6 | 2017-06-27 07:00 | WEEKDAY | 23.4538 | 2.05 | 88.3083 | 0 | 0 | 0 | 866.5808 | 0 | 0 | NA | 28.89%
| 7 | 7 | 2017-07-28 07:00 | 863.5404 | 938.3495 | 331.859 | 622.092 | 1147.9476 | 473.9139 | 514.073 | 884.8972 | 0 | 236.957 | 659.4543 | 128.9226 | 166.5289 | 696.8588 | 863.5404 | 1147.9476 | 863.5404 | 5000 | 8 | 6 | 2017-06-27 08:00 | WEEKDAY | 24.4363 | 2.05 | 533.789 | 0 | 0 | 0 | 954.8891 | 0 | 0 | NA | 31.83%
| 8 | 7 | 2017-07-28 08:00 | 952.5244 | 1453.411 | 287.3663 | 809.7504 | 1559.4492 | 734.0459 | 771.236 | 1267.1085 | 827.5836 | 367.023 | 839.8612 | 197.6274 | 212.0862 | 851.7129 | 952.5244 | 1559.4492 | 952.5244 | 5001 | 9 | 6 | 2017-06-27 09:00 | WEEKDAY | 28.6756 | 1.95 | 802.775 | 0 | 0 | 0 | 1488.6781 | 0 | 0 | NA | 49.62%
| 9 | 7 | 2017-07-28 09:00 | 983.0037 | 1773.181 | 148.1899 | 947.5416 | 1807.7896 | 895.5459 | 675.141 | 1438.6355 | 901.0126 | 447.773 | 889.5696 | 226.2326 | 224.6388 | 960.5565 | 983.0037 | 1807.7896 | 983.0037 | 5002 | 10 | 6 | 2017-06-27 10:00 | WEEKDAY | 33.1264 | 1.95 | 701.794 | 0 | 0 | 0 | 2291.4531 | 0 | 0 | NA | 76.38%
| 10 | 7 | 2017-07-28 10:00 | 957.5618 | 1776.7368 | 448.8168 | 953.4856 | 1889.3441 | 897.3418 | 671.877 | 1654.0961 | 911.4382 | 448.6709 | 922.4065 | 226.6466 | 232.9309 | 931.2584 | 957.5618 | 1889.3441 | 957.5618 | 5003 | 11 | 6 | 2017-06-27 11:00 | WEEKDAY | 36.8062 | 1.95 | 698.334 | 677.384 | 0 | 677.384 | 2993.2471 | 0 | 0 | NA | 99.77%
| 11 | 7 | 2017-07-28 11:00 | 874.5935 | 1623.3956 | 515.7234 | 949.7723 | 1871.7399 | 819.8967 | 669.286 | 1394.1909 | 890.719 | 409.9484 | 925.494 | 194.9101 | 233.7106 | 987.2195 | 874.5935 | 1871.7399 | 874.5935 | 5004 | 12 | 6 | 2017-06-27 12:00 | WEEKDAY | 47.5088 | 1.95 | 695.6 | 674.732 | 0 | 674.732 | 2993.2471 | 0 | 0 | NA | 99.77%
| 12 | 7 | 2017-07-28 12:00 | 977.4452 | 1743.851 | 940.3913 | 959.4617 | 1702.7623 | 880.7328 | 794.994 | 1646.7993 | 851.3506 | 440.3664 | 952.3588 | 170.8968 | 240.4947 | 965.383 | 977.4452 | 1702.7623 | 977.4452 | 5005 | 13 | 6 | 2017-06-27 13:00 | WEEKDAY | 37.2738 | 1.95 | 827.748 | 802.9156 | 0 | 802.9156 | 2993.2471 | 0 | 0 | NA | 99.77%
| 13 | 7 | 2017-07-28 13:00 | 969.9975 | 1790.4567 | 782.7219 | 951.8286 | 1548.0804 | 904.2711 | 744.03 | 1454.2942 | 848.2757 | 452.1355 | 937.787 | 227.2171 | 236.8149 | 981.221 | 969.9975 | 1548.0804 | 969.9975 | 5006 | 14 | 6 | 2017-06-27 14:00 | WEEKDAY | 44.767 | 0 | 774.118 | 750.8945 | 0 | 750.8945 | 2993.2471 | 0 | 0 | NA | 99.77%
| 14 | 7 | 2017-07-28 14:00 | 976.652 | 1135.0487 | 969.908 | 953.3781 | 1975.9489 | 573.2569 | 797.635 | 1502.7613 | 990 | 286.6285 | 919.302 | 225.816 | 232.147 | 990.0001 | 976.652 | 1975.9489 | 976.652 | 5007 | 15 | 6 | 2017-06-27 15:00 | WEEKDAY | 35.3783 | 0 | 830.633 | 805.714 | 184.286 | 990 | 2993.2471 | 0 | 0 | NA | 99.77%
| 15 | 7 | 2017-07-28 15:00 | 896.9385 | 614.237 | 863.1443 | 892.3548 | 1239.9439 | 310.2207 | 833.788 | 1657.7294 | 990 | 155.1104 | 919.8792 | 239.7902 | 232.2927 | 987.948 | 896.9385 | 1239.9439 | 896.9385 | 5008 | 16 | 6 | 2017-06-27 16:00 | WEEKDAY | 35.5063 | 0 | 868.8 | 842.736 | 147.264 | 990 | 2803.2615 | 0 | 0 | NA | 93.44%
| 16 | 7 | 2017-07-28 16:00 | 843.8181 | 1145.5082 | 332.2662 | 837.1278 | 559.6957 | 578.5395 | 883.858 | 1350.2143 | 990 | 289.2697 | 841.5408 | 156.534 | 212.5103 | 910.6908 | 843.8181 | 559.6957 | 843.8181 | 5009 | 17 | 6 | 2017-06-27 17:00 | WEEKDAY | 35.8431 | 0 | 921.802 | 894.1479 | 95.8521 | 990 | 2651.443 | 0 | 0 | NA | 88.38%
| 17 | 7 | 2017-07-28 17:00 | 582.4144 | 364.2587 | 570.9316 | 739.1271 | 742.9226 | 183.9691 | 836.593 | 1116.2074 | 990 | 91.9845 | 746.1832 | 175.5825 | 188.4301 | 755.4098 | 582.4144 | 742.9226 | 582.4144 | 5010 | 18 | 6 | 2017-06-27 18:00 | WEEKDAY | 32.5391 | 0 | 871.794 | 845.6402 | 144.3598 | 990 | 2552.6264 | 0 | 0 | NA | 85.09%
| 18 | 7 | 2017-07-28 18:00 | 73.895 | 347.1927 | 437.5389 | 329.192 | 147.9793 | 175.3499 | 625.539 | 353.9864 | 0 | 87.6749 | 398.0157 | 94.4233 | 100.509 | 315.6123 | 73.895 | 147.9793 | 73.895 | 5011 | 19 | 6 | 2017-06-27 19:00 | WEEKDAY | 26.421 | 0 | 650.038 | 630.5369 | 0 | 630.5369 | 2403.8018 | 0 | 0 | NA | 80.13%
| 19 | 7 | 2017-07-28 19:00 | 0 | 4.4703 | 0 | 4.5932 | 12.3393 | 2.2577 | 73.3872 | 1.7628 | 0 | 1.1289 | 4.7234 | 6.614 | 1.1928 | 4.9979 | 0 | 12.3393 | 0 | 5012 | 20 | 6 | 2017-06-27 20:00 | WEEKDAY | 23.8518 | 2.06 | 79.9092 | 0 | 0 | 0 | 2403.8018 | 0 | 0 | NA | 80.13%
| 20 | 7 | 2017-07-28 20:00 | 0 | 0 | 0 | 0 | 0 | 0 | 0 | 0 | 0 | 0 | 0 | 0 | 0 | 0 | 0 | 0 | 0 | 5013 | 21 | 6 | 2017-06-27 21:00 | WEEKDAY | 23.2088 | 2.06 | 0 | 0 | 0 | 0 | 2483.711 | 0 | 0 | NA | 82.79%
| 21 | 7 | 2017-07-28 21:00 | 0 | 0 | 0 | 0 | 0 | 0 | 0 | 0 | 0 | 0 | 0 | 0 | 0 | 0 | 0 | 0 | 0 | 5014 | 22 | 6 | 2017-06-27 22:00 | WEEKDAY | 23.2756 | 2.06 | 0 | 0 | 0 | 0 | 2483.711 | 0 | 0 | NA | 82.79%
| 22 | 7 | 2017-07-28 22:00 | 0 | 0 | 0 | 0 | 0 | 0 | 0 | 0 | 0 | 0 | 0 | 0 | 0 | 0 | 0 | 0 | 0 | 5015 | 23 | 6 | 2017-06-27 23:00 | WEEKDAY | 22.5436 | 2.3 | 0 | 0 | 0 | 0 | 2483.711 | 0 | 0 | NA | 82.79%
| 23 | 7 | 2017-07-28 23:00 | 0 | 0 | 0 | 0 | 0 | 0 | 0 | 0 | 0 | 0 | 0 | 0 | 0 | 0 | 0 | 0 | 0 | 5016 | 0 | 6 | 2017-06-28 | WEEKDAY | 20.1247 | 2.3 | 0 | 0 | 0 | 0 | 2483.711 | 0 | 0 | NA | 82.79%
| 0 | 7 | 2017-07-29 | 0 | 0 | 0 | 0 | 0 | 0 | 0 | 0 | 0 | 0 | 0 | 0 | 0 | 0 | 0 | 0 | 0 | 5017 | 1 | 6 | 2017-06-28 01:00 | WEEKDAY | 20.4003 | 2.3 | 0 | 0 | 0 | 0 | 2483.711 | 0 | 0 | NA | 82.79%
| 1 | 7 | 2017-07-29 01:00 | 0 | 0 | 0 | 0 | 0 | 0 | 0 | 0 | 0 | 0 | 0 | 0 | 0 | 0 | 0 | 0 | 0 | 5018 | 2 | 6 | 2017-06-28 02:00 | WEEKDAY | 19.1143 | 2.3 | 0 | 0 | 0 | 0 | 2483.711 | 0 | 0 | NA | 82.79%
| 2 | 7 | 2017-07-29 02:00 | 0 | 0 | 0 | 0 | 0 | 0 | 0 | 0 | 0 | 0 | 0 | 0 | 0 | 0 | 0 | 0 | 0 | 5019 | 3 | 6 | 2017-06-28 03:00 | WEEKDAY | 19.0057 | 2.3 | 0 | 0 | 0 | 0 | 2483.711 | 0 | 0 | NA | 82.79%
| 3 | 7 | 2017-07-29 03:00 | 0 | 0 | 0 | 0 | 0 | 0 | 0 | 0 | 0 | 0 | 0 | 0 | 0 | 0 | 0 | 0 | 0 | 5020 | 4 | 6 | 2017-06-28 04:00 | WEEKDAY | 18.9501 | 2.3 | 0 | 0 | 0 | 0 | 2483.711 | 0 | 0 | NA | 82.79%
| 4 | 7 | 2017-07-29 04:00 | 0 | 0 | 0 | 0 | 0 | 0 | 0 | 0 | 0 | 0 | 0 | 0 | 0 | 0 | 0 | 0 | 0 | 5021 | 5 | 6 | 2017-06-28 05:00 | WEEKDAY | 19.0614 | 2.3 | 0 | 0 | 0 | 0 | 2483.711 | 0 | 0 | NA | 82.79%
| 5 | 7 | 2017-07-29 05:00 | 0 | 0 | 0 | 0 | 0 | 0 | 0 | 0 | 0 | 0 | 0 | 0 | 0 | 0 | 0 | 0 | 0 | 5022 | 6 | 6 | 2017-06-28 06:00 | WEEKDAY | 19.6877 | 2.05 | 0 | 0 | 0 | 0 | 2483.711 | 0 | 0 | NA | 82.79%
| 6 | 7 | 2017-07-29 06:00 | 184.5594 | 54.2237 | 0 | 114.4983 | 232.6292 | 27.3857 | 0 | 279.069 | 0 | 13.6929 | 127.7148 | 8.6758 | 32.2512 | 79.1868 | 184.5594 | 232.6292 | 184.5594 | 5023 | 7 | 6 | 2017-06-28 07:00 | WEEKDAY | 20.5979 | 2.05 | 4.1154 | 0 | 0 | 0 | 2483.711 | 0 | 0 | NA | 82.79%
| 7 | 7 | 2017-07-29 07:00 | 803.0985 | 333.1767 | 664.1595 | 636.5149 | 890.1282 | 168.2711 | 0 | 1194.4396 | 556.135 | 84.1355 | 663.6663 | 44.8904 | 167.5925 | 174.8253 | 803.0985 | 890.1282 | 803.0985 | 5024 | 8 | 6 | 2017-06-28 08:00 | WEEKDAY | 21.0961 | 2.05 | 4.7633 | 0 | 0 | 0 | 2487.8264 | 0 | 0 | NA | 82.93%
| 8 | 7 | 2017-07-29 08:00 | 916.2436 | 1084.8741 | 881.6952 | 815.8682 | 1387.6273 | 547.9162 | 45.1972 | 1574.8758 | 822.301 | 273.9581 | 831.0712 | 44.332 | 209.8665 | 429.529 | 916.2436 | 1387.6273 | 916.2436 | 5025 | 9 | 6 | 2017-06-28 09:00 | WEEKDAY | 21.7391 | 1.95 | 51.1853 | 0 | 0 | 0 | 2492.5897 | 0 | 0 | NA | 83.09%
| 9 | 7 | 2017-07-29 09:00 | 915.4026 | 1539.6666 | 980.9248 | 952.7897 | 1618.794 | 777.6094 | 137.718 | 1794.1475 | 866.6028 | 388.8047 | 907.1598 | 162.769 | 229.0808 | 438.5353 | 915.4026 | 1618.794 | 915.4026 | 5026 | 10 | 6 | 2017-06-28 10:00 | WEEKDAY | 24.7731 | 1.95 | 145.635 | 0 | 0 | 0 | 2543.775 | 0 | 0 | NA | 84.79%
| 10 | 7 | 2017-07-29 10:00 | 973.7873 | 1440.8946 | 990.0001 | 990.0001 | 1790.899 | 727.7246 | 300.241 | 1652.8419 | 874.8934 | 363.8623 | 940.8782 | 137.2219 | 237.5955 | 651.0661 | 973.7873 | 1790.899 | 973.7873 | 5027 | 11 | 6 | 2017-06-28 11:00 | WEEKDAY | 23.7711 | 1.95 | 312.418 | 303.0455 | 0 | 303.0455 | 2689.41 | 0 | 0 | NA | 89.65%
| 11 | 7 | 2017-07-29 11:00 | 963.154 | 1797.7393 | 990.0001 | 989.7535 | 1955.667 | 907.9491 | 667.806 | 1824.8003 | 810.8026 | 453.9746 | 952.9137 | 234.262 | 240.6348 | 926.3058 | 963.154 | 1955.667 | 963.154 | 5028 | 12 | 6 | 2017-06-28 12:00 | WEEKDAY | 24.1942 | 1.95 | 694.165 | 673.34 | 0 | 673.34 | 2689.41 | 0 | 0 | NA | 89.65%
| 12 | 7 | 2017-07-29 12:00 | 920.3175 | 1829.1865 | 655.3569 | 934.9098 | 1838.842 | 923.8316 | 764.745 | 1494.2294 | 989.8696 | 461.9158 | 947.6659 | 243.0962 | 239.3096 | 937.4596 | 920.3175 | 1838.842 | 920.3175 | 5029 | 13 | 6 | 2017-06-28 13:00 | WEEKDAY | 24.6896 | 1.95 | 795.927 | 772.0492 | 0 | 772.0492 | 2689.41 | 0 | 0 | NA | 89.65%
| 13 | 7 | 2017-07-29 13:00 | 953.6231 | 1835.351 | 882.5653 | 809.5935 | 1851.905 | 926.9449 | 897.487 | 1728.8858 | 989.6503 | 463.4725 | 928.2401 | 216.2511 | 234.4041 | 952.1024 | 953.6231 | 1851.905 | 953.6231 | 5030 | 14 | 6 | 2017-06-28 14:00 | WEEKDAY | 30.2455 | 0 | 936.033 | 907.952 | 0 | 907.952 | 2689.41 | 0 | 0 | NA | 89.65%
| 14 | 7 | 2017-07-29 14:00 | 948.6051 | 1608.0443 | 811.6196 | 863.317 | 1629.6623 | 812.1436 | 558.43 | 1956.2178 | 989.5228 | 406.0718 | 936.1668 | 219.7246 | 236.4058 | 934.0714 | 948.6051 | 1629.6623 | 948.6051 | 5031 | 15 | 6 | 2017-06-28 15:00 | WEEKDAY | 30.6742 | 0 | 579.909 | 562.5117 | 427.4883 | 990 | 2689.41 | 0 | 0 | NA | 89.65%
| 15 | 7 | 2017-07-29 15:00 | 847.5908 | 1874.3067 | 329.8203 | 885.6477 | 1123.2154 | 946.6196 | 907.744 | 1417.2485 | 989.5889 | 473.3098 | 806.3295 | 204.9544 | 203.6186 | 944.2246 | 847.5908 | 1123.2154 | 847.5908 | 5032 | 16 | 6 | 2017-06-28 16:00 | WEEKDAY | 32.0186 | 0 | 946.914 | 918.5066 | 71.4934 | 990 | 2248.7005 | 0 | 0 | NA | 74.96%
| 16 | 7 | 2017-07-29 16:00 | 799.8757 | 1247.1153 | 680.1113 | 817.8307 | 662.1566 | 629.8562 | 890.453 | 737.9357 | 0 | 314.9281 | 860.2485 | 225.487 | 217.2345 | 862.0275 | 799.8757 | 662.1566 | 799.8757 | 5033 | 17 | 6 | 2017-06-28 17:00 | WEEKDAY | 34.0005 | 0 | 928.613 | 900.7546 | 89.2454 | 990 | 2174.9959 | 0 | 0 | NA | 72.5%
| 17 | 7 | 2017-07-29 17:00 | 454.7592 | 1391.0703 | 736.9152 | 594.3485 | 699.8084 | 702.5607 | 815.926 | 1206.2571 | 745.1443 | 351.2804 | 276.0141 | 185.2453 | 69.7005 | 441.8135 | 454.7592 | 699.8084 | 454.7592 | 5034 | 18 | 6 | 2017-06-28 18:00 | WEEKDAY | 32.8537 | 0 | 849.88 | 824.3836 | 165.6164 | 990 | 2082.9904 | 0 | 0 | NA | 69.43%
| 18 | 7 | 2017-07-29 18:00 | 32.809 | 552.1161 | 444.0786 | 97.366 | 299.1647 | 278.8465 | 618.001 | 236.9037 | 540.5344 | 139.4233 | 337.0681 | 104.2647 | 85.1182 | 220.8933 | 32.809 | 299.1647 | 32.809 | 5035 | 19 | 6 | 2017-06-28 19:00 | WEEKDAY | 29.3437 | 0 | 642.111 | 0 | 0 | 0 | 1912.2518 | 0 | 0 | NA | 63.74%
| 19 | 7 | 2017-07-29 19:00 | 0 | 4.9665 | 23.1411 | 0 | 14.3892 | 2.5084 | 79.7832 | 1.0362 | 970 | 1.2542 | 5.3235 | 7.8342 | 1.3443 | 7.7241 | 0 | 14.3892 | 0 | 5036 | 20 | 6 | 2017-06-28 20:00 | WEEKDAY | 25.3633 | 2.06 | 86.449 | 0 | 0 | 0 | 2554.3628 | 0 | 0 | NA | 85.15%
| 20 | 7 | 2017-07-29 20:00 | 0 | 0 | 0 | 0 | 0 | 0 | 0 | 0 | 0 | 0 | 0 | 0 | 0 | 0 | 0 | 0 | 0 | 5037 | 21 | 6 | 2017-06-28 21:00 | WEEKDAY | 25.9422 | 2.06 | 0 | 0 | 0 | 0 | 2640.8118 | 0 | 0 | NA | 88.03%
| 21 | 7 | 2017-07-29 21:00 | 0 | 0 | 0 | 0 | 0 | 0 | 0 | 0 | 0 | 0 | 0 | 0 | 0 | 0 | 0 | 0 | 0 | 5038 | 22 | 6 | 2017-06-28 22:00 | WEEKDAY | 23.8073 | 2.06 | 0 | 0 | 0 | 0 | 2640.8118 | 0 | 0 | NA | 88.03%
| 22 | 7 | 2017-07-29 22:00 | 0 | 0 | 0 | 0 | 0 | 0 | 0 | 0 | 0 | 0 | 0 | 0 | 0 | 0 | 0 | 0 | 0 | 5039 | 23 | 6 | 2017-06-28 23:00 | WEEKDAY | 23.2645 | 2.3 | 0 | 0 | 0 | 0 | 2640.8118 | 0 | 0 | NA | 88.03%
| 23 | 7 | 2017-07-29 23:00 | 0 | 0 | 0 | 0 | 0 | 0 | 0 | 0 | 0 | 0 | 0 | 0 | 0 | 0 | 0 | 0 | 0 | 5040 | 0 | 6 | 2017-06-29 | WEEKDAY | 18.1651 | 2.3 | 0 | 0 | 0 | 0 | 2640.8118 | 0 | 0 | NA | 88.03%
| 0 | 7 | 2017-07-30 | 0 | 0 | 0 | 0 | 0 | 0 | 0 | 0 | 0 | 0 | 0 | 0 | 0 | 0 | 0 | 0 | 0 | 5041 | 1 | 6 | 2017-06-29 01:00 | WEEKDAY | 21.8421 | 2.3 | 0 | 0 | 0 | 0 | 2640.8118 | 0 | 0 | NA | 88.03%
| 1 | 7 | 2017-07-30 01:00 | 0 | 0 | 0 | 0 | 0 | 0 | 0 | 0 | 0 | 0 | 0 | 0 | 0 | 0 | 0 | 0 | 0 | 5042 | 2 | 6 | 2017-06-29 02:00 | WEEKDAY | 19.3815 | 2.3 | 0 | 0 | 0 | 0 | 2640.8118 | 0 | 0 | NA | 88.03%
| 2 | 7 | 2017-07-30 02:00 | 0 | 0 | 0 | 0 | 0 | 0 | 0 | 0 | 0 | 0 | 0 | 0 | 0 | 0 | 0 | 0 | 0 | 5043 | 3 | 6 | 2017-06-29 03:00 | WEEKDAY | 18.8499 | 2.3 | 0 | 0 | 0 | 0 | 2640.8118 | 0 | 0 | NA | 88.03%
| 3 | 7 | 2017-07-30 03:00 | 0 | 0 | 0 | 0 | 0 | 0 | 0 | 0 | 0 | 0 | 0 | 0 | 0 | 0 | 0 | 0 | 0 | 5044 | 4 | 6 | 2017-06-29 04:00 | WEEKDAY | 18.7023 | 2.3 | 0 | 0 | 0 | 0 | 2640.8118 | 0 | 0 | NA | 88.03%
| 4 | 7 | 2017-07-30 04:00 | 0 | 0 | 0 | 0 | 0 | 0 | 0 | 0 | 0 | 0 | 0 | 0 | 0 | 0 | 0 | 0 | 0 | 5045 | 5 | 6 | 2017-06-29 05:00 | WEEKDAY | 19.1616 | 2.3 | 0 | 0 | 0 | 0 | 2640.8118 | 0 | 0 | NA | 88.03%
| 5 | 7 | 2017-07-30 05:00 | 0 | 0 | 0 | 0 | 0 | 0 | 0 | 0 | 0 | 0 | 0 | 0 | 0 | 0 | 0 | 0 | 0 | 5046 | 6 | 6 | 2017-06-29 06:00 | WEEKDAY | 19.8324 | 2.05 | 0 | 0 | 0 | 0 | 2640.8118 | 0 | 0 | NA | 88.03%
| 6 | 7 | 2017-07-30 06:00 | 57.3316 | 57.7078 | 0 | 134.8736 | 59.9903 | 29.1454 | 94.793 | 252.8875 | 0 | 14.5727 | 134.1655 | 40.4811 | 33.8802 | 33.9178 | 57.3316 | 59.9903 | 57.3316 | 5047 | 7 | 6 | 2017-06-29 07:00 | WEEKDAY | 20.4142 | 2.05 | 101.818 | 0 | 0 | 0 | 2640.8118 | 0 | 0 | NA | 88.03%
| 7 | 7 | 2017-07-30 07:00 | 162.0697 | 161.4068 | 658.3696 | 370.8345 | 533.229 | 81.5186 | 609.467 | 1279.9748 | 0 | 40.7593 | 637.218 | 179.616 | 160.9136 | 67.2699 | 162.0697 | 533.229 | 162.0697 | 5048 | 8 | 6 | 2017-06-29 08:00 | WEEKDAY | 21.3689 | 2.05 | 633.319 | 614.3194 | 0 | 614.3194 | 2742.6298 | 0 | 0 | NA | 91.42%
| 8 | 7 | 2017-07-30 08:00 | 808.0186 | 323.3586 | 860.2788 | 886.2743 | 1002.021 | 163.3124 | 840.273 | 1621.979 | 801.5867 | 81.6562 | 846.4537 | 224.2297 | 213.7509 | 169.285 | 808.0186 | 1002.021 | 808.0186 | 5049 | 9 | 6 | 2017-06-29 09:00 | WEEKDAY | 20.1024 | 1.95 | 875.718 | 849.4465 | 0 | 849.4465 | 2742.6298 | 0 | 0 | NA | 91.42%
| 9 | 7 | 2017-07-30 09:00 | 220.6013 | 461.8257 | 959.6086 | 817.0624 | 1220.6043 | 233.2453 | 922.673 | 1810.7721 | 862.4066 | 116.6227 | 945.4376 | 242.5308 | 238.7469 | 238.2729 | 220.6013 | 1220.6043 | 220.6013 | 5050 | 10 | 6 | 2017-06-29 10:00 | WEEKDAY | 19.9299 | 1.95 | 962.856 | 933.9703 | 0 | 933.9703 | 2742.6298 | 0 | 0 | NA | 91.42%
| 10 | 7 | 2017-07-30 10:00 | 474.558 | 602.1484 | 971.7153 | 886.0381 | 1422.9535 | 304.1153 | 675.423 | 1825.5646 | 823.8744 | 152.0577 | 926.8649 | 243.4029 | 234.0568 | 302.1678 | 474.558 | 1422.9535 | 474.558 | 5051 | 11 | 6 | 2017-06-29 11:00 | WEEKDAY | 22.8581 | 1.95 | 702.195 | 681.1291 | 0 | 681.1291 | 2742.6298 | 0 | 0 | NA | 91.42%
| 11 | 7 | 2017-07-30 11:00 | 856.3364 | 700.459 | 984.1745 | 583.1204 | 1558.4929 | 353.7672 | 716.829 | 1856.8232 | 804.6295 | 176.8836 | 924.2582 | 241.9821 | 233.3985 | 357.9676 | 856.3364 | 1558.4929 | 856.3364 | 5052 | 12 | 6 | 2017-06-29 12:00 | WEEKDAY | 24.5672 | 1.95 | 745.599 | 723.231 | 0 | 723.231 | 2742.6298 | 0 | 0 | NA | 91.42%
| 12 | 7 | 2017-07-30 12:00 | 658.1453 | 744.7387 | 984.9507 | 486.0514 | 703.3388 | 376.1307 | 776.848 | 1791.7864 | 724.6899 | 188.0653 | 928.4615 | 246.6359 | 234.46 | 743.2768 | 658.1453 | 703.3388 | 658.1453 | 5053 | 13 | 6 | 2017-06-29 13:00 | WEEKDAY | 31.5732 | 1.95 | 808.683 | 784.4225 | 0 | 784.4225 | 2742.6298 | 0 | 0 | NA | 91.42%
| 13 | 7 | 2017-07-30 13:00 | 980.4697 | 719.4014 | 977.4804 | 947.2218 | 813.9707 | 363.334 | 677.794 | 1762.2 | 790.7188 | 181.667 | 930.2226 | 231.0783 | 234.9047 | 418.954 | 980.4697 | 813.9707 | 980.4697 | 5054 | 14 | 6 | 2017-06-29 14:00 | WEEKDAY | 35.8069 | 0 | 704.622 | 683.4833 | 0 | 683.4833 | 2742.6298 | 0 | 0 | NA | 91.42%
| 14 | 7 | 2017-07-30 14:00 | 942.0482 | 638.8769 | 987.9959 | 822.8807 | 1094.9671 | 322.6651 | 926.685 | 1802.55 | 989.5661 | 161.3326 | 922.1805 | 224.7463 | 232.8739 | 771.4666 | 942.0482 | 1094.9671 | 942.0482 | 5055 | 15 | 6 | 2017-06-29 15:00 | WEEKDAY | 40.9759 | 0 | 966.989 | 937.9793 | 52.0207 | 990 | 2742.6298 | 0 | 0 | NA | 91.42%
| 15 | 7 | 2017-07-30 15:00 | 908.0361 | 515.0559 | 945.7936 | 565.2185 | 480.8292 | 260.1293 | 926.685 | 1711.735 | 813.7757 | 130.0646 | 863.5314 | 223.063 | 218.0635 | 916.4677 | 908.0361 | 480.8292 | 908.0361 | 5056 | 16 | 6 | 2017-06-29 16:00 | WEEKDAY | 58.6122 | 0 | 967.004 | 937.9939 | 52.0061 | 990 | 2689.0003 | 0 | 0 | NA | 89.63%
| 16 | 7 | 2017-07-30 16:00 | 806.4113 | 377.8223 | 913.7488 | 226.0608 | 436.9634 | 190.8193 | 910.137 | 1759.9075 | 804.3851 | 95.4097 | 854.4582 | 219.9452 | 215.7723 | 806.7292 | 806.4113 | 436.9634 | 806.4113 | 5057 | 17 | 6 | 2017-06-29 17:00 | WEEKDAY | 76.3653 | 0 | 949.495 | 921.0101 | 68.9899 | 990 | 2635.3857 | 0 | 0 | NA | 87.85%
| 17 | 7 | 2017-07-30 17:00 | 524.3487 | 225.2723 | 822.4148 | 297.7054 | 288.1218 | 113.7739 | 835.173 | 1022.6881 | 740.1284 | 56.8869 | 726.6158 | 186.7132 | 183.4888 | 574.5834 | 524.3487 | 288.1218 | 524.3487 | 5058 | 18 | 6 | 2017-06-29 18:00 | WEEKDAY | 46.4065 | 0 | 870.245 | 844.1377 | 145.8623 | 990 | 2564.2621 | 0 | 0 | NA | 85.48%
| 18 | 7 | 2017-07-30 18:00 | 80.2233 | 125.5924 | 467.0094 | 100.3279 | 121.6052 | 63.4305 | 628.111 | 382.2448 | 0 | 31.7153 | 363.5299 | 110.0517 | 91.8005 | 243.356 | 80.2233 | 121.6052 | 80.2233 | 5059 | 19 | 6 | 2017-06-29 19:00 | WEEKDAY | 37.7637 | 0 | 652.717 | 633.1355 | 0 | 633.1355 | 2413.8886 | 0 | 0 | NA | 80.46%
| 19 | 7 | 2017-07-30 19:00 | 0 | 0 | 24.7671 | 0 | 9.0264 | 0 | 183.233 | 1.8094 | 0 | 0 | 0 | 9.087 | 0 | 0.076676 | 0 | 9.0264 | 0 | 5060 | 20 | 6 | 2017-06-29 20:00 | WEEKDAY | 33.4605 | 2.06 | 192.234 | 0 | 0 | 0 | 2413.8886 | 0 | 0 | NA | 80.46%
| 20 | 7 | 2017-07-30 20:00 | 0 | 0 | 0 | 0 | 0 | 0 | 0 | 0 | 0 | 0 | 0 | 0 | 0 | 0 | 0 | 0 | 0 | 5061 | 21 | 6 | 2017-06-29 21:00 | WEEKDAY | 32.7228 | 2.06 | 0 | 0 | 0 | 0 | 2606.1226 | 0 | 0 | NA | 86.87%
| 21 | 7 | 2017-07-30 21:00 | 0 | 0 | 0 | 0 | 0 | 0 | 0 | 0 | 0 | 0 | 0 | 0 | 0 | 0 | 0 | 0 | 0 | 5062 | 22 | 6 | 2017-06-29 22:00 | WEEKDAY | 28.8343 | 2.06 | 0 | 0 | 0 | 0 | 2606.1226 | 0 | 0 | NA | 86.87%
| 22 | 7 | 2017-07-30 22:00 | 0 | 0 | 0 | 0 | 0 | 0 | 0 | 0 | 0 | 0 | 0 | 0 | 0 | 0 | 0 | 0 | 0 | 5063 | 23 | 6 | 2017-06-29 23:00 | WEEKDAY | 23.8713 | 2.3 | 0 | 0 | 0 | 0 | 2606.1226 | 0 | 0 | NA | 86.87%
| 23 | 7 | 2017-07-30 23:00 | 0 | 0 | 0 | 0 | 0 | 0 | 0 | 0 | 0 | 0 | 0 | 0 | 0 | 0 | 0 | 0 | 0 | 5064 | 0 | 6 | 2017-06-30 | WEEKDAY | 23.5651 | 2.3 | 0 | 0 | 0 | 0 | 2606.1226 | 0 | 0 | NA | 86.87%
| 0 | 7 | 2017-07-31 | 0 | 0 | 0 | 0 | 0 | 0 | 0 | 0 | 0 | 0 | 0 | 0 | 0 | 0 | 0 | 0 | 0 | 5065 | 1 | 6 | 2017-06-30 01:00 | WEEKDAY | 24.2749 | 2.3 | 0 | 0 | 0 | 0 | 2606.1226 | 0 | 0 | NA | 86.87%
| 1 | 7 | 2017-07-31 01:00 | 0 | 0 | 0 | 0 | 0 | 0 | 0 | 0 | -100 | 0 | 0 | 0 | 0 | 0 | 0 | 0 | 0 | 5066 | 2 | 6 | 2017-06-30 02:00 | WEEKDAY | 23.8268 | 2.3 | 0 | 0 | 0 | 0 | 2606.1226 | 0 | 0 | NA | 86.87%
| 2 | 7 | 2017-07-31 02:00 | 0 | 0 | 0 | 0 | 0 | 0 | 0 | 0 | 0 | 0 | 0 | 0 | 0 | 0 | 0 | 0 | 0 | 5067 | 3 | 6 | 2017-06-30 03:00 | WEEKDAY | 23.76 | 2.3 | 0 | 0 | 0 | 0 | 2606.1226 | 0 | 0 | NA | 86.87%
| 3 | 7 | 2017-07-31 03:00 | 0 | 0 | 0 | 0 | 0 | 0 | 0 | 0 | 0 | 0 | 0 | 0 | 0 | 0 | 0 | 0 | 0 | 5068 | 4 | 6 | 2017-06-30 04:00 | WEEKDAY | 23.6041 | 2.3 | 0 | 0 | 0 | 0 | 2606.1226 | 0 | 0 | NA | 86.87%
| 4 | 7 | 2017-07-31 04:00 | 0 | 0 | 0 | 0 | 0 | 0 | 0 | 0 | 0 | 0 | 0 | 0 | 0 | 0 | 0 | 0 | 0 | 5069 | 5 | 6 | 2017-06-30 05:00 | WEEKDAY | 23.7906 | 2.3 | 0 | 0 | 0 | 0 | 2606.1226 | 0 | 0 | NA | 86.87%
| 5 | 7 | 2017-07-31 05:00 | 0 | 0 | 0 | 0 | 0 | 0 | 0 | 0 | 0 | 0 | 0 | 0 | 0 | 0 | 0 | 0 | 0 | 5070 | 6 | 6 | 2017-06-30 06:00 | WEEKDAY | 23.0975 | 2.05 | 0 | 0 | 0 | 0 | 2606.1226 | 0 | 0 | NA | 86.87%
| 6 | 7 | 2017-07-31 06:00 | 548.4661 | 74.908 | 0 | 128.706 | 41.1746 | 37.8323 | 89.7419 | 192.9205 | 0 | 18.9162 | 0 | 22.1221 | 0 | 228.9099 | 548.4661 | 41.1746 | 548.4661 | 5071 | 7 | 6 | 2017-06-30 07:00 | WEEKDAY | 22.9667 | 2.05 | 96.6558 | 0 | 0 | 0 | 2606.1226 | 0 | 0 | NA | 86.87%
| 7 | 7 | 2017-07-31 07:00 | 746.6832 | 143.0772 | 632.7614 | 358.1228 | 218.8981 | 72.2612 | 596.259 | 859.9184 | 542.5074 | 36.1306 | 283.9762 | 128.4076 | 71.7112 | 626.6289 | 746.6832 | 218.8981 | 746.6832 | 5072 | 8 | 6 | 2017-06-30 08:00 | WEEKDAY | 23.4037 | 2.05 | 619.446 | 600.8626 | 0 | 600.8626 | 2702.7784 | 0 | 0 | NA | 90.09%
| 8 | 7 | 2017-07-31 08:00 | 942.6965 | 619.8503 | 840.5708 | 857.1963 | 396.2766 | 313.0557 | 836.475 | 1583.5874 | 803.9884 | 156.5279 | 450.5216 | 192.5505 | 113.7681 | 846.4694 | 942.6965 | 396.2766 | 942.6965 | 5073 | 9 | 6 | 2017-06-30 09:00 | WEEKDAY | 23.5985 | 1.95 | 871.679 | 845.5286 | 0 | 845.5286 | 2702.7784 | 0 | 0 | NA | 90.09%
| 9 | 7 | 2017-07-31 09:00 | 953.5327 | 1507.394 | 955.145 | 869.0852 | 663.3781 | 761.3101 | 919.057 | 1718.665 | 864.9568 | 380.6551 | 542.0289 | 221.2338 | 136.876 | 972.1617 | 953.5327 | 663.3781 | 953.5327 | 5074 | 10 | 6 | 2017-06-30 10:00 | WEEKDAY | 23.2088 | 1.95 | 958.999 | 930.229 | 0 | 930.229 | 2702.7784 | 0 | 0 | NA | 90.09%
| 10 | 7 | 2017-07-31 10:00 | 956.397 | 1649.5981 | 961.6723 | 517.7616 | 1116.176 | 833.1304 | 936.896 | 1908.6743 | 822.1662 | 416.5652 | 598.9217 | 228.0731 | 151.2428 | 986.9165 | 956.397 | 1116.176 | 956.397 | 5075 | 11 | 6 | 2017-06-30 11:00 | WEEKDAY | 23.8936 | 1.95 | 977.873 | 948.5368 | 0 | 948.5368 | 2702.7784 | 0 | 0 | NA | 90.09%
| 11 | 7 | 2017-07-31 11:00 | 950.7189 | 970.1657 | 977.7901 | 924.8946 | 957.9431 | 489.9827 | 933.519 | 1784.6558 | 802.5489 | 244.9913 | 631.9265 | 223.4219 | 159.5774 | 981.7574 | 950.7189 | 957.9431 | 950.7189 | 5076 | 12 | 6 | 2017-06-30 12:00 | WEEKDAY | 24.6089 | 1.95 | 974.254 | 945.0264 | 0 | 945.0264 | 2702.7784 | 0 | 0 | NA | 90.09%
| 12 | 7 | 2017-07-31 12:00 | 894.7502 | 1719.9185 | 968.2904 | 872.0133 | 1637.8103 | 868.6457 | 921.832 | 1858.5487 | 789.7051 | 434.3228 | 639.6143 | 227.5028 | 161.5188 | 974.0296 | 894.7502 | 1637.8103 | 894.7502 | 5077 | 13 | 6 | 2017-06-30 13:00 | WEEKDAY | 29.8002 | 1.95 | 961.834 | 932.979 | 0 | 932.979 | 2702.7784 | 0 | 0 | NA | 90.09%
| 13 | 7 | 2017-07-31 13:00 | 972.0624 | 1740.2097 | 965.9462 | 951.9117 | 1455.081 | 878.8938 | 917.539 | 1831.9751 | 788.0348 | 439.4469 | 628.3729 | 229.3084 | 158.68 | 975.2684 | 972.0624 | 1455.081 | 972.0624 | 5078 | 14 | 6 | 2017-06-30 14:00 | WEEKDAY | 42.2118 | 0 | 957.27 | 928.5519 | 0 | 928.5519 | 2702.7784 | 0 | 0 | NA | 90.09%
| 14 | 7 | 2017-07-31 14:00 | 926.5676 | 1581.925 | 970.842 | 906.5903 | 865.654 | 798.952 | 923.467 | 1803.5702 | 990 | 399.476 | 626.3522 | 242.3299 | 158.1697 | 931.7504 | 926.5676 | 865.654 | 926.5676 | 5079 | 15 | 6 | 2017-06-30 15:00 | WEEKDAY | 39.8681 | 0 | 963.552 | 934.6454 | 55.3546 | 990 | 2702.7784 | 0 | 0 | NA | 90.09%
| 15 | 7 | 2017-07-31 15:00 | 892.7248 | 760.9592 | 945.9718 | 907.6591 | 767.6126 | 384.3228 | 924.339 | 1748.3386 | 990 | 192.1614 | 106.5254 | 221.9678 | 26.9004 | 888.2232 | 892.7248 | 767.6126 | 892.7248 | 5080 | 16 | 6 | 2017-06-30 16:00 | WEEKDAY | 40.01 | 0 | 964.489 | 935.5543 | 54.4457 | 990 | 2645.7118 | 0 | 0 | NA | 88.19%
| 16 | 7 | 2017-07-31 16:00 | 776.3323 | 1132.8862 | 902.9194 | 746.3057 | 786.9758 | 572.1648 | 882.34 | 1607.7828 | 990 | 286.0824 | 73.2739 | 188.7833 | 18.5035 | 885.2309 | 776.3323 | 786.9758 | 776.3323 | 5081 | 17 | 6 | 2017-06-30 17:00 | WEEKDAY | 35.8097 | 0 | 919.903 | 892.3059 | 97.6941 | 990 | 2589.5823 | 0 | 0 | NA | 86.32%
| 17 | 7 | 2017-07-31 17:00 | 552.0252 | 1038.0299 | 762.2207 | 508.5798 | 933.5365 | 524.2575 | 812.872 | 1085.5682 | 990 | 262.1288 | 174.5719 | 153.1319 | 44.0838 | 758.3428 | 552.0252 | 933.5365 | 552.0252 | 5082 | 18 | 6 | 2017-06-30 18:00 | WEEKDAY | 36.1577 | 0 | 846.578 | 821.1807 | 168.8193 | 990 | 2488.8667 | 0 | 0 | NA | 82.96%
| 18 | 7 | 2017-07-31 18:00 | 62.0338 | 358.038 | 434.9348 | 123.6273 | 552.96 | 180.8273 | 613.419 | 381.2929 | 0 | 90.4136 | 337.6213 | 83.6116 | 85.2579 | 319.5272 | 62.0338 | 552.96 | 62.0338 | 5083 | 19 | 6 | 2017-06-30 19:00 | WEEKDAY | 41.5437 | 0 | 637.363 | 0 | 0 | 0 | 2314.8262 | 0 | 0 | NA | 77.16%
| 19 | 7 | 2017-07-31 19:00 | 0 | 0 | 16.101 | 0 | 17.7138 | 0 | 166.076 | 0 | 0 | 0 | 6.4142 | 4.8745 | 1.6197 | 3.9688 | 0 | 17.7138 | 0 | 5084 | 20 | 6 | 2017-06-30 20:00 | WEEKDAY | 35.8403 | 2.06 | 174.657 | 169.4173 | 0 | 169.4173 | 2952.1892 | 0 | 0 | NA | 98.41%
| 20 | 7 | 2017-07-31 20:00 | 0 | 0 | 0 | 0 | 0 | 0 | 0 | 0 | 0 | 0 | 0 | 0 | 0 | 0 | 0 | 0 | 0 | 5085 | 21 | 6 | 2017-06-30 21:00 | WEEKDAY | 25.9367 | 2.06 | 0 | 0 | 0 | 0 | 2952.1892 | 0 | 0 | NA | 98.41%
| 21 | 7 | 2017-07-31 21:00 | 0 | 0 | 0 | 0 | 0 | 0 | 0 | 0 | 0 | 0 | 0 | 0 | 0 | 0 | 0 | 0 | 0 | 5086 | 22 | 6 | 2017-06-30 22:00 | WEEKDAY | 26.5518 | 2.06 | 0 | 0 | 0 | 0 | 2952.1892 | 0 | 0 | NA | 98.41%
| 22 | 7 | 2017-07-31 22:00 | 0 | 0 | 0 | 0 | 0 | 0 | 0 | 0 | 0 | 0 | 0 | 0 | 0 | 0 | 0 | 0 | 0 | 5087 | 23 | 6 | 2017-06-30 23:00 | WEEKDAY | 25.0515 | 2.3 | 0 | 0 | 0 | 0 | 2952.1892 | 0 | 0 | NA | 98.41%
| 23 | 7 | 2017-07-31 23:00 | 0 | 0 | 0 | 0 | 0 | 0 | 0 | 0 | 0 | 0 | 0 | 0 | 0 | 0 | 0 | 0 | 0 | 5088 | 0 | 7 | 2017-07-01 | WEEKEND | 25.1294 | 2.3 | 0 | 0 | 0 | 0 | 2952.1892 | 0 | 0 | NA | 98.41%
| 0 | 8 | 2017-08-01 | 0 | 0 | 0 | 0 | 0 | 0 | 0 | 0 | 0 | 0 | 0 | 0 | 0 | 0 | 0 | 0 | 0 | 5089 | 1 | 7 | 2017-07-01 01:00 | WEEKEND | 23.8936 | 2.3 | 0 | 0 | 0 | 0 | 2952.1892 | 0 | 0 | NA | 98.41%
| 1 | 8 | 2017-08-01 01:00 | 0 | 0 | 0 | 0 | 0 | 0 | 0 | 0 | -500 | 0 | 0 | 0 | 0 | 0 | 0 | 0 | 0 | 5090 | 2 | 7 | 2017-07-01 02:00 | WEEKEND | 23.3591 | 2.3 | 0 | 0 | -40 | -40 | 2952.1892 | 0 | 0 | NA | 98.41%
| 2 | 8 | 2017-08-01 02:00 | 0 | 0 | 0 | 0 | 0 | 0 | 0 | 0 | 0 | 0 | 0 | 0 | 0 | 0 | 0 | 0 | 0 | 5091 | 3 | 7 | 2017-07-01 03:00 | WEEKEND | 21.4357 | 2.3 | 0 | 0 | 0 | 0 | 2990.9892 | 0 | 0 | NA | 99.7%
| 3 | 8 | 2017-08-01 03:00 | 0 | 0 | 0 | 0 | 0 | 0 | 0 | 0 | 0 | 0 | 0 | 0 | 0 | 0 | 0 | 0 | 0 | 5092 | 4 | 7 | 2017-07-01 04:00 | WEEKEND | 20.8846 | 2.3 | 0 | 0 | 0 | 0 | 2990.9892 | 0 | 0 | NA | 99.7%
| 4 | 8 | 2017-08-01 04:00 | 0 | 0 | 0 | 0 | 0 | 0 | 0 | 0 | 0 | 0 | 0 | 0 | 0 | 0 | 0 | 0 | 0 | 5093 | 5 | 7 | 2017-07-01 05:00 | WEEKEND | 20.8234 | 2.3 | 0 | 0 | 0 | 0 | 2990.9892 | 0 | 0 | NA | 99.7%
| 5 | 8 | 2017-08-01 05:00 | 0 | 0 | 0 | 0 | 0 | 0 | 0 | 0 | 0 | 0 | 0 | 0 | 0 | 0 | 0 | 0 | 0 | 5094 | 6 | 7 | 2017-07-01 06:00 | WEEKEND | 20.7426 | 2.3 | 0 | 0 | 0 | 0 | 2990.9892 | 0 | 0 | NA | 99.7%
| 6 | 8 | 2017-08-01 06:00 | 552.5033 | 74.1012 | 110.8238 | 155.1671 | 218.0067 | 37.4248 | 79.8292 | 236.2016 | 0 | 18.7124 | 6.6 | 11.6287 | 1.6667 | 227.766 | 552.5033 | 218.0067 | 552.5033 | 5095 | 7 | 7 | 2017-07-01 07:00 | WEEKEND | 20.5784 | 2.3 | 86.5245 | 83.9288 | 0 | 83.9288 | 2990.9892 | 0 | 0 | NA | 99.7%
| 7 | 8 | 2017-08-01 07:00 | 836.3008 | 563.1976 | 664.0862 | 608.3659 | 1162.666 | 284.4432 | 582.381 | 1221.0509 | 552.2792 | 142.2216 | 49.7974 | 33.4661 | 12.5751 | 722.6812 | 836.3008 | 1162.666 | 836.3008 | 5096 | 8 | 7 | 2017-07-01 08:00 | WEEKEND | 20.7204 | 2.3 | 605.005 | 586.8548 | 0 | 586.8548 | 2990.9892 | 0 | 0 | NA | 99.7%
| 8 | 8 | 2017-08-01 08:00 | 941.7653 | 1224.8525 | 878.9794 | 793.223 | 1301.9257 | 618.6124 | 815.987 | 1568.7545 | 831.4326 | 309.3062 | 94.5222 | 34.4336 | 23.8693 | 883.7846 | 941.7653 | 1301.9257 | 941.7653 | 5097 | 9 | 7 | 2017-07-01 09:00 | WEEKEND | 21.4274 | 2.3 | 850.048 | 824.5466 | 0 | 824.5466 | 2990.9892 | 0 | 0 | NA | 99.7%
| 9 | 8 | 2017-08-01 09:00 | 990.0001 | 773.1839 | 959.3881 | 872.7021 | 1741.4331 | 390.4969 | 899.533 | 1611.4531 | 905.1138 | 195.2485 | 206.4996 | 42.8888 | 52.1464 | 942.7122 | 990.0001 | 1741.4331 | 990.0001 | 5098 | 10 | 7 | 2017-07-01 10:00 | WEEKEND | 22.5519 | 2.3 | 938.306 | 910.1568 | 0 | 910.1568 | 2990.9892 | 0 | 0 | NA | 99.7%
| 10 | 8 | 2017-08-01 10:00 | 979.4352 | 1851.2479 | 976.282 | 922.2451 | 1140.5463 | 934.9737 | 922.298 | 1768.6461 | 891.5755 | 467.4868 | 199.6232 | 62.6544 | 50.4099 | 959.6728 | 979.4352 | 1140.5463 | 979.4352 | 5099 | 11 | 7 | 2017-07-01 11:00 | WEEKEND | 23.5039 | 2.3 | 962.415 | 933.5425 | 0 | 933.5425 | 2990.9892 | 0 | 0 | NA | 99.7%
| 11 | 8 | 2017-08-01 11:00 | 910.6427 | 1856.9134 | 973.59 | 879.9357 | 1526.6992 | 937.8351 | 898.961 | 1831.8877 | 870.6322 | 468.9175 | 245.855 | 67.0769 | 62.0846 | 966.0246 | 910.6427 | 1526.6992 | 910.6427 | 5100 | 12 | 7 | 2017-07-01 12:00 | WEEKEND | 23.2673 | 2.3 | 937.548 | 909.4216 | 0 | 909.4216 | 2990.9892 | 0 | 0 | NA | 99.7%
| 12 | 8 | 2017-08-01 12:00 | 928.4275 | 1872.5658 | 860.1195 | 907.4922 | 1784.7966 | 945.7403 | 890.076 | 1932.955 | 859.3278 | 472.8702 | 404.31 | 149.3811 | 102.0985 | 876.8509 | 928.4275 | 1784.7966 | 928.4275 | 5101 | 13 | 7 | 2017-07-01 13:00 | WEEKEND | 23.8685 | 2.3 | 928.135 | 900.2909 | 0 | 900.2909 | 2990.9892 | 0 | 0 | NA | 99.7%
| 13 | 8 | 2017-08-01 13:00 | 960.712 | 1859.4955 | 968.3413 | 890.0309 | 1790.9763 | 939.1391 | 887.56 | 1850.2018 | 818.4035 | 469.5696 | 736.1323 | 122.8142 | 185.892 | 727.2404 | 960.712 | 1790.9763 | 960.712 | 5102 | 14 | 7 | 2017-07-01 14:00 | WEEKEND | 24.1051 | 2.3 | 925.46 | 897.6962 | 0 | 897.6962 | 2990.9892 | 0 | 0 | NA | 99.7%
| 14 | 8 | 2017-08-01 14:00 | 954.3999 | 1853.8715 | 972.8511 | 900.2503 | 1467.919 | 936.2988 | 889.912 | 1895.8387 | 990 | 468.1494 | 586.4605 | 165.5761 | 148.0961 | 893.3482 | 954.3999 | 1467.919 | 954.3999 | 5103 | 15 | 7 | 2017-07-01 15:00 | WEEKEND | 24.325 | 2.3 | 927.93 | 900.0921 | 0 | 900.0921 | 2990.9892 | 0 | 0 | NA | 99.7%
| 15 | 8 | 2017-08-01 15:00 | 887.1871 | 1817.5003 | 957.8479 | 711.5176 | 1406.061 | 917.9294 | 889.53 | 1632.3741 | 990 | 458.9647 | 953.0551 | 85.3564 | 240.6705 | 947.6378 | 887.1871 | 1406.061 | 887.1871 | 5104 | 16 | 7 | 2017-07-01 16:00 | WEEKEND | 24.4308 | 2.3 | 927.525 | 899.6993 | 0 | 899.6993 | 2990.9892 | 0 | 0 | NA | 99.7%
| 16 | 8 | 2017-08-01 16:00 | 817.5836 | 1719.3469 | 945.0974 | 754.224 | 923.6165 | 868.357 | 623.123 | 1674.3436 | 990 | 434.1785 | 873.5395 | 95.8135 | 220.5908 | 797.3862 | 817.5836 | 923.6165 | 817.5836 | 5105 | 17 | 7 | 2017-07-01 17:00 | WEEKEND | 24.6785 | 2.3 | 647.427 | 628.0042 | 0 | 628.0042 | 2990.9892 | 0 | 0 | NA | 99.7%
| 17 | 8 | 2017-08-01 17:00 | 526.0474 | 1400.3475 | 821.1052 | 709.8666 | 697.2527 | 707.2462 | 817.797 | 1315.3519 | 990 | 353.6231 | 734.0439 | 18.2687 | 185.3646 | 746.3717 | 526.0474 | 697.2527 | 526.0474 | 5106 | 18 | 7 | 2017-07-01 18:00 | WEEKEND | 25.714 | 2.3 | 851.884 | 826.3275 | 0 | 826.3275 | 2990.9892 | 0 | 0 | NA | 99.7%
| 18 | 8 | 2017-08-01 18:00 | 62.5143 | 616.1621 | 513.3104 | 269.8002 | 271.4438 | 311.193 | 610.044 | 477.5228 | 0 | 155.5965 | 286.8468 | 17.5998 | 72.4361 | 315.7879 | 62.5143 | 271.4438 | 62.5143 | 5107 | 19 | 7 | 2017-07-01 19:00 | WEEKEND | 28.9206 | 2.3 | 633.806 | 614.7918 | 0 | 614.7918 | 2990.9892 | 0 | 0 | NA | 99.7%
| 19 | 8 | 2017-08-01 19:00 | 0 | 0 | 47.558 | 0 | 24.09 | 0 | 161.788 | 0 | 0 | 0 | 11.6954 | 1.0964 | 2.9534 | 4.055 | 0 | 24.09 | 0 | 5108 | 20 | 7 | 2017-07-01 20:00 | WEEKEND | 26.1844 | 2.3 | 170.247 | 165.1396 | 0 | 165.1396 | 2990.9892 | 0 | 0 | NA | 99.7%
| 20 | 8 | 2017-08-01 20:00 | 0 | 0 | 0 | 0 | 0 | 0 | 0 | 0 | 0 | 0 | 0 | 0 | 0 | 0 | 0 | 0 | 0 | 5109 | 21 | 7 | 2017-07-01 21:00 | WEEKEND | 24.0578 | 2.3 | 0 | 0 | 0 | 0 | 2990.9892 | 0 | 0 | NA | 99.7%
| 21 | 8 | 2017-08-01 21:00 | 0 | 0 | 0 | 0 | 0 | 0 | 0 | 0 | 0 | 0 | 0 | 0 | 0 | 0 | 0 | 0 | 0 | 5110 | 22 | 7 | 2017-07-01 22:00 | WEEKEND | 23.7266 | 2.3 | 0 | 0 | 0 | 0 | 2990.9892 | 0 | 0 | NA | 99.7%
| 22 | 8 | 2017-08-01 22:00 | 0 | 0 | 0 | 0 | 0 | 0 | 0 | 0 | 0 | 0 | 0 | 0 | 0 | 0 | 0 | 0 | 0 | 5111 | 23 | 7 | 2017-07-01 23:00 | WEEKEND | 23.0724 | 2.3 | 0 | 0 | 0 | 0 | 2990.9892 | 0 | 0 | NA | 99.7%
| 23 | 8 | 2017-08-01 23:00 | 0 | 0 | 0 | 0 | 0 | 0 | 0 | 0 | 0 | 0 | 0 | 0 | 0 | 0 | 0 | 0 | 0 | 5112 | 0 | 7 | 2017-07-02 | WEEKEND | 22.8971 | 2.3 | 0 | 0 | 0 | 0 | 2990.9892 | 0 | 0 | NA | 99.7%
| 0 | 8 | 2017-08-02 | 0 | 0 | 0 | 0 | 0 | 0 | 0 | 0 | -700 | 0 | 0 | 0 | 0 | 0 | 0 | 0 | 0 | 5113 | 1 | 7 | 2017-07-02 01:00 | WEEKEND | 22.5074 | 2.3 | 0 | 0 | 0 | 0 | 2990.9892 | 0 | 0 | NA | 99.7%
| 1 | 8 | 2017-08-02 01:00 | 0 | 0 | 0 | 0 | 0 | 0 | 0 | 0 | 0 | 0 | 0 | 0 | 0 | 0 | 0 | 0 | 0 | 5114 | 2 | 7 | 2017-07-02 02:00 | WEEKEND | 22.2262 | 2.3 | 0 | 0 | 0 | 0 | 2990.9892 | 0 | 0 | NA | 99.7%
| 2 | 8 | 2017-08-02 02:00 | 0 | 0 | 0 | 0 | 0 | 0 | 0 | 0 | -80 | 0 | 0 | 0 | 0 | 0 | 0 | 0 | 0 | 5115 | 3 | 7 | 2017-07-02 03:00 | WEEKEND | 22.0815 | 2.3 | 0 | 0 | 0 | 0 | 2990.9892 | 0 | 0 | NA | 99.7%
| 3 | 8 | 2017-08-02 03:00 | 0 | 0 | 0 | 0 | 0 | 0 | 0 | 0 | 0 | 0 | 0 | 0 | 0 | 0 | 0 | 0 | 0 | 5116 | 4 | 7 | 2017-07-02 04:00 | WEEKEND | 21.0822 | 2.3 | 0 | 0 | 0 | 0 | 2990.9892 | 0 | 0 | NA | 99.7%
| 4 | 8 | 2017-08-02 04:00 | 0 | 0 | 0 | 0 | 0 | 0 | 0 | 0 | 0 | 0 | 0 | 0 | 0 | 0 | 0 | 0 | 0 | 5117 | 5 | 7 | 2017-07-02 05:00 | WEEKEND | 20.6619 | 2.3 | 0 | 0 | 0 | 0 | 2990.9892 | 0 | 0 | NA | 99.7%
| 5 | 8 | 2017-08-02 05:00 | 0 | 0 | 0 | 0 | 0 | 0 | 0 | 0 | 0 | 0 | 0 | 0 | 0 | 0 | 0 | 0 | 0 | 5118 | 6 | 7 | 2017-07-02 06:00 | WEEKEND | 21.6389 | 2.3 | 0 | 0 | 0 | 0 | 2990.9892 | 0 | 0 | NA | 99.7%
| 6 | 8 | 2017-08-02 06:00 | 611.5576 | 76.7461 | 91.8999 | 155.2171 | 133.4358 | 38.7607 | 68.5166 | 201.162 | 0 | 19.3803 | 29.3151 | 4.0633 | 7.4028 | 218.6934 | 611.5576 | 133.4358 | 611.5576 | 5119 | 7 | 7 | 2017-07-02 07:00 | WEEKEND | 22.2374 | 2.3 | 74.9788 | 72.7294 | 0 | 72.7294 | 2990.9892 | 0 | 0 | NA | 99.7%
| 7 | 8 | 2017-08-02 07:00 | 866.0786 | 236.0473 | 615.3419 | 587.1587 | 546.4114 | 119.2158 | 412.682 | 963.1399 | 210.7897 | 59.6079 | 138.1136 | 25.1198 | 34.8772 | 722.6989 | 866.0786 | 546.4114 | 866.0786 | 5120 | 8 | 7 | 2017-07-02 08:00 | WEEKEND | 23.3842 | 2.3 | 428.612 | 415.7536 | 0 | 415.7536 | 2990.9892 | 0 | 0 | NA | 99.7%
| 8 | 8 | 2017-08-02 08:00 | 946.8104 | 445.1003 | 851.5306 | 708.7255 | 468.958 | 224.7981 | 819.136 | 338.076 | 358.1124 | 112.3991 | 132.2986 | 79.2468 | 33.4087 | 837.2576 | 946.8104 | 468.958 | 946.8104 | 5121 | 9 | 7 | 2017-07-02 09:00 | WEEKEND | 23.913 | 2.3 | 853.398 | 827.7961 | 0 | 827.7961 | 2990.9892 | 0 | 0 | NA | 99.7%
| 9 | 8 | 2017-08-02 09:00 | 941.4193 | 747.3967 | 931.0939 | 822.5158 | 838.3876 | 377.4731 | 901.657 | 750.0434 | 164.5731 | 188.7365 | 233.2724 | 66.0599 | 58.9072 | 705.0179 | 941.4193 | 838.3876 | 941.4193 | 5122 | 10 | 7 | 2017-07-02 10:00 | WEEKEND | 24.1051 | 2.3 | 940.571 | 912.3539 | 0 | 912.3539 | 2990.9892 | 0 | 0 | NA | 99.7%
| 10 | 8 | 2017-08-02 10:00 | 948.2961 | 1503.2344 | 951.3297 | 869.2636 | 1181.6092 | 759.2093 | 922.36 | 797.7264 | 913.2327 | 379.6047 | 654.277 | 89.6577 | 165.2215 | 377.6423 | 948.2961 | 1181.6092 | 948.2961 | 5123 | 11 | 7 | 2017-07-02 11:00 | WEEKEND | 23.8323 | 2.3 | 962.483 | 933.6085 | 0 | 933.6085 | 2990.9892 | 0 | 0 | NA | 99.7%
| 11 | 8 | 2017-08-02 11:00 | 946.5928 | 1404.5527 | 911.8182 | 838.4151 | 1815.2693 | 709.3701 | 922.254 | 951.4952 | 892.2952 | 354.685 | 854.1086 | 235.4142 | 215.684 | 842.7751 | 946.5928 | 1815.2693 | 946.5928 | 5124 | 12 | 7 | 2017-07-02 12:00 | WEEKEND | 24.1385 | 2.3 | 962.359 | 933.4882 | 0 | 933.4882 | 2990.9892 | 0 | 0 | NA | 99.7%
| 12 | 8 | 2017-08-02 12:00 | 958.3745 | 1676.0345 | 955.0722 | 905.5779 | 1439.1213 | 846.4821 | 914.871 | 932.8904 | 472.5016 | 423.241 | 927.4143 | 206.6393 | 234.1955 | 967.9677 | 958.3745 | 1439.1213 | 958.3745 | 5125 | 13 | 7 | 2017-07-02 13:00 | WEEKEND | 24.3055 | 2.3 | 954.537 | 925.9009 | 0 | 925.9009 | 2990.9892 | 0 | 0 | NA | 99.7%
| 13 | 8 | 2017-08-02 13:00 | 946.4797 | 1868.8735 | 873.7833 | 908.3251 | 1173.8939 | 943.8755 | 913.564 | 682.9873 | 169.3504 | 471.9377 | 712.4892 | 146.9969 | 179.9215 | 970.5123 | 946.4797 | 1173.8939 | 946.4797 | 5126 | 14 | 7 | 2017-07-02 14:00 | WEEKEND | 24.8066 | 2.3 | 953.157 | 924.5623 | 0 | 924.5623 | 2990.9892 | 0 | 0 | NA | 99.7%
| 14 | 8 | 2017-08-02 14:00 | 940.7946 | 1780.0975 | 956.46 | 924.8863 | 1680.0461 | 899.0391 | 920.932 | 470.2912 | 850 | 449.5196 | 861.1564 | 225.6319 | 217.4637 | 962.0237 | 940.7946 | 1680.0461 | 940.7946 | 5127 | 15 | 7 | 2017-07-02 15:00 | WEEKEND | 26.8914 | 2.3 | 960.976 | 932.1467 | 0 | 932.1467 | 2990.9892 | 0 | 0 | NA | 99.7%
| 15 | 8 | 2017-08-02 15:00 | 901.7379 | 1723.4854 | 950.2018 | 888.8724 | 272.891 | 870.4472 | 923.019 | 1178.4594 | 850 | 435.2236 | 828.7477 | 211.7574 | 209.2797 | 964.1251 | 901.7379 | 272.891 | 901.7379 | 5128 | 16 | 7 | 2017-07-02 16:00 | WEEKEND | 30.6714 | 2.3 | 963.204 | 934.3079 | 0 | 934.3079 | 2990.9892 | 0 | 0 | NA | 99.7%
| 16 | 8 | 2017-08-02 16:00 | 795.4764 | 1695.5061 | 936.2333 | 838.9287 | 315.6179 | 856.3162 | 739.419 | 378.8794 | 850 | 428.1581 | 834.3012 | 159.1363 | 210.6821 | 905.0978 | 795.4764 | 315.6179 | 795.4764 | 5129 | 17 | 7 | 2017-07-02 17:00 | WEEKEND | 32.9789 | 2.3 | 769.376 | 746.2947 | 0 | 746.2947 | 2990.9892 | 0 | 0 | NA | 99.7%
| 17 | 8 | 2017-08-02 17:00 | 465.5777 | 1347.1595 | 799.2599 | 673.0056 | 134.7341 | 680.3836 | 832.736 | 399.9222 | 850 | 340.1918 | 704.6345 | 166.8858 | 177.938 | 745.2752 | 465.5777 | 134.7341 | 465.5777 | 5130 | 18 | 7 | 2017-07-02 18:00 | WEEKEND | 33.1097 | 2.3 | 867.756 | 841.7233 | 0 | 841.7233 | 2990.9892 | 0 | 0 | NA | 99.7%
| 18 | 8 | 2017-08-02 18:00 | 45.5979 | 573.8023 | 456.6096 | 255.9639 | 54.5357 | 289.7992 | 612.12 | 144.7324 | 0 | 144.8996 | 230.0712 | 50.2843 | 58.0988 | 300.7291 | 45.5979 | 54.5357 | 45.5979 | 5131 | 19 | 7 | 2017-07-02 19:00 | WEEKEND | 31.9128 | 2.3 | 636.006 | 616.9258 | 0 | 616.9258 | 2990.9892 | 0 | 0 | NA | 99.7%
| 19 | 8 | 2017-08-02 19:00 | 0 | 0 | 35.6509 | 0 | 3.7231 | 0 | 157.968 | 0 | 0 | 0 | 12.661 | 4.319 | 3.1972 | 1.3813 | 0 | 3.7231 | 0 | 5132 | 20 | 7 | 2017-07-02 20:00 | WEEKEND | 31.7848 | 2.3 | 166.344 | 161.3537 | 0 | 161.3537 | 2990.9892 | 0 | 0 | NA | 99.7%
| 20 | 8 | 2017-08-02 20:00 | 0 | 0 | 0 | 0 | 0 | 0 | 0 | 0 | 0 | 0 | 0 | 0 | 0 | 0 | 0 | 0 | 0 | 5133 | 21 | 7 | 2017-07-02 21:00 | WEEKEND | 33.1738 | 2.3 | 0 | 0 | 0 | 0 | 2990.9892 | 0 | 0 | NA | 99.7%
| 21 | 8 | 2017-08-02 21:00 | 0 | 0 | 0 | 0 | 0 | 0 | 0 | 0 | 0 | 0 | 0 | 0 | 0 | 0 | 0 | 0 | 0 | 5134 | 22 | 7 | 2017-07-02 22:00 | WEEKEND | 35.5481 | 2.3 | 0 | 0 | 0 | 0 | 2990.9892 | 0 | 0 | NA | 99.7%
| 22 | 8 | 2017-08-02 22:00 | 0 | 0 | 0 | 0 | 0 | 0 | 0 | 0 | 0 | 0 | 0 | 0 | 0 | 0 | 0 | 0 | 0 | 5135 | 23 | 7 | 2017-07-02 23:00 | WEEKEND | 27.5483 | 2.3 | 0 | 0 | 0 | 0 | 2990.9892 | 0 | 0 | NA | 99.7%
| 23 | 8 | 2017-08-02 23:00 | 0 | 0 | 0 | 0 | 0 | 0 | 0 | 0 | 0 | 0 | 0 | 0 | 0 | 0 | 0 | 0 | 0 | 5136 | 0 | 7 | 2017-07-03 | WEEKDAY | 26.0814 | 2.3 | 0 | 0 | 0 | 0 | 2990.9892 | 0 | 0 | NA | 99.7%
| 0 | 8 | 2017-08-03 | 0 | 0 | 0 | 0 | 0 | 0 | 0 | 0 | 0 | 0 | 0 | 0 | 0 | 0 | 0 | 0 | 0 | 5137 | 1 | 7 | 2017-07-03 01:00 | WEEKDAY | 22.5937 | 2.3 | 0 | 0 | 0 | 0 | 2990.9892 | 0 | 0 | NA | 99.7%
| 1 | 8 | 2017-08-03 01:00 | 0 | 0 | 0 | 0 | 0 | 0 | 0 | 0 | -970 | 0 | 0 | 0 | 0 | 0 | 0 | 0 | 0 | 5138 | 2 | 7 | 2017-07-03 02:00 | WEEKDAY | 21.7085 | 2.3 | 0 | 0 | 0 | 0 | 2990.9892 | 0 | 0 | NA | 99.7%
| 2 | 8 | 2017-08-03 02:00 | 0 | 0 | 0 | 0 | 0 | 0 | 0 | 0 | -970 | 0 | 0 | 0 | 0 | 0 | 0 | 0 | 0 | 5139 | 3 | 7 | 2017-07-03 03:00 | WEEKDAY | 21.0961 | 2.3 | 0 | 0 | 0 | 0 | 2990.9892 | 0 | 0 | NA | 99.7%
| 3 | 8 | 2017-08-03 03:00 | 0 | 0 | 0 | 0 | 0 | 0 | 0 | 0 | -900 | 0 | 0 | 0 | 0 | 0 | 0 | 0 | 0 | 5140 | 4 | 7 | 2017-07-03 04:00 | WEEKDAY | 21.4775 | 2.3 | 0 | 0 | 0 | 0 | 2990.9892 | 0 | 0 | NA | 99.7%
| 4 | 8 | 2017-08-03 04:00 | 0 | 0 | 0 | 0 | 0 | 0 | 0 | 0 | 0 | 0 | 0 | 0 | 0 | 0 | 0 | 0 | 0 | 5141 | 5 | 7 | 2017-07-03 05:00 | WEEKDAY | 22.0537 | 2.3 | 0 | 0 | 0 | 0 | 2990.9892 | 0 | 0 | NA | 99.7%
| 5 | 8 | 2017-08-03 05:00 | 0 | 0 | 0 | 0 | 0 | 0 | 0 | 0 | 0 | 0 | 0 | 0 | 0 | 0 | 0 | 0 | 0 | 5142 | 6 | 7 | 2017-07-03 06:00 | WEEKDAY | 22.3153 | 2.05 | 0 | 0 | 0 | 0 | 2990.9892 | 0 | 0 | NA | 99.7%
| 6 | 8 | 2017-08-03 06:00 | 486.2235 | 0 | 104.6954 | 112.3486 | 33.185 | 0 | 15.6954 | 165.7191 | 0 | 0 | 60.6069 | 7.7401 | 15.3048 | 199.0813 | 486.2235 | 33.185 | 486.2235 | 5143 | 7 | 7 | 2017-07-03 07:00 | WEEKDAY | 22.8052 | 2.05 | 21.1203 | 20.4867 | 0 | 20.4867 | 2990.9892 | 0 | 0 | NA | 99.7%
| 7 | 8 | 2017-08-03 07:00 | 810.8768 | 136.9112 | 619.3817 | 401.7095 | 175.3958 | 69.147 | 402.876 | 683.8638 | 87.4048 | 34.5735 | 136.1183 | 44.1722 | 34.3733 | 701.8973 | 810.8768 | 175.3958 | 810.8768 | 5144 | 8 | 7 | 2017-07-03 08:00 | WEEKDAY | 22.9193 | 2.05 | 418.461 | 405.9072 | 0 | 405.9072 | 2990.9892 | 0 | 0 | NA | 99.7%
| 8 | 8 | 2017-08-03 08:00 | 956.798 | 249.8227 | 855.1994 | 755.1769 | 411.2462 | 126.1731 | 826.443 | 1344.6858 | 13.44 | 63.0866 | 258.851 | 84.4314 | 65.3664 | 875.4641 | 956.798 | 411.2462 | 956.798 | 5145 | 9 | 7 | 2017-07-03 09:00 | WEEKDAY | 23.4148 | 1.95 | 861.127 | 835.2932 | 0 | 835.2932 | 2990.9892 | 0 | 0 | NA | 99.7%
| 9 | 8 | 2017-08-03 09:00 | 978.2214 | 277.1944 | 944.8421 | 888.0583 | 688.3153 | 139.9972 | 893.971 | 1714.7748 | 93.432 | 69.9986 | 590.15 | 193.6074 | 149.0278 | 870.2383 | 978.2214 | 688.3153 | 978.2214 | 5146 | 10 | 7 | 2017-07-03 10:00 | WEEKDAY | 23.4593 | 1.95 | 932.374 | 904.4028 | 0 | 904.4028 | 2990.9892 | 0 | 0 | NA | 99.7%
| 10 | 8 | 2017-08-03 10:00 | 958.5528 | 496.3126 | 922.0126 | 909.6105 | 817.4072 | 250.6629 | 909.18 | 1792.6543 | 42.1814 | 125.3315 | 983.101 | 188.6539 | 248.2578 | 420.8901 | 958.5528 | 817.4072 | 958.5528 | 5147 | 11 | 7 | 2017-07-03 11:00 | WEEKDAY | 24.4085 | 1.95 | 948.43 | 919.9771 | 0 | 919.9771 | 2990.9892 | 0 | 0 | NA | 99.7%
| 11 | 8 | 2017-08-03 11:00 | 949.8778 | 1543.3044 | 918.6292 | 906.5426 | 1042.1155 | 779.4467 | 904.975 | 1838.7957 | 110.2638 | 389.7233 | 967.7705 | 247.5952 | 244.3865 | 967.834 | 949.8778 | 1042.1155 | 949.8778 | 5148 | 12 | 7 | 2017-07-03 12:00 | WEEKDAY | 25.1461 | 1.95 | 943.942 | 915.6237 | 0 | 915.6237 | 2990.9892 | 0 | 0 | NA | 99.7%
| 12 | 8 | 2017-08-03 12:00 | 936.6474 | 1338.0147 | 956.2584 | 894.1697 | 1662.2531 | 675.765 | 892.587 | 1845.3985 | 81.0316 | 337.8825 | 948.1172 | 235.3571 | 239.4235 | 781.3256 | 936.6474 | 1662.2531 | 936.6474 | 5149 | 13 | 7 | 2017-07-03 13:00 | WEEKDAY | 31.8739 | 1.95 | 930.802 | 902.8779 | 0 | 902.8779 | 2990.9892 | 0 | 0 | NA | 99.7%
| 13 | 8 | 2017-08-03 13:00 | 952.7997 | 1597.2687 | 899.1688 | 824.0365 | 1628.5042 | 806.7014 | 888.573 | 1778.3317 | 98.5675 | 403.3507 | 864.8647 | 190.8629 | 218.4002 | 962.2617 | 952.7997 | 1628.5042 | 952.7997 | 5150 | 14 | 7 | 2017-07-03 14:00 | WEEKDAY | 33.299 | 0 | 926.54 | 898.7438 | 0 | 898.7438 | 2990.9892 | 0 | 0 | NA | 99.7%
| 14 | 8 | 2017-08-03 14:00 | 902.0618 | 1733.2757 | 981.8145 | 865.9197 | 1377.4272 | 875.3918 | 894.843 | 1679.0985 | 850 | 437.6959 | 906.0134 | 166.0818 | 228.7913 | 959.6205 | 902.0618 | 1377.4272 | 902.0618 | 5151 | 15 | 7 | 2017-07-03 15:00 | WEEKDAY | 35.2586 | 0 | 933.177 | 905.1817 | 84.8183 | 990 | 2990.9892 | 0 | 0 | NA | 99.7%
| 15 | 8 | 2017-08-03 15:00 | 884.0642 | 1605.2364 | 966.111 | 840.4661 | 1391.6679 | 810.7254 | 896.391 | 1764.5788 | 850 | 405.3627 | 748.0124 | 177.5753 | 188.892 | 936.7249 | 884.0642 | 1391.6679 | 884.0642 | 5152 | 16 | 7 | 2017-07-03 16:00 | WEEKDAY | 36.8118 | 0 | 934.829 | 906.7841 | 83.2159 | 990 | 2903.5476 | 0 | 0 | NA | 96.78%
| 16 | 8 | 2017-08-03 16:00 | 691.8943 | 1458.3298 | 939.73 | 834.5009 | 1168.1912 | 736.5302 | 881.069 | 1530.7322 | 850 | 368.2651 | 849.0214 | 140.4283 | 214.3993 | 864.8667 | 691.8943 | 1168.1912 | 691.8943 | 5153 | 17 | 7 | 2017-07-03 17:00 | WEEKDAY | 35.4228 | 0 | 918.641 | 891.0818 | 98.9182 | 990 | 2817.758 | 0 | 0 | NA | 93.93%
| 17 | 8 | 2017-08-03 17:00 | 295.8508 | 830.0211 | 829.9074 | 656.2376 | 689.1544 | 419.2026 | 820.262 | 990.6875 | 850 | 209.6013 | 758.9519 | 97.8614 | 191.6545 | 723.5127 | 295.8508 | 689.1544 | 295.8508 | 5154 | 18 | 7 | 2017-07-03 18:00 | WEEKDAY | 31.9546 | 0 | 854.506 | 828.8708 | 161.1292 | 990 | 2715.7805 | 0 | 0 | NA | 90.53%
| 18 | 8 | 2017-08-03 18:00 | 28.7737 | 336.2387 | 493.5647 | 241.1373 | 177.2085 | 169.8175 | 609.911 | 241.9028 | 0 | 84.9088 | 213.521 | 25.5408 | 53.9195 | 280.8327 | 28.7737 | 177.2085 | 28.7737 | 5155 | 19 | 7 | 2017-07-03 19:00 | WEEKDAY | 28.9707 | 0 | 633.679 | 614.6686 | 0 | 614.6686 | 2549.6679 | 0 | 0 | NA | 84.99%
| 19 | 8 | 2017-08-03 19:00 | 0 | 0 | 42.0614 | 0 | 1.0123 | 0 | 71.3142 | 0 | 0 | 0 | 20.1274 | 2.1769 | 5.0827 | 0 | 0 | 1.0123 | 0 | 5156 | 20 | 7 | 2017-07-03 20:00 | WEEKDAY | 28.8064 | 2.06 | 77.7847 | 0 | 0 | 0 | 2549.6679 | 0 | 0 | NA | 84.99%
| 20 | 8 | 2017-08-03 20:00 | 0 | 0 | 0 | 0 | 0 | 0 | 0 | 0 | 0 | 0 | 0 | 0 | 0 | 0 | 0 | 0 | 0 | 5157 | 21 | 7 | 2017-07-03 21:00 | WEEKDAY | 31.0611 | 2.06 | 0 | 0 | 0 | 0 | 2627.4526 | 0 | 0 | NA | 87.58%
| 21 | 8 | 2017-08-03 21:00 | 0 | 0 | 0 | 0 | 0 | 0 | 0 | 0 | 0 | 0 | 0 | 0 | 0 | 0 | 0 | 0 | 0 | 5158 | 22 | 7 | 2017-07-03 22:00 | WEEKDAY | 29.4411 | 2.06 | 0 | 0 | 0 | 0 | 2627.4526 | 0 | 0 | NA | 87.58%
| 22 | 8 | 2017-08-03 22:00 | 0 | 0 | 0 | 0 | 0 | 0 | 0 | 0 | 0 | 0 | 0 | 0 | 0 | 0 | 0 | 0 | 0 | 5159 | 23 | 7 | 2017-07-03 23:00 | WEEKDAY | 29.1655 | 2.3 | 0 | 0 | 0 | 0 | 2627.4526 | 0 | 0 | NA | 87.58%
| 23 | 8 | 2017-08-03 23:00 | 0 | 0 | 0 | 0 | 0 | 0 | 0 | 0 | 0 | 0 | 0 | 0 | 0 | 0 | 0 | 0 | 0 | 5160 | 0 | 7 | 2017-07-04 | WEEKDAY | 25.2129 | 2.3 | 0 | 0 | 0 | 0 | 2627.4526 | 0 | 0 | NA | 87.58%
| 0 | 8 | 2017-08-04 | 0 | 0 | 0 | 0 | 0 | 0 | 0 | 0 | -970 | 0 | 0 | 0 | 0 | 0 | 0 | 0 | 0 | 5161 | 1 | 7 | 2017-07-04 01:00 | WEEKDAY | 23.9799 | 2.3 | 0 | 0 | 0 | 0 | 2627.4526 | 0 | 0 | NA | 87.58%
| 1 | 8 | 2017-08-04 01:00 | 0 | 0 | 0 | 0 | 0 | 0 | 0 | 0 | -970 | 0 | 0 | 0 | 0 | 0 | 0 | 0 | 0 | 5162 | 2 | 7 | 2017-07-04 02:00 | WEEKDAY | 24.9012 | 2.3 | 0 | 0 | 0 | 0 | 2627.4526 | 0 | 0 | NA | 87.58%
| 2 | 8 | 2017-08-04 02:00 | 0 | 0 | 0 | 0 | 0 | 0 | 0 | 0 | -400 | 0 | 0 | 0 | 0 | 0 | 0 | 0 | 0 | 5163 | 3 | 7 | 2017-07-04 03:00 | WEEKDAY | 23.4816 | 2.3 | 0 | 0 | 0 | 0 | 2627.4526 | 0 | 0 | NA | 87.58%
| 3 | 8 | 2017-08-04 03:00 | 0 | 0 | 0 | 0 | 0 | 0 | 0 | 0 | 0 | 0 | 0 | 0 | 0 | 0 | 0 | 0 | 0 | 5164 | 4 | 7 | 2017-07-04 04:00 | WEEKDAY | 23.2923 | 2.3 | 0 | 0 | 0 | 0 | 2627.4526 | 0 | 0 | NA | 87.58%
| 4 | 8 | 2017-08-04 04:00 | 0 | 0 | 0 | 0 | 0 | 0 | 0 | 0 | 0 | 0 | 0 | 0 | 0 | 0 | 0 | 0 | 0 | 5165 | 5 | 7 | 2017-07-04 05:00 | WEEKDAY | 23.284 | 2.3 | 0 | 0 | 0 | 0 | 2627.4526 | 0 | 0 | NA | 87.58%
| 5 | 8 | 2017-08-04 05:00 | 0 | 0 | 0 | 0 | 0 | 0 | 0 | 0 | 0 | 0 | 0 | 0 | 0 | 0 | 0 | 0 | 0 | 5166 | 6 | 7 | 2017-07-04 06:00 | WEEKDAY | 23.2784 | 2.05 | 0 | 0 | 0 | 0 | 2627.4526 | 0 | 0 | NA | 87.58%
| 6 | 8 | 2017-08-04 06:00 | 323.0117 | 0 | 18.11 | 127.2368 | 112.1345 | 0 | 65.3025 | 285.6869 | 0 | 0 | 8.6789 | 16.8825 | 2.1916 | 114.2405 | 323.0117 | 112.1345 | 323.0117 | 5167 | 7 | 7 | 2017-07-04 07:00 | WEEKDAY | 22.7245 | 2.05 | 71.6969 | 0 | 0 | 0 | 2627.4526 | 0 | 0 | NA | 87.58%
| 7 | 8 | 2017-08-04 07:00 | 493.5307 | 196.9461 | 298.798 | 645.6568 | 675.2268 | 99.4677 | 580.082 | 1280.0299 | 0 | 49.7339 | 48.5649 | 110.5548 | 12.2639 | 448.2953 | 493.5307 | 675.2268 | 493.5307 | 5168 | 8 | 7 | 2017-07-04 08:00 | WEEKDAY | 21.5499 | 2.05 | 602.617 | 584.5385 | 0 | 584.5385 | 2699.1495 | 0 | 0 | NA | 89.97%
| 8 | 8 | 2017-08-04 08:00 | 847.9078 | 278.3978 | 304.4328 | 831.2634 | 1584.4986 | 140.605 | 822.236 | 1568.3532 | 0 | 70.3025 | 321.4006 | 106.6647 | 81.1618 | 760.3032 | 847.9078 | 1584.4986 | 847.9078 | 5169 | 9 | 7 | 2017-07-04 09:00 | WEEKDAY | 21.9813 | 1.95 | 856.68 | 830.9796 | 0 | 830.9796 | 2699.1495 | 0 | 0 | NA | 89.97%
| 9 | 8 | 2017-08-04 09:00 | 945.6749 | 1712.8011 | 303.9358 | 912.7108 | 1828.5129 | 865.0511 | 890.961 | 1840.1626 | 156.9431 | 432.5255 | 441.7211 | 117.6241 | 111.5457 | 884.6423 | 945.6749 | 1828.5129 | 945.6749 | 5170 | 10 | 7 | 2017-07-04 10:00 | WEEKDAY | 22.1845 | 1.95 | 929.181 | 901.3056 | 0 | 901.3056 | 2699.1495 | 0 | 0 | NA | 89.97%
| 10 | 8 | 2017-08-04 10:00 | 864.8733 | 1778.2634 | 837.4839 | 927.1636 | 1846.9817 | 898.1128 | 906.9 | 1801.7899 | 164.9281 | 449.0564 | 724.3037 | 127.8766 | 182.905 | 837.1704 | 864.8733 | 1846.9817 | 864.8733 | 5171 | 11 | 7 | 2017-07-04 11:00 | WEEKDAY | 22.68 | 1.95 | 946.017 | 917.6365 | 0 | 917.6365 | 2699.1495 | 0 | 0 | NA | 89.97%
| 11 | 8 | 2017-08-04 11:00 | 845.83 | 1920.5608 | 924.5194 | 942.4327 | 1809.4621 | 969.9802 | 877.063 | 1840.1844 | 212.4048 | 484.9901 | 420.5589 | 224.7201 | 106.2017 | 936.9397 | 845.83 | 1809.4621 | 845.83 | 5172 | 12 | 7 | 2017-07-04 12:00 | WEEKDAY | 23.6152 | 1.95 | 914.275 | 886.8467 | 0 | 886.8467 | 2699.1495 | 0 | 0 | NA | 89.97%
| 12 | 8 | 2017-08-04 12:00 | 856.7117 | 1898.8938 | 959.7416 | 927.1192 | 1764.8793 | 959.0372 | 724.392 | 1850.0791 | 185.7143 | 479.5186 | 834.2426 | 147.8966 | 210.6673 | 916.4315 | 856.7117 | 1764.8793 | 856.7117 | 5173 | 13 | 7 | 2017-07-04 13:00 | WEEKDAY | 26.6325 | 1.95 | 753.387 | 730.7854 | 0 | 730.7854 | 2699.1495 | 0 | 0 | NA | 89.97%
| 13 | 8 | 2017-08-04 13:00 | 872.8746 | 1893.3823 | 926.4492 | 911.4234 | 1816.6673 | 956.2537 | 867.836 | 1569.8626 | 272.5457 | 478.1268 | 853.2396 | 227.43 | 215.4645 | 747.284 | 872.8746 | 1816.6673 | 872.8746 | 5174 | 14 | 7 | 2017-07-04 14:00 | WEEKDAY | 33.0819 | 0 | 904.526 | 877.3902 | 0 | 877.3902 | 2699.1495 | 0 | 0 | NA | 89.97%
| 14 | 8 | 2017-08-04 14:00 | 883.0623 | 1869.025 | 925.762 | 907.8587 | 1546.8778 | 943.952 | 904.726 | 1807.3168 | 850 | 471.976 | 874.909 | 127.7498 | 220.9366 | 925.4831 | 883.0623 | 1546.8778 | 883.0623 | 5175 | 15 | 7 | 2017-07-04 15:00 | WEEKDAY | 41.8917 | 0 | 943.724 | 915.4123 | 74.5877 | 990 | 2699.1495 | 0 | 0 | NA | 89.97%
| 15 | 8 | 2017-08-04 15:00 | 859.5381 | 1823.0046 | 882.9932 | 892.9651 | 1687.2011 | 920.7094 | 906.932 | 1256.8103 | 850 | 460.3547 | 845.5573 | 107.9373 | 213.5246 | 757.1513 | 859.5381 | 1687.2011 | 859.5381 | 5176 | 16 | 7 | 2017-07-04 16:00 | WEEKDAY | 36.7589 | 0 | 946.087 | 917.7044 | 72.2956 | 990 | 2622.255 | 0 | 0 | NA | 87.41%
| 16 | 8 | 2017-08-04 16:00 | 642.2239 | 1629.1048 | 863.9346 | 832.6258 | 1301.495 | 822.7802 | 905.556 | 1522.0964 | 850 | 411.3901 | 840.2152 | 94.347 | 212.1756 | 704.0456 | 642.2239 | 1301.495 | 642.2239 | 5177 | 17 | 7 | 2017-07-04 17:00 | WEEKDAY | 35.896 | 0 | 944.731 | 916.3891 | 73.6109 | 990 | 2547.7234 | 0 | 0 | NA | 84.92%
| 17 | 8 | 2017-08-04 17:00 | 303.8428 | 1405.7001 | 641.1403 | 677.1841 | 1219.1374 | 709.9496 | 823.815 | 972.2495 | 850 | 354.9748 | 695.229 | 91.1279 | 175.5629 | 596.7666 | 303.8428 | 1219.1374 | 303.8428 | 5178 | 18 | 7 | 2017-07-04 18:00 | WEEKDAY | 34.3512 | 0 | 858.309 | 832.5597 | 157.4403 | 990 | 2471.8359 | 0 | 0 | NA | 82.39%
| 18 | 8 | 2017-08-04 18:00 | 8.8035 | 532.4319 | 341.5596 | 238.2078 | 270.605 | 268.905 | 607.491 | 343.5725 | 0 | 134.4525 | 225.1351 | 6.2376 | 56.8523 | 179.6589 | 8.8035 | 270.605 | 8.8035 | 5179 | 19 | 7 | 2017-07-04 19:00 | WEEKDAY | 28.6255 | 0 | 631.179 | 0 | 0 | 0 | 2309.5263 | 0 | 0 | NA | 76.98%
| 19 | 8 | 2017-08-04 19:00 | 0 | 0 | 14.1217 | 0 | 19.7374 | 0 | 151.359 | 0 | 0 | 0 | 17.0836 | 0.82412 | 4.314 | 0 | 0 | 19.7374 | 0 | 5180 | 20 | 7 | 2017-07-04 20:00 | WEEKDAY | 24.4892 | 2.06 | 159.575 | 154.7877 | 0 | 154.7877 | 2940.7053 | 0 | 0 | NA | 98.02%
| 20 | 8 | 2017-08-04 20:00 | 0 | 0 | 0 | 0 | 0 | 0 | 0 | 0 | 0 | 0 | 0 | 0 | 0 | 0 | 0 | 0 | 0 | 5181 | 21 | 7 | 2017-07-04 21:00 | WEEKDAY | 23.6598 | 2.06 | 0 | 0 | 0 | 0 | 2940.7053 | 0 | 0 | NA | 98.02%
| 21 | 8 | 2017-08-04 21:00 | 0 | 0 | 0 | 0 | 0 | 0 | 0 | 0 | 0 | 0 | 0 | 0 | 0 | 0 | 0 | 0 | 0 | 5182 | 22 | 7 | 2017-07-04 22:00 | WEEKDAY | 23.8963 | 2.06 | 0 | 0 | 0 | 0 | 2940.7053 | 0 | 0 | NA | 98.02%
| 22 | 8 | 2017-08-04 22:00 | 0 | 0 | 0 | 0 | 0 | 0 | 0 | 0 | 0 | 0 | 0 | 0 | 0 | 0 | 0 | 0 | 0 | 5183 | 23 | 7 | 2017-07-04 23:00 | WEEKDAY | 24.0049 | 2.3 | 0 | 0 | 0 | 0 | 2940.7053 | 0 | 0 | NA | 98.02%
| 23 | 8 | 2017-08-04 23:00 | 0 | 0 | 0 | 0 | 0 | 0 | 0 | 0 | 0 | 0 | 0 | 0 | 0 | 0 | 0 | 0 | 0 | 5184 | 0 | 7 | 2017-07-05 | WEEKDAY | 24.119 | 2.3 | 0 | 0 | 0 | 0 | 2940.7053 | 0 | 0 | NA | 98.02%
| 0 | 8 | 2017-08-05 | 0 | 0 | 0 | 0 | 0 | 0 | 0 | 0 | 0 | 0 | 0 | 0 | 0 | 0 | 0 | 0 | 0 | 5185 | 1 | 7 | 2017-07-05 01:00 | WEEKDAY | 23.7099 | 2.3 | 0 | 0 | 0 | 0 | 2940.7053 | 0 | 0 | NA | 98.02%
| 1 | 8 | 2017-08-05 01:00 | 0 | 0 | 0 | 0 | 0 | 0 | 0 | 0 | 0 | 0 | 0 | 0 | 0 | 0 | 0 | 0 | 0 | 5186 | 2 | 7 | 2017-07-05 02:00 | WEEKDAY | 22.7969 | 2.3 | 0 | 0 | 0 | 0 | 2940.7053 | 0 | 0 | NA | 98.02%
| 2 | 8 | 2017-08-05 02:00 | 0 | 0 | 0 | 0 | 0 | 0 | 0 | 0 | 0 | 0 | 0 | 0 | 0 | 0 | 0 | 0 | 0 | 5187 | 3 | 7 | 2017-07-05 03:00 | WEEKDAY | 23.0112 | 2.3 | 0 | 0 | 0 | 0 | 2940.7053 | 0 | 0 | NA | 98.02%
| 3 | 8 | 2017-08-05 03:00 | 0 | 0 | 0 | 0 | 0 | 0 | 0 | 0 | 0 | 0 | 0 | 0 | 0 | 0 | 0 | 0 | 0 | 5188 | 4 | 7 | 2017-07-05 04:00 | WEEKDAY | 23.5428 | 2.3 | 0 | 0 | 0 | 0 | 2940.7053 | 0 | 0 | NA | 98.02%
| 4 | 8 | 2017-08-05 04:00 | 0 | 0 | 0 | 0 | 0 | 0 | 0 | 0 | 0 | 0 | 0 | 0 | 0 | 0 | 0 | 0 | 0 | 5189 | 5 | 7 | 2017-07-05 05:00 | WEEKDAY | 23.7071 | 2.3 | 0 | 0 | 0 | 0 | 2940.7053 | 0 | 0 | NA | 98.02%
| 5 | 8 | 2017-08-05 05:00 | 0 | 0 | 0 | 0 | 0 | 0 | 0 | 0 | 0 | 0 | 0 | 0 | 0 | 0 | 0 | 0 | 0 | 5190 | 6 | 7 | 2017-07-05 06:00 | WEEKDAY | 24.5867 | 2.05 | 0 | 0 | 0 | 0 | 2940.7053 | 0 | 0 | NA | 98.02%
| 6 | 8 | 2017-08-05 06:00 | 194.7878 | 0 | 29.9173 | 133.7634 | 63.86 | 0 | 15.7714 | 231.0054 | 0 | 0 | 110.5993 | 8.3635 | 27.9291 | 202.577 | 194.7878 | 63.86 | 194.7878 | 5191 | 7 | 7 | 2017-07-05 07:00 | WEEKDAY | 26.0062 | 2.05 | 21.1943 | 0 | 0 | 0 | 2940.7053 | 0 | 0 | NA | 98.02%
| 7 | 8 | 2017-08-05 07:00 | 765.5862 | 703.6914 | 467.1945 | 658.009 | 665.7065 | 355.3997 | 447.17 | 1161.2884 | 0 | 177.6998 | 647.1734 | 13.4066 | 163.4276 | 707.2694 | 765.5862 | 665.7065 | 765.5862 | 5192 | 8 | 7 | 2017-07-05 08:00 | WEEKDAY | 29.7584 | 2.05 | 464.345 | 450.4146 | 0 | 450.4146 | 2961.8996 | 0 | 0 | NA | 98.73%
| 8 | 8 | 2017-08-05 08:00 | 714.9628 | 1541.3127 | 750.7349 | 823.057 | 1011.3898 | 778.4407 | 823.557 | 1671.3895 | 0 | 389.2204 | 855.0206 | 50.7213 | 215.9143 | 872.3161 | 714.9628 | 1011.3898 | 714.9628 | 5193 | 9 | 7 | 2017-07-05 09:00 | WEEKDAY | 28.851 | 1.95 | 858.07 | 832.3279 | 0 | 832.3279 | 2961.8996 | 0 | 0 | NA | 98.73%
| 9 | 8 | 2017-08-05 09:00 | 958.3684 | 1856.3074 | 840.2887 | 862.5494 | 1588.1876 | 937.529 | 908.265 | 1787.0694 | 0 | 468.7645 | 837.7448 | 105.5857 | 211.5517 | 933.6313 | 958.3684 | 1588.1876 | 958.3684 | 5194 | 10 | 7 | 2017-07-05 10:00 | WEEKDAY | 27.0946 | 1.95 | 947.589 | 919.1613 | 0 | 919.1613 | 2961.8996 | 0 | 0 | NA | 98.73%
| 10 | 8 | 2017-08-05 10:00 | 963.8552 | 1866.3258 | 956.3741 | 865.8077 | 1708.6895 | 942.5888 | 909 | 1738.5084 | 0 | 471.2944 | 786.4377 | 97.1377 | 198.5954 | 950.8616 | 963.8552 | 1708.6895 | 963.8552 | 5195 | 11 | 7 | 2017-07-05 11:00 | WEEKDAY | 36.5028 | 1.95 | 948.238 | 919.7909 | 0 | 919.7909 | 2961.8996 | 0 | 0 | NA | 98.73%
| 11 | 8 | 2017-08-05 11:00 | 981.9307 | 1891.9833 | 491.4999 | 847.0246 | 1193.5269 | 955.5471 | 902.988 | 976.421 | 0 | 477.7736 | 785.0193 | 89.5346 | 198.2372 | 804.8903 | 981.9307 | 1193.5269 | 981.9307 | 5196 | 12 | 7 | 2017-07-05 12:00 | WEEKDAY | 41.1652 | 1.95 | 941.829 | 913.5741 | 0 | 913.5741 | 2961.8996 | 0 | 0 | NA | 98.73%
| 12 | 8 | 2017-08-05 12:00 | 954.2871 | 1864.6573 | 738.2186 | 868.3206 | 1631.5112 | 941.7461 | 890.189 | 1152.0861 | 934.8424 | 470.8731 | 813.9795 | 125.5808 | 205.5504 | 751.1581 | 954.2871 | 1631.5112 | 954.2871 | 5197 | 13 | 7 | 2017-07-05 13:00 | WEEKDAY | 46.4566 | 1.95 | 928.251 | 900.4035 | 0 | 900.4035 | 2961.8996 | 0 | 0 | NA | 98.73%
| 13 | 8 | 2017-08-05 13:00 | 940.3326 | 1856.0905 | 809.7648 | 899.8818 | 1771.7879 | 937.4194 | 859.282 | 758.5324 | 990.4534 | 468.7097 | 836.6632 | 183.0824 | 211.2786 | 866.7728 | 940.3326 | 1771.7879 | 940.3326 | 5198 | 14 | 7 | 2017-07-05 14:00 | WEEKDAY | 48.8476 | 0 | 895.415 | 868.5525 | 0 | 868.5525 | 2961.8996 | 0 | 0 | NA | 98.73%
| 14 | 8 | 2017-08-05 14:00 | 413.1754 | 1827.0393 | 732.7699 | 888.7755 | 1576.3148 | 922.7471 | 864.803 | 1182.8152 | 951.2567 | 461.3736 | 891.3599 | 114.3227 | 225.0909 | 670.4566 | 413.1754 | 1576.3148 | 413.1754 | 5199 | 15 | 7 | 2017-07-05 15:00 | WEEKDAY | 100.8907 | 0 | 901.245 | 874.2076 | 115.7924 | 990 | 2961.8996 | 0 | 0 | NA | 98.73%
| 15 | 8 | 2017-08-05 15:00 | 547.3695 | 1812.5143 | 757.3832 | 875.4566 | 1519.406 | 915.4112 | 893.236 | 939.1991 | 990.3558 | 457.7056 | 883.8766 | 67.0432 | 223.2012 | 783.3138 | 547.3695 | 1519.406 | 547.3695 | 5200 | 16 | 7 | 2017-07-05 16:00 | WEEKDAY | 89.4923 | 0 | 931.464 | 903.5201 | 86.4799 | 990 | 2842.5261 | 0 | 0 | NA | 94.75%
| 16 | 8 | 2017-08-05 16:00 | 169.2373 | 1727.5592 | 624.9343 | 815.6372 | 1331.2008 | 872.5046 | 877.904 | 609.1093 | 990.322 | 436.2523 | 485.7845 | 177.8095 | 122.6728 | 610.0428 | 169.2373 | 1331.2008 | 169.2373 | 5201 | 17 | 7 | 2017-07-05 17:00 | WEEKDAY | 145.3349 | 0 | 915.264 | 887.8061 | 102.1939 | 990 | 2753.3715 | 0 | 0 | NA | 91.78%
| 17 | 8 | 2017-08-05 17:00 | 156.2229 | 1447.4619 | 596.4313 | 657.6988 | 1029.2329 | 731.0414 | 805.192 | 272.1826 | 989.9169 | 365.5207 | 329.6479 | 62.795 | 83.2444 | 728.6674 | 156.2229 | 1029.2329 | 156.2229 | 5202 | 18 | 7 | 2017-07-05 18:00 | WEEKDAY | 40.3802 | 0 | 838.516 | 813.3605 | 176.6395 | 990 | 2648.0169 | 0 | 0 | NA | 88.27%
| 18 | 8 | 2017-08-05 18:00 | 33.6457 | 572.3868 | 49.8985 | 194.6008 | 221.6366 | 289.0842 | 606.283 | 189.258 | 0 | 144.5421 | 341.3961 | 44.6584 | 86.2111 | 257.3531 | 33.6457 | 221.6366 | 33.6457 | 5203 | 19 | 7 | 2017-07-05 19:00 | WEEKDAY | 35.0888 | 0 | 629.87 | 610.9739 | 0 | 610.9739 | 2465.9144 | 0 | 0 | NA | 82.2%
| 19 | 8 | 2017-08-05 19:00 | 0 | 0 | 9.6573 | 0 | 3.1316 | 0 | 0 | 0 | 0 | 0 | 25.398 | 2.409 | 6.4136 | 0 | 0 | 3.1316 | 0 | 5204 | 20 | 7 | 2017-07-05 20:00 | WEEKDAY | 33.9503 | 2.06 | 0 | 0 | 0 | 0 | 2465.9144 | 0 | 0 | NA | 82.2%
| 20 | 8 | 2017-08-05 20:00 | 0 | 0 | 0 | 0 | 0 | 0 | 0 | 0 | 0 | 0 | 0 | 0 | 0 | 0 | 0 | 0 | 0 | 5205 | 21 | 7 | 2017-07-05 21:00 | WEEKDAY | 31.91 | 2.06 | 0 | 0 | 0 | 0 | 2465.9144 | 0 | 0 | NA | 82.2%
| 21 | 8 | 2017-08-05 21:00 | 0 | 0 | 0 | 0 | 0 | 0 | 0 | 0 | 0 | 0 | 0 | 0 | 0 | 0 | 0 | 0 | 0 | 5206 | 22 | 7 | 2017-07-05 22:00 | WEEKDAY | 26.1677 | 2.06 | 0 | 0 | 0 | 0 | 2465.9144 | 0 | 0 | NA | 82.2%
| 22 | 8 | 2017-08-05 22:00 | 0 | 0 | 0 | 0 | 0 | 0 | 0 | 0 | 0 | 0 | 0 | 0 | 0 | 0 | 0 | 0 | 0 | 5207 | 23 | 7 | 2017-07-05 23:00 | WEEKDAY | 25.6388 | 2.3 | 0 | 0 | 0 | 0 | 2465.9144 | 0 | 0 | NA | 82.2%
| 23 | 8 | 2017-08-05 23:00 | 0 | 0 | 0 | 0 | 0 | 0 | 0 | 0 | 0 | 0 | 0 | 0 | 0 | 0 | 0 | 0 | 0 | 5208 | 0 | 7 | 2017-07-06 | WEEKDAY | 24.4558 | 2.3 | 0 | 0 | 0 | 0 | 2465.9144 | 0 | 0 | NA | 82.2%
| 0 | 8 | 2017-08-06 | 0 | 0 | 0 | 0 | 0 | 0 | 0 | 0 | 0 | 0 | 0 | 0 | 0 | 0 | 0 | 0 | 0 | 5209 | 1 | 7 | 2017-07-06 01:00 | WEEKDAY | 23.4037 | 2.3 | 0 | 0 | 0 | 0 | 2465.9144 | 0 | 0 | NA | 82.2%
| 1 | 8 | 2017-08-06 01:00 | 0 | 0 | 0 | 0 | 0 | 0 | 0 | 0 | 0 | 0 | 0 | 0 | 0 | 0 | 0 | 0 | 0 | 5210 | 2 | 7 | 2017-07-06 02:00 | WEEKDAY | 21.9841 | 2.3 | 0 | 0 | 0 | 0 | 2465.9144 | 0 | 0 | NA | 82.2%
| 2 | 8 | 2017-08-06 02:00 | 0 | 0 | 0 | 0 | 0 | 0 | 0 | 0 | 0 | 0 | 0 | 0 | 0 | 0 | 0 | 0 | 0 | 5211 | 3 | 7 | 2017-07-06 03:00 | WEEKDAY | 21.8644 | 2.3 | 0 | 0 | 0 | 0 | 2465.9144 | 0 | 0 | NA | 82.2%
| 3 | 8 | 2017-08-06 03:00 | 0 | 0 | 0 | 0 | 0 | 0 | 0 | 0 | 0 | 0 | 0 | 0 | 0 | 0 | 0 | 0 | 0 | 5212 | 4 | 7 | 2017-07-06 04:00 | WEEKDAY | 21.9201 | 2.3 | 0 | 0 | 0 | 0 | 2465.9144 | 0 | 0 | NA | 82.2%
| 4 | 8 | 2017-08-06 04:00 | 0 | 0 | 0 | 0 | 0 | 0 | 0 | 0 | 0 | 0 | 0 | 0 | 0 | 0 | 0 | 0 | 0 | 5213 | 5 | 7 | 2017-07-06 05:00 | WEEKDAY | 22.0732 | 2.3 | 0 | 0 | 0 | 0 | 2465.9144 | 0 | 0 | NA | 82.2%
| 5 | 8 | 2017-08-06 05:00 | 0 | 0 | 0 | 0 | 0 | 0 | 0 | 0 | 0 | 0 | 0 | 0 | 0 | 0 | 0 | 0 | 0 | 5214 | 6 | 7 | 2017-07-06 06:00 | WEEKDAY | 22.8748 | 2.05 | 0 | 0 | 0 | 0 | 2465.9144 | 0 | 0 | NA | 82.2%
| 6 | 8 | 2017-08-06 06:00 | 490.0749 | 0 | 90.7808 | 136.1136 | 224.8227 | 0 | 37.9466 | 281.8548 | 0 | 0 | 56.3263 | 11.0536 | 14.2238 | 152.0342 | 490.0749 | 224.8227 | 490.0749 | 5215 | 7 | 7 | 2017-07-06 07:00 | WEEKDAY | 23.2756 | 2.05 | 43.7991 | 0 | 0 | 0 | 2465.9144 | 0 | 0 | NA | 82.2%
| 7 | 8 | 2017-08-06 07:00 | 801.2532 | 1149.8805 | 621.0729 | 527.423 | 1353.8803 | 580.7477 | 582.503 | 1338.4255 | 0 | 290.3739 | 499.3577 | 47.4212 | 126.1004 | 618.2913 | 801.2532 | 1353.8803 | 801.2532 | 5216 | 8 | 7 | 2017-07-06 08:00 | WEEKDAY | 23.4092 | 2.05 | 605.136 | 586.9819 | 0 | 586.9819 | 2509.7135 | 0 | 0 | NA | 83.66%
| 8 | 8 | 2017-08-06 08:00 | 865.0969 | 1537.111 | 835.2366 | 710.4046 | 1723.8637 | 776.3187 | 828.91 | 1616.0734 | 896.8281 | 388.1593 | 781.0763 | 134.2662 | 197.2415 | 833.1827 | 865.0969 | 1723.8637 | 865.0969 | 5217 | 9 | 7 | 2017-07-06 09:00 | WEEKDAY | 23.8546 | 1.95 | 863.718 | 837.8065 | 0 | 837.8065 | 2509.7135 | 0 | 0 | NA | 83.66%
| 9 | 8 | 2017-08-06 09:00 | 544.5943 | 1837.0058 | 964.9371 | 821.3744 | 1867.5001 | 927.7807 | 911.748 | 1760.0496 | 970.6305 | 463.8903 | 921.0033 | 184.0328 | 232.5766 | 918.9498 | 544.5943 | 1867.5001 | 544.5943 | 5218 | 10 | 7 | 2017-07-06 10:00 | WEEKDAY | 26.0563 | 1.95 | 951.272 | 922.7338 | 0 | 922.7338 | 2509.7135 | 0 | 0 | NA | 83.66%
| 10 | 8 | 2017-08-06 10:00 | 574.7006 | 1754.3255 | 862.1695 | 787.0731 | 1904.4077 | 886.023 | 924.836 | 1834.5247 | 966.4925 | 443.0115 | 955.4072 | 188.368 | 241.2644 | 945.5405 | 574.7006 | 1904.4077 | 574.7006 | 5219 | 11 | 7 | 2017-07-06 11:00 | WEEKDAY | 35.5119 | 1.95 | 965.085 | 936.1325 | 0 | 936.1325 | 2509.7135 | 0 | 0 | NA | 83.66%
| 11 | 8 | 2017-08-06 11:00 | 796.4043 | 1853.2717 | 929.512 | 782.45 | 1591.2624 | 935.9958 | 900.5 | 1774.5394 | 946.7675 | 467.9979 | 939.9259 | 220.9012 | 237.355 | 933.2541 | 796.4043 | 1591.2624 | 796.4043 | 5220 | 12 | 7 | 2017-07-06 12:00 | WEEKDAY | 38.9189 | 1.95 | 939.166 | 910.991 | 0 | 910.991 | 2509.7135 | 0 | 0 | NA | 83.66%
| 12 | 8 | 2017-08-06 12:00 | 680.5745 | 1879.3764 | 762.6287 | 818.9389 | 1854.6203 | 949.18 | 888.038 | 1788.6758 | 929.1504 | 474.59 | 903.1323 | 234.9996 | 228.0637 | 882.839 | 680.5745 | 1854.6203 | 680.5745 | 5221 | 13 | 7 | 2017-07-06 13:00 | WEEKDAY | 41.4825 | 1.95 | 925.949 | 898.1705 | 0 | 898.1705 | 2509.7135 | 0 | 0 | NA | 83.66%
| 13 | 8 | 2017-08-06 13:00 | 900.5031 | 1775.1904 | 826.0433 | 667.6849 | 1908.4866 | 896.5608 | 884.781 | 1821.9106 | 926.8728 | 448.2804 | 830.7549 | 223.4907 | 209.7866 | 763.054 | 900.5031 | 1908.4866 | 900.5031 | 5222 | 14 | 7 | 2017-07-06 14:00 | WEEKDAY | 47.275 | 0 | 922.493 | 894.8182 | 0 | 894.8182 | 2509.7135 | 0 | 0 | NA | 83.66%
| 14 | 8 | 2017-08-06 14:00 | 864.9895 | 1746.0077 | 667.8373 | 870.3199 | 1826.8745 | 881.8221 | 909.788 | 1857.6336 | 940.0716 | 440.911 | 944.5851 | 196.475 | 238.5316 | 731.9891 | 864.9895 | 1826.8745 | 864.9895 | 5223 | 15 | 7 | 2017-07-06 15:00 | WEEKDAY | 51.3166 | 0 | 949.062 | 920.5901 | 69.4099 | 990 | 2509.7135 | 0 | 0 | NA | 83.66%
| 15 | 8 | 2017-08-06 15:00 | 909.3126 | 1785.3805 | 686.4495 | 841.8043 | 1871.2626 | 901.7073 | 912.997 | 1785.4878 | 960.2534 | 450.8537 | 932.6814 | 219.3139 | 235.5256 | 281.084 | 909.3126 | 1871.2626 | 909.3126 | 5224 | 16 | 7 | 2017-07-06 16:00 | WEEKDAY | 52.5803 | 0 | 952.476 | 923.9017 | 66.0983 | 990 | 2438.1569 | 0 | 0 | NA | 81.27%
| 16 | 8 | 2017-08-06 16:00 | 810.1409 | 1634.2837 | 169.5508 | 293.2279 | 1855.4764 | 825.3958 | 910.36 | 1700.1237 | 948.7745 | 412.6979 | 829.7354 | 177.6895 | 209.5291 | 613.7381 | 810.1409 | 1855.4764 | 810.1409 | 5225 | 17 | 7 | 2017-07-06 17:00 | WEEKDAY | 43.2166 | 0 | 949.769 | 921.2759 | 68.7241 | 990 | 2370.0144 | 0 | 0 | NA | 79%
| 17 | 8 | 2017-08-06 17:00 | 414.5441 | 1392.7435 | 109.8684 | 134.8197 | 1550.0051 | 703.4058 | 831.379 | 1342.318 | 860.6179 | 351.7029 | 664.4753 | 134.4772 | 167.7968 | 129.7354 | 414.5441 | 1550.0051 | 414.5441 | 5226 | 18 | 7 | 2017-07-06 18:00 | WEEKDAY | 37.9725 | 0 | 866.258 | 840.2703 | 149.7297 | 990 | 2299.1648 | 0 | 0 | NA | 76.64%
| 18 | 8 | 2017-08-06 18:00 | 16.6094 | 541.551 | 50.1378 | 39.474 | 614.6182 | 273.5106 | 614.202 | 494.7994 | 599.7083 | 136.7553 | 269.9942 | 48.3288 | 68.1804 | 33.0061 | 16.6094 | 614.6182 | 16.6094 | 5227 | 19 | 7 | 2017-07-06 19:00 | WEEKDAY | 36.6002 | 0 | 638.163 | 0 | 0 | 0 | 2144.8043 | 0 | 0 | NA | 71.49%
| 19 | 8 | 2017-08-06 19:00 | 0 | 0 | 2.9016 | 0 | 14.0344 | 0 | 0 | 0 | 0 | 0 | 13.7594 | 4.2076 | 3.4746 | 0 | 0 | 14.0344 | 0 | 5228 | 20 | 7 | 2017-07-06 20:00 | WEEKDAY | 34.3011 | 2.06 | 0 | 0 | 0 | 0 | 2782.9673 | 0 | 0 | NA | 92.77%
| 20 | 8 | 2017-08-06 20:00 | 0 | 0 | 0 | 0 | 0 | 0 | 0 | 0 | 0 | 0 | 0 | 0 | 0 | 0 | 0 | 0 | 0 | 5229 | 21 | 7 | 2017-07-06 21:00 | WEEKDAY | 33.093 | 2.06 | 0 | 0 | 0 | 0 | 2782.9673 | 0 | 0 | NA | 92.77%
| 21 | 8 | 2017-08-06 21:00 | 0 | 0 | 0 | 0 | 0 | 0 | 0 | 0 | 0 | 0 | 0 | 0 | 0 | 0 | 0 | 0 | 0 | 5230 | 22 | 7 | 2017-07-06 22:00 | WEEKDAY | 31.6122 | 2.06 | 0 | 0 | 0 | 0 | 2782.9673 | 0 | 0 | NA | 92.77%
| 22 | 8 | 2017-08-06 22:00 | 0 | 0 | 0 | 0 | 0 | 0 | 0 | 0 | 0 | 0 | 0 | 0 | 0 | 0 | 0 | 0 | 0 | 5231 | 23 | 7 | 2017-07-06 23:00 | WEEKDAY | 27.7877 | 2.3 | 0 | 0 | 0 | 0 | 2782.9673 | 0 | 0 | NA | 92.77%
| 23 | 8 | 2017-08-06 23:00 | 0 | 0 | 0 | 0 | 0 | 0 | 0 | 0 | 0 | 0 | 0 | 0 | 0 | 0 | 0 | 0 | 0 | 5232 | 0 | 7 | 2017-07-07 | WEEKDAY | 24.8205 | 2.3 | 0 | 0 | 0 | 0 | 2782.9673 | 0 | 0 | NA | 92.77%
| 0 | 8 | 2017-08-07 | 0 | 0 | 0 | 0 | 0 | 0 | 0 | 0 | 0 | 0 | 0 | 0 | 0 | 0 | 0 | 0 | 0 | 5233 | 1 | 7 | 2017-07-07 01:00 | WEEKDAY | 23.5428 | 2.3 | 0 | 0 | 0 | 0 | 2782.9673 | 0 | 0 | NA | 92.77%
| 1 | 8 | 2017-08-07 01:00 | 0 | 0 | 0 | 0 | 0 | 0 | 0 | 0 | 0 | 0 | 0 | 0 | 0 | 0 | 0 | 0 | 0 | 5234 | 2 | 7 | 2017-07-07 02:00 | WEEKDAY | 23.2116 | 2.3 | 0 | 0 | 0 | 0 | 2782.9673 | 0 | 0 | NA | 92.77%
| 2 | 8 | 2017-08-07 02:00 | 0 | 0 | 0 | 0 | 0 | 0 | 0 | 0 | 0 | 0 | 0 | 0 | 0 | 0 | 0 | 0 | 0 | 5235 | 3 | 7 | 2017-07-07 03:00 | WEEKDAY | 22.5658 | 2.3 | 0 | 0 | 0 | 0 | 2782.9673 | 0 | 0 | NA | 92.77%
| 3 | 8 | 2017-08-07 03:00 | 0 | 0 | 0 | 0 | 0 | 0 | 0 | 0 | 0 | 0 | 0 | 0 | 0 | 0 | 0 | 0 | 0 | 5236 | 4 | 7 | 2017-07-07 04:00 | WEEKDAY | 21.9646 | 2.3 | 0 | 0 | 0 | 0 | 2782.9673 | 0 | 0 | NA | 92.77%
| 4 | 8 | 2017-08-07 04:00 | 0 | 0 | 0 | 0 | 0 | 0 | 0 | 0 | 0 | 0 | 0 | 0 | 0 | 0 | 0 | 0 | 0 | 5237 | 5 | 7 | 2017-07-07 05:00 | WEEKDAY | 21.9841 | 2.3 | 0 | 0 | 0 | 0 | 2782.9673 | 0 | 0 | NA | 92.77%
| 5 | 8 | 2017-08-07 05:00 | 0 | 0 | 0 | 0 | 0 | 0 | 0 | 0 | 0 | 0 | 0 | 0 | 0 | 0 | 0 | 0 | 0 | 5238 | 6 | 7 | 2017-07-07 06:00 | WEEKDAY | 22.6243 | 2.05 | 0 | 0 | 0 | 0 | 2782.9673 | 0 | 0 | NA | 92.77%
| 6 | 8 | 2017-08-07 06:00 | 299.2456 | 0 | 13.101 | 11.3374 | 138.2871 | 0 | 34.8877 | 121.791 | 0 | 0 | 54.0953 | 6.3291 | 13.6604 | 18.2025 | 299.2456 | 138.2871 | 299.2456 | 5239 | 7 | 7 | 2017-07-07 07:00 | WEEKDAY | 22.8052 | 2.05 | 40.6803 | 0 | 0 | 0 | 2782.9673 | 0 | 0 | NA | 92.77%
| 7 | 8 | 2017-08-07 07:00 | 490.1243 | 1189.4057 | 35.5699 | 208.1348 | 1065.4726 | 600.7099 | 582.148 | 752.2901 | 503.592 | 300.355 | 478.7031 | 34.9643 | 120.8846 | 42.9629 | 490.1243 | 1065.4726 | 490.1243 | 5240 | 8 | 7 | 2017-07-07 08:00 | WEEKDAY | 23.3953 | 2.05 | 604.768 | 586.625 | 0 | 586.625 | 2823.6476 | 0 | 0 | NA | 94.12%
| 8 | 8 | 2017-08-07 08:00 | 501.6918 | 1588.7531 | 88.3238 | 145.7832 | 1580.2848 | 802.4006 | 826.741 | 1587.5954 | 685.1013 | 401.2003 | 750.9669 | 34.2372 | 189.6381 | 85.9297 | 501.6918 | 1580.2848 | 501.6918 | 5241 | 9 | 7 | 2017-07-07 09:00 | WEEKDAY | 26.4711 | 1.95 | 861.432 | 835.589 | 0 | 835.589 | 2823.6476 | 0 | 0 | NA | 94.12%
| 9 | 8 | 2017-08-07 09:00 | 491.3153 | 1800.3136 | 138.908 | 398.5956 | 1820.4226 | 909.2493 | 908.689 | 1921.9244 | 722.844 | 454.6247 | 907.0955 | 115.8946 | 229.0645 | 126.3242 | 491.3153 | 1820.4226 | 491.3153 | 5242 | 10 | 7 | 2017-07-07 10:00 | WEEKDAY | 30.9525 | 1.95 | 948.033 | 919.592 | 0 | 919.592 | 2823.6476 | 0 | 0 | NA | 94.12%
| 10 | 8 | 2017-08-07 10:00 | 970.2862 | 1791.22 | 190.1416 | 297.5303 | 1305.4001 | 904.6566 | 903.385 | 1754.4094 | 812.0365 | 452.3283 | 900.3278 | 139.1215 | 227.3555 | 168.9851 | 970.2862 | 1305.4001 | 970.2862 | 5243 | 11 | 7 | 2017-07-07 11:00 | WEEKDAY | 34.4681 | 1.95 | 942.266 | 913.998 | 0 | 913.998 | 2823.6476 | 0 | 0 | NA | 94.12%
| 11 | 8 | 2017-08-07 11:00 | 798.4377 | 1717.8674 | 231.6504 | 265.1429 | 1963.7543 | 867.6098 | 899.518 | 1845.1467 | 858.4956 | 433.8049 | 980.7202 | 168.8563 | 247.6566 | 199.7115 | 798.4377 | 1963.7543 | 798.4377 | 5244 | 12 | 7 | 2017-07-07 12:00 | WEEKDAY | 42.6182 | 1.95 | 938.152 | 910.0074 | 0 | 910.0074 | 2823.6476 | 0 | 0 | NA | 94.12%
| 12 | 8 | 2017-08-07 12:00 | 910.7523 | 1815.2265 | 252.9841 | 665.1673 | 1691.0027 | 916.7811 | 891.172 | 1776.7274 | 883.7806 | 458.3905 | 964.7752 | 187.1742 | 243.6301 | 214.3378 | 910.7523 | 1691.0027 | 910.7523 | 5245 | 13 | 7 | 2017-07-07 13:00 | WEEKDAY | 62.9127 | 1.95 | 929.318 | 901.4385 | 0 | 901.4385 | 2823.6476 | 0 | 0 | NA | 94.12%
| 13 | 8 | 2017-08-07 13:00 | 738.734 | 1835.4251 | 250.644 | 880.2591 | 1798.1025 | 926.9824 | 890.466 | 1778.9878 | 881.9541 | 463.4912 | 921.8696 | 199.5379 | 232.7954 | 204.1637 | 738.734 | 1798.1025 | 738.734 | 5246 | 14 | 7 | 2017-07-07 14:00 | WEEKDAY | 50.8768 | 0 | 928.578 | 900.7207 | 0 | 900.7207 | 2823.6476 | 0 | 0 | NA | 94.12%
| 14 | 8 | 2017-08-07 14:00 | 908.6444 | 1789.6762 | 221.8084 | 892.0566 | 1573.8669 | 903.8769 | 898.37 | 1700.1525 | 990 | 451.9384 | 921.5837 | 181.8718 | 232.7232 | 174.8441 | 908.6444 | 1573.8669 | 908.6444 | 5247 | 15 | 7 | 2017-07-07 15:00 | WEEKDAY | 39.0609 | 0 | 936.953 | 908.8444 | 81.1556 | 990 | 2823.6476 | 0 | 0 | NA | 94.12%
| 15 | 8 | 2017-08-07 15:00 | 459.8648 | 1761.0999 | 176.8842 | 861.1396 | 1759.0018 | 889.4444 | 901.362 | 1806.7889 | 990 | 444.7222 | 905.4373 | 134.102 | 228.6458 | 134.143 | 459.8648 | 1759.0018 | 459.8648 | 5248 | 16 | 7 | 2017-07-07 16:00 | WEEKDAY | 37.5355 | 0 | 940.134 | 911.93 | 78.07 | 990 | 2739.982 | 0 | 0 | NA | 91.33%
| 16 | 8 | 2017-08-07 16:00 | 697.0673 | 1636.8186 | 127.2459 | 411.6669 | 1611.0911 | 826.6761 | 880.04 | 1530.1006 | 990 | 413.338 | 864.8538 | 120.0991 | 218.3974 | 92.4979 | 697.0673 | 1611.0911 | 697.0673 | 5249 | 17 | 7 | 2017-07-07 17:00 | WEEKDAY | 35.9127 | 0 | 917.558 | 890.0313 | 99.9687 | 990 | 2659.4974 | 0 | 0 | NA | 88.65%
| 17 | 8 | 2017-08-07 17:00 | 501.5699 | 1304.3589 | 93.149 | 112.9522 | 1209.384 | 658.7671 | 803.6 | 487.9416 | 990 | 329.3836 | 663.7095 | 80.6081 | 167.6034 | 49.1681 | 501.5699 | 1209.384 | 501.5699 | 5250 | 18 | 7 | 2017-07-07 18:00 | WEEKDAY | 35.4228 | 0 | 836.857 | 811.7513 | 178.2487 | 990 | 2556.4369 | 0 | 0 | NA | 85.21%
| 18 | 8 | 2017-08-07 18:00 | 40.985 | 498.6355 | 48.1997 | 30.2381 | 197.9646 | 251.8361 | 592.044 | 94.4126 | 0 | 125.918 | 263.553 | 75.2105 | 66.5538 | 22.098 | 40.985 | 197.9646 | 40.985 | 5251 | 19 | 7 | 2017-07-07 19:00 | WEEKDAY | 34.8299 | 0 | 614.961 | 0 | 0 | 0 | 2372.6753 | 0 | 0 | NA | 79.09%
| 19 | 8 | 2017-08-07 19:00 | 0 | 0 | 5.2338 | 0 | 7.8405 | 0 | 0 | 0 | 0 | 0 | 13.7431 | 3.2525 | 3.4705 | 0 | 0 | 7.8405 | 0 | 5252 | 20 | 7 | 2017-07-07 20:00 | WEEKDAY | 32.695 | 2.06 | 0 | 0 | 0 | 0 | 2987.6363 | 0 | 0 | NA | 99.59%
| 20 | 8 | 2017-08-07 20:00 | 0 | 0 | 0 | 0 | 0 | 0 | 0 | 0 | 0 | 0 | 0 | 0 | 0 | 0 | 0 | 0 | 0 | 5253 | 21 | 7 | 2017-07-07 21:00 | WEEKDAY | 31.8321 | 2.06 | 0 | 0 | 0 | 0 | 2987.6363 | 0 | 0 | NA | 99.59%
| 21 | 8 | 2017-08-07 21:00 | 0 | 0 | 0 | 0 | 0 | 0 | 0 | 0 | 0 | 0 | 0 | 0 | 0 | 0 | 0 | 0 | 0 | 5254 | 22 | 7 | 2017-07-07 22:00 | WEEKDAY | 32.9873 | 2.06 | 0 | 0 | 0 | 0 | 2987.6363 | 0 | 0 | NA | 99.59%
| 22 | 8 | 2017-08-07 22:00 | 0 | 0 | 0 | 0 | 0 | 0 | 0 | 0 | 0 | 0 | 0 | 0 | 0 | 0 | 0 | 0 | 0 | 5255 | 23 | 7 | 2017-07-07 23:00 | WEEKDAY | 28.0883 | 2.3 | 0 | 0 | 0 | 0 | 2987.6363 | 0 | 0 | NA | 99.59%
| 23 | 8 | 2017-08-07 23:00 | 0 | 0 | 0 | 0 | 0 | 0 | 0 | 0 | 0 | 0 | 0 | 0 | 0 | 0 | 0 | 0 | 0 | 5256 | 0 | 7 | 2017-07-08 | WEEKEND | 24.5199 | 2.3 | 0 | 0 | 0 | 0 | 2987.6363 | 0 | 0 | NA | 99.59%
| 0 | 8 | 2017-08-08 | 0 | 0 | 0 | 0 | 0 | 0 | 0 | 0 | 0 | 0 | 0 | 0 | 0 | 0 | 0 | 0 | 0 | 5257 | 1 | 7 | 2017-07-08 01:00 | WEEKEND | 25.4384 | 2.3 | 0 | 0 | 0 | 0 | 2987.6363 | 0 | 0 | NA | 99.59%
| 1 | 8 | 2017-08-08 01:00 | 0 | 0 | 0 | 0 | 0 | 0 | 0 | 0 | 0 | 0 | 0 | 0 | 0 | 0 | 0 | 0 | 0 | 5258 | 2 | 7 | 2017-07-08 02:00 | WEEKEND | 23.4092 | 2.3 | 0 | 0 | 0 | 0 | 2987.6363 | 0 | 0 | NA | 99.59%
| 2 | 8 | 2017-08-08 02:00 | 0 | 0 | 0 | 0 | 0 | 0 | 0 | 0 | 0 | 0 | 0 | 0 | 0 | 0 | 0 | 0 | 0 | 5259 | 3 | 7 | 2017-07-08 03:00 | WEEKEND | 22.7774 | 2.3 | 0 | 0 | 0 | 0 | 2987.6363 | 0 | 0 | NA | 99.59%
| 3 | 8 | 2017-08-08 03:00 | 0 | 0 | 0 | 0 | 0 | 0 | 0 | 0 | 0 | 0 | 0 | 0 | 0 | 0 | 0 | 0 | 0 | 5260 | 4 | 7 | 2017-07-08 04:00 | WEEKEND | 21.5944 | 2.3 | 0 | 0 | 0 | 0 | 2987.6363 | 0 | 0 | NA | 99.59%
| 4 | 8 | 2017-08-08 04:00 | 0 | 0 | 0 | 0 | 0 | 0 | 0 | 0 | 0 | 0 | 0 | 0 | 0 | 0 | 0 | 0 | 0 | 5261 | 5 | 7 | 2017-07-08 05:00 | WEEKEND | 21.6445 | 2.3 | 0 | 0 | 0 | 0 | 2987.6363 | 0 | 0 | NA | 99.59%
| 5 | 8 | 2017-08-08 05:00 | 0 | 0 | 0 | 0 | 0 | 0 | 0 | 0 | 0 | 0 | 0 | 0 | 0 | 0 | 0 | 0 | 0 | 5262 | 6 | 7 | 2017-07-08 06:00 | WEEKEND | 21.6695 | 2.3 | 0 | 0 | 0 | 0 | 2987.6363 | 0 | 0 | NA | 99.59%
| 6 | 8 | 2017-08-08 06:00 | 581.6287 | 0 | 26.717 | 90.1665 | 137.4907 | 0 | 31.2492 | 86.248 | 0 | 0 | 103.191 | 22.2106 | 26.0583 | 19.2399 | 581.6287 | 137.4907 | 581.6287 | 5263 | 7 | 7 | 2017-07-08 07:00 | WEEKEND | 21.4886 | 2.3 | 36.9723 | 35.8631 | 0 | 35.8631 | 2987.6363 | 0 | 0 | NA | 99.59%
| 7 | 8 | 2017-08-08 07:00 | 844.7253 | 1186.722 | 442.8502 | 341.9282 | 1160.2748 | 599.3546 | 106.849 | 345.6397 | 0 | 299.6773 | 675.789 | 145.5709 | 170.6538 | 55.5704 | 844.7253 | 1160.2748 | 844.7253 | 5264 | 8 | 7 | 2017-07-08 08:00 | WEEKEND | 22.6076 | 2.3 | 114.085 | 110.6624 | 0 | 110.6624 | 2987.6363 | 0 | 0 | NA | 99.59%
| 8 | 8 | 2017-08-08 08:00 | 952.1933 | 1556.2345 | 530.8697 | 99.8815 | 1025.1061 | 785.977 | 663.494 | 669.3779 | 0 | 392.9885 | 875.9735 | 205.4038 | 221.2054 | 108.8541 | 952.1933 | 1025.1061 | 952.1933 | 5265 | 9 | 7 | 2017-07-08 09:00 | WEEKEND | 23.8713 | 2.3 | 689.742 | 669.0497 | 0 | 669.0497 | 2987.6363 | 0 | 0 | NA | 99.59%
| 9 | 8 | 2017-08-08 09:00 | 893.2336 | 1687.5981 | 864.1587 | 770.4604 | 1790.5407 | 852.3223 | 546.561 | 354.7295 | 536.3731 | 426.1611 | 973.7592 | 229.3852 | 245.8988 | 155.504 | 893.2336 | 1790.5407 | 893.2336 | 5266 | 10 | 7 | 2017-07-08 10:00 | WEEKEND | 29.1906 | 2.3 | 567.51 | 550.4847 | 0 | 550.4847 | 2987.6363 | 0 | 0 | NA | 99.59%
| 10 | 8 | 2017-08-08 10:00 | 971.6903 | 1716.0054 | 579.6271 | 297.995 | 1553.9119 | 866.6694 | 631.101 | 793.8216 | 686.3788 | 433.3347 | 981.4849 | 242.0449 | 247.8497 | 245.7879 | 971.6903 | 1553.9119 | 971.6903 | 5267 | 11 | 7 | 2017-07-08 11:00 | WEEKEND | 34.2927 | 2.3 | 655.707 | 636.0358 | 0 | 636.0358 | 2987.6363 | 0 | 0 | NA | 99.59%
| 11 | 8 | 2017-08-08 11:00 | 948.4425 | 1685.1092 | 918.3536 | 854.3624 | 1350.2948 | 851.0652 | 677.229 | 1372.3785 | 757.4652 | 425.5326 | 990.0001 | 250 | 250 | 284.9763 | 948.4425 | 1350.2948 | 948.4425 | 5268 | 12 | 7 | 2017-07-08 12:00 | WEEKEND | 43.161 | 2.3 | 703.978 | 682.8587 | 0 | 682.8587 | 2987.6363 | 0 | 0 | NA | 99.59%
| 12 | 8 | 2017-08-08 12:00 | 953.5019 | 1728.3618 | 629.7675 | 512.4912 | 1502.8728 | 872.91 | 652.798 | 1057.6164 | 897.4285 | 436.455 | 979.954 | 242.8987 | 247.4631 | 295.8445 | 953.5019 | 1502.8728 | 953.5019 | 5269 | 13 | 7 | 2017-07-08 13:00 | WEEKEND | 48.0794 | 2.3 | 678.39 | 658.0383 | 0 | 658.0383 | 2987.6363 | 0 | 0 | NA | 99.59%
| 13 | 8 | 2017-08-08 13:00 | 603.0453 | 1756.0569 | 959.5504 | 860.9326 | 1221.6724 | 886.8974 | 533.457 | 1009.134 | 765.0846 | 443.4487 | 980.1864 | 229.1044 | 247.5218 | 288.444 | 603.0453 | 1221.6724 | 603.0453 | 5270 | 14 | 7 | 2017-07-08 14:00 | WEEKEND | 59.5808 | 2.3 | 553.831 | 537.2161 | 0 | 537.2161 | 2987.6363 | 0 | 0 | NA | 99.59%
| 14 | 8 | 2017-08-08 14:00 | 574.7438 | 1795.5517 | 976.3742 | 747.9394 | 1240.249 | 906.8443 | 752.891 | 988.3507 | 990 | 453.4222 | 979.3313 | 232.3287 | 247.3059 | 251.822 | 574.7438 | 1240.249 | 574.7438 | 5271 | 15 | 7 | 2017-07-08 15:00 | WEEKEND | 59.0269 | 2.3 | 783.383 | 759.8815 | 0 | 759.8815 | 2987.6363 | 0 | 0 | NA | 99.59%
| 15 | 8 | 2017-08-08 15:00 | 155.0291 | 1727.7447 | 966.8855 | 797.1258 | 1053.8807 | 872.5983 | 770.245 | 1713.5163 | 990 | 436.2992 | 985.6393 | 205.0871 | 248.8988 | 197.1244 | 155.0291 | 1053.8807 | 155.0291 | 5272 | 16 | 7 | 2017-07-08 16:00 | WEEKEND | 57.3095 | 2.3 | 801.738 | 777.6859 | 212 | 989.6859 | 2987.6363 | 0 | 0 | NA | 99.59%
| 16 | 8 | 2017-08-08 16:00 | 55.5322 | 666.1139 | 898.2765 | 782.1146 | 869.4272 | 336.4212 | 806.552 | 464.8321 | 990 | 168.2106 | 945.302 | 196.5139 | 238.7126 | 140.9784 | 55.5322 | 869.4272 | 55.5322 | 5273 | 17 | 7 | 2017-07-08 17:00 | WEEKEND | 37.8667 | 2.3 | 839.993 | 814.7932 | 175 | 989.7932 | 2769.0796 | 0 | 0 | NA | 92.3%
| 17 | 8 | 2017-08-08 17:00 | 84.6375 | 121.6304 | 709.6663 | 565.131 | 388.3752 | 61.4295 | 791.056 | 1107.6402 | 990 | 30.7147 | 798.1598 | 165.0868 | 201.5555 | 78.5703 | 84.6375 | 388.3752 | 84.6375 | 5274 | 18 | 7 | 2017-07-08 18:00 | WEEKEND | 36.5501 | 2.3 | 823.575 | 798.8678 | 0 | 798.8678 | 2588.6673 | 0 | 0 | NA | 86.29%
| 18 | 8 | 2017-08-08 18:00 | 1.5718 | 99.435 | 345.9682 | 219.9439 | 351.7705 | 50.2197 | 584.482 | 298.0207 | 0 | 25.1098 | 391.3674 | 70.8429 | 98.8302 | 63.6658 | 1.5718 | 351.7705 | 1.5718 | 5275 | 19 | 7 | 2017-07-08 19:00 | WEEKEND | 35.9211 | 2.3 | 607.042 | 588.8307 | 0 | 588.8307 | 2588.6673 | 0 | 0 | NA | 86.29%
| 19 | 8 | 2017-08-08 19:00 | 0 | 0 | 11.8119 | 0 | 9.0717 | 0 | 0 | 0 | 0 | 0 | 19.1924 | 2.9171 | 4.8466 | 0 | 0 | 9.0717 | 0 | 5276 | 20 | 7 | 2017-07-08 20:00 | WEEKEND | 34.2315 | 2.3 | 0 | 0 | 0 | 0 | 2588.6673 | 0 | 0 | NA | 86.29%
| 20 | 8 | 2017-08-08 20:00 | 0 | 0 | 0 | 0 | 0 | 0 | 0 | 0 | 0 | 0 | 0 | 0 | 0 | 0 | 0 | 0 | 0 | 5277 | 21 | 7 | 2017-07-08 21:00 | WEEKEND | 32.4222 | 2.3 | 0 | 0 | 0 | 0 | 2588.6673 | 0 | 0 | NA | 86.29%
| 21 | 8 | 2017-08-08 21:00 | 0 | 0 | 0 | 0 | 0 | 0 | 0 | 0 | 0 | 0 | 0 | 0 | 0 | 0 | 0 | 0 | 0 | 5278 | 22 | 7 | 2017-07-08 22:00 | WEEKEND | 31.3227 | 2.3 | 0 | 0 | 0 | 0 | 2588.6673 | 0 | 0 | NA | 86.29%
| 22 | 8 | 2017-08-08 22:00 | 0 | 0 | 0 | 0 | 0 | 0 | 0 | 0 | 0 | 0 | 0 | 0 | 0 | 0 | 0 | 0 | 0 | 5279 | 23 | 7 | 2017-07-08 23:00 | WEEKEND | 26.6186 | 2.3 | 0 | 0 | 0 | 0 | 2588.6673 | 0 | 0 | NA | 86.29%
| 23 | 8 | 2017-08-08 23:00 | 0 | 0 | 0 | 0 | 0 | 0 | 0 | 0 | 0 | 0 | 0 | 0 | 0 | 0 | 0 | 0 | 0 | 5280 | 0 | 7 | 2017-07-09 | WEEKEND | 23.6792 | 2.3 | 0 | 0 | 0 | 0 | 2588.6673 | 0 | 0 | NA | 86.29%
| 0 | 8 | 2017-08-09 | 0 | 0 | 0 | 0 | 0 | 0 | 0 | 0 | 0 | 0 | 0 | 0 | 0 | 0 | 0 | 0 | 0 | 5281 | 1 | 7 | 2017-07-09 01:00 | WEEKEND | 23.6848 | 2.3 | 0 | 0 | 0 | 0 | 2588.6673 | 0 | 0 | NA | 86.29%
| 1 | 8 | 2017-08-09 01:00 | 0 | 0 | 0 | 0 | 0 | 0 | 0 | 0 | 0 | 0 | 0 | 0 | 0 | 0 | 0 | 0 | 0 | 5282 | 2 | 7 | 2017-07-09 02:00 | WEEKEND | 23.4065 | 2.3 | 0 | 0 | 0 | 0 | 2588.6673 | 0 | 0 | NA | 86.29%
| 2 | 8 | 2017-08-09 02:00 | 0 | 0 | 0 | 0 | 0 | 0 | 0 | 0 | 0 | 0 | 0 | 0 | 0 | 0 | 0 | 0 | 0 | 5283 | 3 | 7 | 2017-07-09 03:00 | WEEKEND | 22.6967 | 2.3 | 0 | 0 | 0 | 0 | 2588.6673 | 0 | 0 | NA | 86.29%
| 3 | 8 | 2017-08-09 03:00 | 0 | 0 | 0 | 0 | 0 | 0 | 0 | 0 | 0 | 0 | 0 | 0 | 0 | 0 | 0 | 0 | 0 | 5284 | 4 | 7 | 2017-07-09 04:00 | WEEKEND | 21.9618 | 2.3 | 0 | 0 | 0 | 0 | 2588.6673 | 0 | 0 | NA | 86.29%
| 4 | 8 | 2017-08-09 04:00 | 0 | 0 | 0 | 0 | 0 | 0 | 0 | 0 | 0 | 0 | 0 | 0 | 0 | 0 | 0 | 0 | 0 | 5285 | 5 | 7 | 2017-07-09 05:00 | WEEKEND | 21.3801 | 2.3 | 0 | 0 | 0 | 0 | 2588.6673 | 0 | 0 | NA | 86.29%
| 5 | 8 | 2017-08-09 05:00 | 0 | 0 | 0 | 0 | 0 | 0 | 0 | 0 | 0 | 0 | 0 | 0 | 0 | 0 | 0 | 0 | 0 | 5286 | 6 | 7 | 2017-07-09 06:00 | WEEKEND | 21.0572 | 2.3 | 0 | 0 | 0 | 0 | 2588.6673 | 0 | 0 | NA | 86.29%
| 6 | 8 | 2017-08-09 06:00 | 95.8649 | 0 | 84.6837 | 31.0257 | 106.7919 | 0 | 0 | 109.0483 | 0 | 0 | 82.7699 | 15.0401 | 20.9015 | 145.5233 | 95.8649 | 106.7919 | 95.8649 | 5287 | 7 | 7 | 2017-07-09 07:00 | WEEKEND | 21.0711 | 2.3 | 2.7472 | 0 | 0 | 0 | 2588.6673 | 0 | 0 | NA | 86.29%
| 7 | 8 | 2017-08-09 07:00 | 132.3711 | 1160.1975 | 619.8302 | 606.6771 | 459.9458 | 585.9583 | 8.9365 | 751.4146 | 0 | 292.9792 | 566.1484 | 102.2561 | 142.9668 | 573.2213 | 132.3711 | 459.9458 | 132.3711 | 5288 | 8 | 7 | 2017-07-09 08:00 | WEEKEND | 21.3467 | 2.3 | 14.1984 | 0 | 0 | 0 | 2591.4145 | 0 | 0 | NA | 86.38%
| 8 | 8 | 2017-08-09 08:00 | 885.2053 | 1568.8422 | 896.2222 | 747.0028 | 994.3696 | 792.3446 | 333.088 | 1363.3634 | 0 | 396.1723 | 828.1981 | 188.518 | 209.1409 | 181.5842 | 885.2053 | 994.3696 | 885.2053 | 5289 | 9 | 7 | 2017-07-09 09:00 | WEEKEND | 22.6271 | 2.3 | 346.28 | 0 | 0 | 0 | 2605.6129 | 0 | 0 | NA | 86.85%
| 9 | 8 | 2017-08-09 09:00 | 984.3303 | 1775.5511 | 951.1814 | 520.9863 | 1541.236 | 896.743 | 490.078 | 1425.3188 | 0 | 448.3715 | 838.4501 | 227.6423 | 211.7298 | 136.2164 | 984.3303 | 1541.236 | 984.3303 | 5290 | 10 | 7 | 2017-07-09 10:00 | WEEKEND | 23.5874 | 2.3 | 508.764 | 493.5011 | 0 | 493.5011 | 2951.8929 | 0 | 0 | NA | 98.4%
| 10 | 8 | 2017-08-09 10:00 | 951.6001 | 1805.7998 | 990.0001 | 885.603 | 1833.532 | 912.0201 | 903.683 | 1550.2337 | 0 | 456.0101 | 717.2658 | 240.4029 | 181.1277 | 239.0918 | 951.6001 | 1833.532 | 951.6001 | 5291 | 11 | 7 | 2017-07-09 11:00 | WEEKEND | 24.5059 | 2.3 | 942.584 | 914.3065 | 0 | 914.3065 | 2951.8929 | 0 | 0 | NA | 98.4%
| 11 | 8 | 2017-08-09 11:00 | 943.6204 | 1818.584 | 990.0001 | 760.5567 | 1646.3524 | 918.4768 | 871.706 | 1825.8579 | 0 | 459.2384 | 604.8288 | 231.1504 | 152.7345 | 437.9834 | 943.6204 | 1646.3524 | 943.6204 | 5292 | 12 | 7 | 2017-07-09 12:00 | WEEKEND | 30.3736 | 2.3 | 908.57 | 881.3129 | 0 | 881.3129 | 2951.8929 | 0 | 0 | NA | 98.4%
| 12 | 8 | 2017-08-09 12:00 | 969.0195 | 1755.6034 | 971.2344 | 624.0031 | 1842.0306 | 886.6684 | 857.415 | 1751.9575 | 864.9994 | 443.3342 | 829.3749 | 206.7032 | 209.4381 | 456.3047 | 969.0195 | 1842.0306 | 969.0195 | 5293 | 13 | 7 | 2017-07-09 13:00 | WEEKEND | 33.6135 | 2.3 | 893.439 | 866.6358 | 123 | 989.6358 | 2951.8929 | 0 | 0 | NA | 98.4%
| 13 | 8 | 2017-08-09 13:00 | 978.4589 | 1727.2268 | 911.2121 | 750.5102 | 1731.0024 | 872.3368 | 855.167 | 1737.5198 | 866.5611 | 436.1684 | 850.0865 | 242.4487 | 214.6683 | 181.0846 | 978.4589 | 1731.0024 | 978.4589 | 5294 | 14 | 7 | 2017-07-09 14:00 | WEEKEND | 35.1556 | 2.3 | 891.049 | 864.3175 | 126 | 990.3175 | 2825.0887 | 0 | 0 | NA | 94.17%
| 14 | 8 | 2017-08-09 14:00 | 973.5758 | 1561.7652 | 945.0371 | 512.6066 | 1767.1929 | 788.7703 | 864.671 | 1765.2787 | 990 | 394.3852 | 587.4563 | 219.3868 | 148.3475 | 964.9758 | 973.5758 | 1767.1929 | 973.5758 | 5295 | 15 | 7 | 2017-07-09 15:00 | WEEKEND | 34.624 | 2.3 | 901.092 | 874.0592 | 116 | 990.0592 | 2695.1918 | 0 | 0 | NA | 89.84%
| 15 | 8 | 2017-08-09 15:00 | 953.0573 | 1746.658 | 973.1024 | 174.92 | 1523.682 | 882.1505 | 868.544 | 1743.612 | 990 | 441.0752 | 695.9796 | 199.8923 | 175.7524 | 938.3847 | 953.0573 | 1523.682 | 953.0573 | 5296 | 16 | 7 | 2017-07-09 16:00 | WEEKEND | 34.3957 | 2.3 | 905.202 | 878.0459 | 0 | 878.0459 | 2575.6042 | 0 | 0 | NA | 85.85%
| 16 | 8 | 2017-08-09 16:00 | 821.8223 | 1271.9933 | 709.9067 | 575.9379 | 1732.5824 | 642.4209 | 857.161 | 1365.4278 | 990 | 321.2104 | 732.6486 | 179.1391 | 185.0123 | 854.9847 | 821.8223 | 1732.5824 | 821.8223 | 5297 | 17 | 7 | 2017-07-09 17:00 | WEEKEND | 33.5217 | 2.3 | 893.213 | 866.4166 | 0 | 866.4166 | 2575.6042 | 0 | 0 | NA | 85.85%
| 17 | 8 | 2017-08-09 17:00 | 486.4887 | 77.8967 | 822.2839 | 72.5172 | 1414.3182 | 39.3418 | 205.414 | 1070.489 | 990 | 19.6709 | 318.7235 | 137.9669 | 80.4857 | 669.3905 | 486.4887 | 1414.3182 | 486.4887 | 5298 | 18 | 7 | 2017-07-09 18:00 | WEEKEND | 32.4306 | 2.3 | 214.884 | 0 | 0 | 0 | 2575.6042 | 0 | 0 | NA | 85.85%
| 18 | 8 | 2017-08-09 18:00 | 28.3896 | 54.2719 | 447.6319 | 43.8206 | 355.3696 | 27.41 | 88.7107 | 223.4688 | 0 | 13.705 | 141.4581 | 54.7267 | 35.7218 | 205.2784 | 28.3896 | 355.3696 | 28.3896 | 5299 | 19 | 7 | 2017-07-09 19:00 | WEEKEND | 27.8684 | 2.3 | 95.5111 | 0 | 0 | 0 | 2790.4882 | 0 | 0 | NA | 93.02%
| 19 | 8 | 2017-08-09 19:00 | 0 | 0 | 27.2376 | 0 | 8.913 | 0 | 0 | 0 | 0 | 0 | 16.9743 | 2.7386 | 4.2864 | 0 | 0 | 8.913 | 0 | 5300 | 20 | 7 | 2017-07-09 20:00 | WEEKEND | 23.5985 | 2.3 | 0 | 0 | 0 | 0 | 2885.9993 | 0 | 0 | NA | 96.2%
| 20 | 8 | 2017-08-09 20:00 | 0 | 0 | 0 | 0 | 0 | 0 | 0 | 0 | 0 | 0 | 0 | 0 | 0 | 0 | 0 | 0 | 0 | 5301 | 21 | 7 | 2017-07-09 21:00 | WEEKEND | 22.9054 | 2.3 | 0 | 0 | 0 | 0 | 2885.9993 | 0 | 0 | NA | 96.2%
| 21 | 8 | 2017-08-09 21:00 | 0 | 0 | 0 | 0 | 0 | 0 | 0 | 0 | 0 | 0 | 0 | 0 | 0 | 0 | 0 | 0 | 0 | 5302 | 22 | 7 | 2017-07-09 22:00 | WEEKEND | 23.2868 | 2.3 | 0 | 0 | 0 | 0 | 2885.9993 | 0 | 0 | NA | 96.2%
| 22 | 8 | 2017-08-09 22:00 | 0 | 0 | 0 | 0 | 0 | 0 | 0 | 0 | 0 | 0 | 0 | 0 | 0 | 0 | 0 | 0 | 0 | 5303 | 23 | 7 | 2017-07-09 23:00 | WEEKEND | 23.3563 | 2.3 | 0 | 0 | 0 | 0 | 2885.9993 | 0 | 0 | NA | 96.2%
| 23 | 8 | 2017-08-09 23:00 | 0 | 0 | 0 | 0 | 0 | 0 | 0 | 0 | 0 | 0 | 0 | 0 | 0 | 0 | 0 | 0 | 0 | 5304 | 0 | 7 | 2017-07-10 | WEEKDAY | 23.0279 | 2.3 | 0 | 0 | 0 | 0 | 2885.9993 | 0 | 0 | NA | 96.2%
| 0 | 8 | 2017-08-10 | 0 | 0 | 0 | 0 | 0 | 0 | 0 | 0 | 0 | 0 | 0 | 0 | 0 | 0 | 0 | 0 | 0 | 5305 | 1 | 7 | 2017-07-10 01:00 | WEEKDAY | 21.5777 | 2.3 | 0 | 0 | 0 | 0 | 2885.9993 | 0 | 0 | NA | 96.2%
| 1 | 8 | 2017-08-10 01:00 | 0 | 0 | 0 | 0 | 0 | 0 | 0 | 0 | 0 | 0 | 0 | 0 | 0 | 0 | 0 | 0 | 0 | 5306 | 2 | 7 | 2017-07-10 02:00 | WEEKDAY | 19.7768 | 2.3 | 0 | 0 | 0 | 0 | 2885.9993 | 0 | 0 | NA | 96.2%
| 2 | 8 | 2017-08-10 02:00 | 0 | 0 | 0 | 0 | 0 | 0 | 0 | 0 | 0 | 0 | 0 | 0 | 0 | 0 | 0 | 0 | 0 | 5307 | 3 | 7 | 2017-07-10 03:00 | WEEKDAY | 18.733 | 2.3 | 0 | 0 | 0 | 0 | 2885.9993 | 0 | 0 | NA | 96.2%
| 3 | 8 | 2017-08-10 03:00 | 0 | 0 | 0 | 0 | 0 | 0 | 0 | 0 | 0 | 0 | 0 | 0 | 0 | 0 | 0 | 0 | 0 | 5308 | 4 | 7 | 2017-07-10 04:00 | WEEKDAY | 18.3238 | 2.3 | 0 | 0 | 0 | 0 | 2885.9993 | 0 | 0 | NA | 96.2%
| 4 | 8 | 2017-08-10 04:00 | 0 | 0 | 0 | 0 | 0 | 0 | 0 | 0 | 0 | 0 | 0 | 0 | 0 | 0 | 0 | 0 | 0 | 5309 | 5 | 7 | 2017-07-10 05:00 | WEEKDAY | 18.2458 | 2.3 | 0 | 0 | 0 | 0 | 2885.9993 | 0 | 0 | NA | 96.2%
| 5 | 8 | 2017-08-10 05:00 | 0 | 0 | 0 | 0 | 0 | 0 | 0 | 0 | 0 | 0 | 0 | 0 | 0 | 0 | 0 | 0 | 0 | 5310 | 6 | 7 | 2017-07-10 06:00 | WEEKDAY | 19.3899 | 2.05 | 0 | 0 | 0 | 0 | 2885.9993 | 0 | 0 | NA | 96.2%
| 6 | 8 | 2017-08-10 06:00 | 493.5428 | 0 | 43.0334 | 12.4584 | 243.7497 | 0 | 24.7879 | 147.5481 | 0 | 0 | 45.9419 | 18.8913 | 11.6015 | 38.5903 | 493.5428 | 243.7497 | 493.5428 | 5311 | 7 | 7 | 2017-07-10 07:00 | WEEKDAY | 19.7601 | 2.05 | 30.4015 | 0 | 0 | 0 | 2885.9993 | 0 | 0 | NA | 96.2%
| 7 | 8 | 2017-08-10 07:00 | 802.9406 | 571.7004 | 495.2889 | 58.4386 | 1404.2995 | 288.7376 | 576.125 | 514.2389 | 0 | 144.3688 | 453.4477 | 170.2721 | 114.507 | 67.1325 | 802.9406 | 1404.2995 | 802.9406 | 5312 | 8 | 7 | 2017-07-10 08:00 | WEEKDAY | 20.4559 | 2.05 | 598.482 | 580.5275 | 0 | 580.5275 | 2916.4008 | 0 | 0 | NA | 97.21%
| 8 | 8 | 2017-08-10 08:00 | 926.1047 | 1166.0052 | 797.5812 | 691.9494 | 1762.5756 | 588.8915 | 823.289 | 504.0661 | 787.5682 | 294.4457 | 700.7617 | 216.3002 | 176.96 | 105.7817 | 926.1047 | 1762.5756 | 926.1047 | 5313 | 9 | 7 | 2017-07-10 09:00 | WEEKDAY | 22.1483 | 1.95 | 857.768 | 832.035 | 0 | 832.035 | 2916.4008 | 0 | 0 | NA | 97.21%
| 9 | 8 | 2017-08-10 09:00 | 970.1823 | 743.2356 | 822.6284 | 905.0521 | 1931.3077 | 375.3715 | 905.17 | 1791.2006 | 887.1048 | 187.6858 | 586.6513 | 228.4176 | 148.1443 | 423.0296 | 970.1823 | 1931.3077 | 970.1823 | 5314 | 10 | 7 | 2017-07-10 10:00 | WEEKDAY | 22.8832 | 1.95 | 944.285 | 915.9564 | 0 | 915.9564 | 2916.4008 | 0 | 0 | NA | 97.21%
| 10 | 8 | 2017-08-10 10:00 | 937.7855 | 562.0286 | 917.497 | 858.7295 | 1970.3886 | 283.8528 | 925.919 | 891.9192 | 890.5395 | 141.9264 | 893.9278 | 246.2642 | 225.7393 | 930.1377 | 937.7855 | 1970.3886 | 937.7855 | 5315 | 11 | 7 | 2017-07-10 11:00 | WEEKDAY | 23.4677 | 1.95 | 966.259 | 937.2712 | 0 | 937.2712 | 2916.4008 | 0 | 0 | NA | 97.21%
| 11 | 8 | 2017-08-10 11:00 | 969.1092 | 591.7435 | 934.4708 | 382.0913 | 1834.5592 | 298.8603 | 922.436 | 771.9352 | 866.4399 | 149.4302 | 885.3834 | 244.0132 | 223.5817 | 348.6482 | 969.1092 | 1834.5592 | 969.1092 | 5316 | 12 | 7 | 2017-07-10 12:00 | WEEKDAY | 24.055 | 1.95 | 962.551 | 933.6745 | 0 | 933.6745 | 2916.4008 | 0 | 0 | NA | 97.21%
| 12 | 8 | 2017-08-10 12:00 | 964.6683 | 819.3478 | 814.7219 | 766.9711 | 1690.8638 | 413.812 | 882.881 | 612.0437 | 851.4611 | 206.906 | 855.9534 | 221.132 | 216.1498 | 163.0131 | 964.6683 | 1690.8638 | 964.6683 | 5317 | 13 | 7 | 2017-07-10 13:00 | WEEKDAY | 27.6235 | 1.95 | 920.51 | 892.8947 | 0 | 892.8947 | 2916.4008 | 0 | 0 | NA | 97.21%
| 13 | 8 | 2017-08-10 13:00 | 949.3692 | 1529.3431 | 843.7401 | 475.952 | 1745.7785 | 772.3955 | 879.788 | 812.1712 | 853.5505 | 386.1977 | 566.5467 | 231.8512 | 143.0673 | 648.2554 | 949.3692 | 1745.7785 | 949.3692 | 5318 | 14 | 7 | 2017-07-10 14:00 | WEEKDAY | 31.5677 | 0 | 917.226 | 889.7092 | 0 | 889.7092 | 2916.4008 | 0 | 0 | NA | 97.21%
| 14 | 8 | 2017-08-10 14:00 | 959.0991 | 1743.5533 | 776.8745 | 512.9551 | 1980.0001 | 880.5825 | 886.66 | 1813.1459 | 990 | 440.2912 | 597.112 | 229.4891 | 150.7859 | 548.2016 | 959.0991 | 1980.0001 | 959.0991 | 5319 | 15 | 7 | 2017-07-10 15:00 | WEEKDAY | 33.3936 | 0 | 924.488 | 896.7534 | 93.2466 | 990 | 2916.4008 | 0 | 0 | NA | 97.21%
| 15 | 8 | 2017-08-10 15:00 | 931.6177 | 853.1024 | 597.1448 | 665.7067 | 1815.4885 | 430.8598 | 886.862 | 1684.7011 | 990 | 215.4299 | 806.267 | 204.2585 | 203.6028 | 946.4712 | 931.6177 | 1815.4885 | 931.6177 | 5320 | 16 | 7 | 2017-07-10 16:00 | WEEKDAY | 34.2955 | 0 | 924.698 | 896.9571 | 93.0429 | 990 | 2820.2702 | 0 | 0 | NA | 94.01%
| 16 | 8 | 2017-08-10 16:00 | 797.8839 | 1606.4158 | 657.6965 | 758.2851 | 1843.0057 | 811.3211 | 869.991 | 537.2434 | 990 | 405.6606 | 384.6055 | 202.8946 | 97.1226 | 870.9578 | 797.8839 | 1843.0057 | 797.8839 | 5321 | 17 | 7 | 2017-07-10 17:00 | WEEKDAY | 39.0219 | 0 | 906.861 | 879.6552 | 110.3448 | 990 | 2724.3497 | 0 | 0 | NA | 90.81%
| 17 | 8 | 2017-08-10 17:00 | 479.0537 | 1291.6571 | 331.7444 | 539.1206 | 359.1739 | 652.3521 | 796.788 | 194.8964 | 990 | 326.176 | 276.2769 | 187.7726 | 69.7669 | 694.264 | 479.0537 | 359.1739 | 479.0537 | 5322 | 18 | 7 | 2017-07-10 18:00 | WEEKDAY | 42.2257 | 0 | 829.625 | 804.7362 | 185.2638 | 990 | 2610.5921 | 0 | 0 | NA | 87.02%
| 18 | 8 | 2017-08-10 18:00 | 20.4358 | 516.3796 | 278.4027 | 65.6035 | 311.5713 | 260.7978 | 588.231 | 137.4971 | 0 | 130.3989 | 49.1757 | 87.3849 | 12.4181 | 215.7841 | 20.4358 | 311.5713 | 20.4358 | 5323 | 19 | 7 | 2017-07-10 19:00 | WEEKDAY | 36.7394 | 0 | 610.969 | 592.6399 | 0 | 592.6399 | 2419.5986 | 0 | 0 | NA | 80.65%
| 19 | 8 | 2017-08-10 19:00 | 0 | 0 | 12.1967 | 0 | 3.3145 | 0 | 0 | 0 | 0 | 0 | 12.8111 | 3.9096 | 3.2351 | 0 | 0 | 3.3145 | 0 | 5324 | 20 | 7 | 2017-07-10 20:00 | WEEKDAY | 28.0076 | 2.06 | 0 | 0 | 0 | 0 | 2419.5986 | 0 | 0 | NA | 80.65%
| 20 | 8 | 2017-08-10 20:00 | 0 | 0 | 0 | 0 | 0 | 0 | 0 | 0 | 0 | 0 | 0 | 0 | 0 | 0 | 0 | 0 | 0 | 5325 | 21 | 7 | 2017-07-10 21:00 | WEEKDAY | 27.7877 | 2.06 | 0 | 0 | 0 | 0 | 2419.5986 | 0 | 0 | NA | 80.65%
| 21 | 8 | 2017-08-10 21:00 | 0 | 0 | 0 | 0 | 0 | 0 | 0 | 0 | 0 | 0 | 0 | 0 | 0 | 0 | 0 | 0 | 0 | 5326 | 22 | 7 | 2017-07-10 22:00 | WEEKDAY | 24.4781 | 2.06 | 0 | 0 | 0 | 0 | 2419.5986 | 0 | 0 | NA | 80.65%
| 22 | 8 | 2017-08-10 22:00 | 0 | 0 | 0 | 0 | 0 | 0 | 0 | 0 | 0 | 0 | 0 | 0 | 0 | 0 | 0 | 0 | 0 | 5327 | 23 | 7 | 2017-07-10 23:00 | WEEKDAY | 23.4176 | 2.3 | 0 | 0 | 0 | 0 | 2419.5986 | 0 | 0 | NA | 80.65%
| 23 | 8 | 2017-08-10 23:00 | 0 | 0 | 0 | 0 | 0 | 0 | 0 | 0 | 0 | 0 | 0 | 0 | 0 | 0 | 0 | 0 | 0 | 5328 | 0 | 7 | 2017-07-11 | WEEKDAY | 22.3738 | 2.3 | 0 | 0 | 0 | 0 | 2419.5986 | 0 | 0 | NA | 80.65%
| 0 | 8 | 2017-08-11 | 0 | 0 | 0 | 0 | 0 | 0 | 0 | 0 | 0 | 0 | 0 | 0 | 0 | 0 | 0 | 0 | 0 | 5329 | 1 | 7 | 2017-07-11 01:00 | WEEKDAY | 21.8839 | 2.3 | 0 | 0 | 0 | 0 | 2419.5986 | 0 | 0 | NA | 80.65%
| 1 | 8 | 2017-08-11 01:00 | 0 | 0 | 0 | 0 | 0 | 0 | 0 | 0 | 0 | 0 | 0 | 0 | 0 | 0 | 0 | 0 | 0 | 5330 | 2 | 7 | 2017-07-11 02:00 | WEEKDAY | 21.1657 | 2.3 | 0 | 0 | 0 | 0 | 2419.5986 | 0 | 0 | NA | 80.65%
| 2 | 8 | 2017-08-11 02:00 | 0 | 0 | 0 | 0 | 0 | 0 | 0 | 0 | 0 | 0 | 0 | 0 | 0 | 0 | 0 | 0 | 0 | 5331 | 3 | 7 | 2017-07-11 03:00 | WEEKDAY | 20.2917 | 2.3 | 0 | 0 | 0 | 0 | 2419.5986 | 0 | 0 | NA | 80.65%
| 3 | 8 | 2017-08-11 03:00 | 0 | 0 | 0 | 0 | 0 | 0 | 0 | 0 | 0 | 0 | 0 | 0 | 0 | 0 | 0 | 0 | 0 | 5332 | 4 | 7 | 2017-07-11 04:00 | WEEKDAY | 19.7378 | 2.3 | 0 | 0 | 0 | 0 | 2419.5986 | 0 | 0 | NA | 80.65%
| 4 | 8 | 2017-08-11 04:00 | 0 | 0 | 0 | 0 | 0 | 0 | 0 | 0 | 0 | 0 | 0 | 0 | 0 | 0 | 0 | 0 | 0 | 5333 | 5 | 7 | 2017-07-11 05:00 | WEEKDAY | 19.4233 | 2.3 | 0 | 0 | 0 | 0 | 2419.5986 | 0 | 0 | NA | 80.65%
| 5 | 8 | 2017-08-11 05:00 | 0 | 0 | 0 | 0 | 0 | 0 | 0 | 0 | 0 | 0 | 0 | 0 | 0 | 0 | 0 | 0 | 0 | 5334 | 6 | 7 | 2017-07-11 06:00 | WEEKDAY | 20.1414 | 2.05 | 0 | 0 | 0 | 0 | 2419.5986 | 0 | 0 | NA | 80.65%
| 6 | 8 | 2017-08-11 06:00 | 436.9017 | 0 | 31.1614 | 116.2974 | 144.2972 | 0 | 21.141 | 162.7537 | 0 | 0 | 50.2895 | 13.9272 | 12.6994 | 40.5053 | 436.9017 | 144.2972 | 436.9017 | 5335 | 7 | 7 | 2017-07-11 07:00 | WEEKDAY | 20.7454 | 2.05 | 26.6838 | 0 | 0 | 0 | 2419.5986 | 0 | 0 | NA | 80.65%
| 7 | 8 | 2017-08-11 07:00 | 847.1455 | 1199.1929 | 342.7625 | 583.7972 | 1072.2847 | 605.653 | 561.018 | 1130.2258 | 0 | 302.8265 | 520.3956 | 119.5023 | 131.413 | 558.2296 | 847.1455 | 1072.2847 | 847.1455 | 5336 | 8 | 7 | 2017-07-11 08:00 | WEEKDAY | 21.4524 | 2.05 | 582.661 | 565.1812 | 0 | 565.1812 | 2446.2824 | 0 | 0 | NA | 81.54%
| 8 | 8 | 2017-08-11 08:00 | 947.9771 | 1551.8455 | 699.0636 | 771.19 | 1598.9022 | 783.7604 | 763.33 | 1588.6055 | 780.0953 | 391.8802 | 720.2557 | 184.5059 | 181.8827 | 157.832 | 947.9771 | 1598.9022 | 947.9771 | 5337 | 9 | 7 | 2017-07-11 09:00 | WEEKDAY | 22.5185 | 1.95 | 794.28 | 770.4516 | 0 | 770.4516 | 2446.2824 | 0 | 0 | NA | 81.54%
| 9 | 8 | 2017-08-11 09:00 | 957.5328 | 1769.3259 | 835.4221 | 845.9408 | 1855.7069 | 893.5989 | 830.38 | 1712.7804 | 846.2067 | 446.7995 | 814.36 | 221.3457 | 205.6465 | 226.9618 | 957.5328 | 1855.7069 | 957.5328 | 5338 | 10 | 7 | 2017-07-11 10:00 | WEEKDAY | 21.8755 | 1.95 | 864.836 | 838.8909 | 0 | 838.8909 | 2446.2824 | 0 | 0 | NA | 81.54%
| 10 | 8 | 2017-08-11 10:00 | 949.7923 | 1839.4564 | 851.4356 | 899.7822 | 1914.3288 | 929.0184 | 842.46 | 1849.1636 | 851.1604 | 464.5092 | 832.0655 | 234.4045 | 210.1175 | 953.1494 | 949.7923 | 1914.3288 | 949.7923 | 5339 | 11 | 7 | 2017-07-11 11:00 | WEEKDAY | 22.474 | 1.95 | 877.54 | 851.2138 | 0 | 851.2138 | 2446.2824 | 0 | 0 | NA | 81.54%
| 11 | 8 | 2017-08-11 11:00 | 929.3728 | 1722.4265 | 635.4754 | 899.8344 | 1889.3119 | 869.9124 | 880.762 | 1882.7688 | 873.2202 | 434.9562 | 949.1007 | 227.0784 | 239.6719 | 581.1101 | 929.3728 | 1889.3119 | 929.3728 | 5340 | 12 | 7 | 2017-07-11 12:00 | WEEKDAY | 24.6312 | 1.95 | 918.205 | 890.6589 | 0 | 890.6589 | 2446.2824 | 0 | 0 | NA | 81.54%
| 12 | 8 | 2017-08-11 12:00 | 918.7397 | 1674.6253 | 897.835 | 454.9941 | 1929.1566 | 845.7704 | 821.198 | 1778.9132 | 247.7972 | 422.8852 | 847.2848 | 238.5475 | 213.9608 | 547.3141 | 918.7397 | 1929.1566 | 918.7397 | 5341 | 13 | 7 | 2017-07-11 13:00 | WEEKDAY | 29.2128 | 1.95 | 855.047 | 829.3956 | 0 | 829.3956 | 2446.2824 | 0 | 0 | NA | 81.54%
| 13 | 8 | 2017-08-11 13:00 | 946.374 | 1794.0984 | 586.3615 | 853.5374 | 1926.7071 | 906.1103 | 548.358 | 1777.2179 | 474.6385 | 453.0552 | 913.7878 | 219.597 | 230.7545 | 596.18 | 946.374 | 1926.7071 | 946.374 | 5342 | 14 | 7 | 2017-07-11 14:00 | WEEKDAY | 40.7365 | 0 | 569.176 | 552.1007 | 0 | 552.1007 | 2446.2824 | 0 | 0 | NA | 81.54%
| 14 | 8 | 2017-08-11 14:00 | 956.7957 | 1874.5961 | 365.8095 | 883.9644 | 1904.439 | 946.7657 | 864.317 | 1839.0762 | 990 | 473.3828 | 796.613 | 211.5647 | 201.1649 | 485.1402 | 956.7957 | 1904.439 | 956.7957 | 5343 | 15 | 7 | 2017-07-11 15:00 | WEEKDAY | 37.2237 | 0 | 900.752 | 873.7294 | 116.2706 | 990 | 2446.2824 | 0 | 0 | NA | 81.54%
| 15 | 8 | 2017-08-11 15:00 | 936.285 | 405.705 | 786.4812 | 872.5798 | 1837.9627 | 204.9015 | 619.644 | 1822.8379 | 990 | 102.4508 | 669.5205 | 163.3311 | 169.0708 | 742.3831 | 936.285 | 1837.9627 | 936.285 | 5344 | 16 | 7 | 2017-07-11 16:00 | WEEKDAY | 34.8856 | 0 | 643.642 | 624.3327 | 365.6673 | 990 | 2326.4158 | 0 | 0 | NA | 77.55%
| 16 | 8 | 2017-08-11 16:00 | 838.6096 | 432.5955 | 602.8348 | 738.1056 | 1638.7199 | 218.4826 | 758.407 | 1208.8458 | 990 | 109.2413 | 434.5777 | 187.6152 | 109.7418 | 599.8475 | 838.6096 | 1638.7199 | 838.6096 | 5345 | 17 | 7 | 2017-07-11 17:00 | WEEKDAY | 34.8828 | 0 | 789.129 | 765.4551 | 224.5449 | 990 | 1949.4393 | 0 | 0 | NA | 64.98%
| 17 | 8 | 2017-08-11 17:00 | 469.5107 | 228.9967 | 595.9062 | 90.3199 | 1298.177 | 115.6549 | 511.61 | 1145.1487 | 990 | 57.8275 | 405.5124 | 146.7375 | 102.4021 | 584.9961 | 469.5107 | 1298.177 | 469.5107 | 5346 | 18 | 7 | 2017-07-11 18:00 | WEEKDAY | 37.3434 | 0 | 531.13 | 515.1961 | 474.8039 | 990 | 1717.9497 | 0 | 0 | NA | 57.26%
| 18 | 8 | 2017-08-11 18:00 | 24.4841 | 367.2501 | 286.2817 | 131.9048 | 368.1569 | 185.4799 | 125.129 | 298.1427 | 0 | 92.7399 | 148.9627 | 49.1399 | 37.6169 | 146.4549 | 24.4841 | 368.1569 | 24.4841 | 5347 | 19 | 7 | 2017-07-11 19:00 | WEEKDAY | 37.6747 | 0 | 132.71 | 0 | 0 | 0 | 1228.4612 | 0 | 0 | NA | 40.95%
| 19 | 8 | 2017-08-11 19:00 | 0 | 0 | 5.1744 | 0 | 3.2736 | 0 | 0 | 0 | 0 | 0 | 7.4278 | 2.3701 | 1.8757 | 0 | 0 | 3.2736 | 0 | 5348 | 20 | 7 | 2017-07-11 20:00 | WEEKDAY | 37.0206 | 2.06 | 0 | 0 | 0 | 0 | 1361.1712 | 0 | 0 | NA | 45.37%
| 20 | 8 | 2017-08-11 20:00 | 0 | 0 | 0 | 0 | 0 | 0 | 0 | 0 | 0 | 0 | 0 | 0 | 0 | 0 | 0 | 0 | 0 | 5349 | 21 | 7 | 2017-07-11 21:00 | WEEKDAY | 32.2274 | 2.06 | 0 | 0 | 0 | 0 | 1361.1712 | 0 | 0 | NA | 45.37%
| 21 | 8 | 2017-08-11 21:00 | 0 | 0 | 0 | 0 | 0 | 0 | 0 | 0 | 0 | 0 | 0 | 0 | 0 | 0 | 0 | 0 | 0 | 5350 | 22 | 7 | 2017-07-11 22:00 | WEEKDAY | 30.1425 | 2.06 | 0 | 0 | 0 | 0 | 1361.1712 | 0 | 0 | NA | 45.37%
| 22 | 8 | 2017-08-11 22:00 | 0 | 0 | 0 | 0 | 0 | 0 | 0 | 0 | 0 | 0 | 0 | 0 | 0 | 0 | 0 | 0 | 0 | 5351 | 23 | 7 | 2017-07-11 23:00 | WEEKDAY | 25.9868 | 2.3 | 0 | 0 | 0 | 0 | 1361.1712 | 0 | 0 | NA | 45.37%
| 23 | 8 | 2017-08-11 23:00 | 0 | 0 | 0 | 0 | 0 | 0 | 0 | 0 | 0 | 0 | 0 | 0 | 0 | 0 | 0 | 0 | 0 | 5352 | 0 | 7 | 2017-07-12 | WEEKDAY | 24.3807 | 2.3 | 0 | 0 | 0 | 0 | 1361.1712 | 0 | 0 | NA | 45.37%
| 0 | 8 | 2017-08-12 | 0 | 0 | 0 | 0 | 0 | 0 | 0 | 0 | 0 | 0 | 0 | 0 | 0 | 0 | 0 | 0 | 0 | 5353 | 1 | 7 | 2017-07-12 01:00 | WEEKDAY | 23.682 | 2.3 | 0 | 0 | 0 | 0 | 1361.1712 | 0 | 0 | NA | 45.37%
| 1 | 8 | 2017-08-12 01:00 | 0 | 0 | 0 | 0 | 0 | 0 | 0 | 0 | 0 | 0 | 0 | 0 | 0 | 0 | 0 | 0 | 0 | 5354 | 2 | 7 | 2017-07-12 02:00 | WEEKDAY | 23.4788 | 2.3 | 0 | 0 | 0 | 0 | 1361.1712 | 0 | 0 | NA | 45.37%
| 2 | 8 | 2017-08-12 02:00 | 0 | 0 | 0 | 0 | 0 | 0 | 0 | 0 | 0 | 0 | 0 | 0 | 0 | 0 | 0 | 0 | 0 | 5355 | 3 | 7 | 2017-07-12 03:00 | WEEKDAY | 23.1726 | 2.3 | 0 | 0 | 0 | 0 | 1361.1712 | 0 | 0 | NA | 45.37%
| 3 | 8 | 2017-08-12 03:00 | 0 | 0 | 0 | 0 | 0 | 0 | 0 | 0 | 0 | 0 | 0 | 0 | 0 | 0 | 0 | 0 | 0 | 5356 | 4 | 7 | 2017-07-12 04:00 | WEEKDAY | 22.7662 | 2.3 | 0 | 0 | 0 | 0 | 1361.1712 | 0 | 0 | NA | 45.37%
| 4 | 8 | 2017-08-12 04:00 | 0 | 0 | 0 | 0 | 0 | 0 | 0 | 0 | 0 | 0 | 0 | 0 | 0 | 0 | 0 | 0 | 0 | 5357 | 5 | 7 | 2017-07-12 05:00 | WEEKDAY | 22.7579 | 2.3 | 0 | 0 | 0 | 0 | 1361.1712 | 0 | 0 | NA | 45.37%
| 5 | 8 | 2017-08-12 05:00 | 0 | 0 | 0 | 0 | 0 | 0 | 0 | 0 | 0 | 0 | 0 | 0 | 0 | 0 | 0 | 0 | 0 | 5358 | 6 | 7 | 2017-07-12 06:00 | WEEKDAY | 23.2534 | 2.05 | 0 | 0 | 0 | 0 | 1361.1712 | 0 | 0 | NA | 45.37%
| 6 | 8 | 2017-08-12 06:00 | 508.9098 | 0 | 27.2714 | 125.1235 | 229.9576 | 0 | 17.3624 | 159.0886 | 0 | 0 | 29.3631 | 19.0977 | 7.4149 | 71.6195 | 508.9098 | 229.9576 | 508.9098 | 5359 | 7 | 7 | 2017-07-12 07:00 | WEEKDAY | 23.5818 | 2.05 | 22.8203 | 0 | 0 | 0 | 1361.1712 | 0 | 0 | NA | 45.37%
| 7 | 8 | 2017-08-12 07:00 | 846.6356 | 77.2883 | 116.0412 | 655.7505 | 1328.2037 | 39.0345 | 566.055 | 723.9247 | 0 | 19.5173 | 317.8321 | 140.5771 | 80.2606 | 129.8973 | 846.6356 | 1328.2037 | 846.6356 | 5360 | 8 | 7 | 2017-07-12 08:00 | WEEKDAY | 23.6291 | 2.05 | 587.947 | 0 | 0 | 0 | 1383.9915 | 0 | 0 | NA | 46.13%
| 8 | 8 | 2017-08-12 08:00 | 955.9255 | 282.3744 | 208.3334 | 853.9742 | 1384.5526 | 142.6133 | 811.068 | 1429.9506 | 0 | 71.3067 | 806.1587 | 208.267 | 203.5754 | 481.8609 | 955.9255 | 1384.5526 | 955.9255 | 5361 | 9 | 7 | 2017-07-12 09:00 | WEEKDAY | 23.7544 | 1.95 | 844.823 | 0 | 0 | 0 | 1971.9385 | 0 | 0 | NA | 65.73%
| 9 | 8 | 2017-08-12 09:00 | 937.5755 | 1846.9668 | 363.0821 | 945.9475 | 1751.6079 | 932.8115 | 892.42 | 1722.3744 | 953.2675 | 466.4058 | 962.7623 | 237.6365 | 243.1218 | 346.0065 | 937.5755 | 1751.6079 | 937.5755 | 5362 | 10 | 7 | 2017-07-12 10:00 | WEEKDAY | 23.6263 | 1.95 | 930.737 | 902.8149 | 0 | 902.8149 | 2816.7615 | 0 | 0 | NA | 93.89%
| 10 | 8 | 2017-08-12 10:00 | 958.887 | 1864.0759 | 359.9305 | 960.1533 | 1821.0979 | 941.4525 | 883.136 | 1816.9319 | 956.8313 | 470.7262 | 986.6213 | 245.4415 | 249.1468 | 413.4217 | 958.887 | 1821.0979 | 958.887 | 5363 | 11 | 7 | 2017-07-12 11:00 | WEEKDAY | 25.2463 | 1.95 | 920.748 | 893.1256 | 0 | 893.1256 | 2816.7615 | 0 | 0 | NA | 93.89%
| 11 | 8 | 2017-08-12 11:00 | 921.131 | 1882.884 | 459.5382 | 885.2474 | 1906.2353 | 950.9515 | 876.967 | 1858.4386 | 922.7067 | 475.4758 | 980.0231 | 248.6784 | 247.4806 | 298.3768 | 921.131 | 1906.2353 | 921.131 | 5364 | 12 | 7 | 2017-07-12 12:00 | WEEKDAY | 29.5302 | 1.95 | 914.192 | 886.7662 | 0 | 886.7662 | 2816.7615 | 0 | 0 | NA | 93.89%
| 12 | 8 | 2017-08-12 12:00 | 927.3349 | 1149.9835 | 401.6208 | 676.9872 | 1845.5904 | 580.7998 | 862.617 | 1446.6729 | 990.4764 | 290.3999 | 972.0574 | 225.4087 | 245.469 | 933.9307 | 927.3349 | 1845.5904 | 927.3349 | 5365 | 13 | 7 | 2017-07-12 13:00 | WEEKDAY | 36.4221 | 1.95 | 899.003 | 872.0329 | 0 | 872.0329 | 2816.7615 | 0 | 0 | NA | 93.89%
| 13 | 8 | 2017-08-12 13:00 | 934.6972 | 728.1458 | 503.3838 | 947.5302 | 1834.354 | 367.7504 | 816.599 | 1882.1302 | 904.1108 | 183.8752 | 781.3492 | 228.7837 | 197.3104 | 726.248 | 934.6972 | 1834.354 | 934.6972 | 5366 | 14 | 7 | 2017-07-12 14:00 | WEEKDAY | 36.2913 | 0 | 850.195 | 824.6892 | 0 | 824.6892 | 2816.7615 | 0 | 0 | NA | 93.89%
| 14 | 8 | 2017-08-12 14:00 | 905.4983 | 1813.5127 | 837.7373 | 936.2919 | 1762.339 | 915.9155 | 824.561 | 1593.3835 | 921.9637 | 457.9577 | 903.9803 | 226.7019 | 228.2778 | 865.9552 | 905.4983 | 1762.339 | 905.4983 | 5367 | 15 | 7 | 2017-07-12 15:00 | WEEKDAY | 37.5967 | 0 | 858.588 | 832.8304 | 157.1696 | 990 | 2816.7615 | 0 | 0 | NA | 93.89%
| 15 | 8 | 2017-08-12 15:00 | 927.3169 | 1747.6992 | 935.6786 | 910.7942 | 1708.0073 | 882.6764 | 828.126 | 1814.4875 | 950.2634 | 441.3382 | 675.1249 | 194.542 | 170.4861 | 562.9341 | 927.3169 | 1708.0073 | 927.3169 | 5368 | 16 | 7 | 2017-07-12 16:00 | WEEKDAY | 34.8745 | 0 | 862.359 | 836.4882 | 153.5118 | 990 | 2654.7309 | 0 | 0 | NA | 88.49%
| 16 | 8 | 2017-08-12 16:00 | 795.3116 | 1631.8354 | 922.8182 | 816.773 | 1721.4856 | 824.1593 | 857.033 | 1636.2918 | 939.4993 | 412.0797 | 785.2622 | 185.3498 | 198.2985 | 863.8351 | 795.3116 | 1721.4856 | 795.3116 | 5369 | 17 | 7 | 2017-07-12 17:00 | WEEKDAY | 39.0163 | 0 | 893.12 | 866.3264 | 123.6736 | 990 | 2496.4713 | 0 | 0 | NA | 83.22%
| 17 | 8 | 2017-08-12 17:00 | 458.8978 | 1303.7475 | 691.6048 | 687.1483 | 1400.751 | 658.4583 | 785.383 | 1243.2603 | 838.9967 | 329.2292 | 650.3091 | 148.9595 | 164.2195 | 695.0534 | 458.8978 | 1400.751 | 458.8978 | 5370 | 18 | 7 | 2017-07-12 18:00 | WEEKDAY | 34.173 | 0 | 817.572 | 793.0448 | 196.9552 | 990 | 2368.9728 | 0 | 0 | NA | 78.97%
| 18 | 8 | 2017-08-12 18:00 | 18.807 | 469.4248 | 315.0499 | 193.5608 | 456.3637 | 237.0832 | 584.43 | 252.284 | 470.7672 | 118.5416 | 156.5634 | 56.2212 | 39.5362 | 213.5078 | 18.807 | 456.3637 | 18.807 | 5371 | 19 | 7 | 2017-07-12 19:00 | WEEKDAY | 33.1376 | 0 | 607.029 | 0 | 0 | 0 | 2165.9262 | 0 | 0 | NA | 72.2%
| 19 | 8 | 2017-08-12 19:00 | 0 | 0 | 7.2834 | 0 | 4.3144 | 0 | 0 | 0 | 970 | 0 | 10.1555 | 2.1215 | 2.5645 | 0 | 0 | 4.3144 | 0 | 5372 | 20 | 7 | 2017-07-12 20:00 | WEEKDAY | 33.6887 | 2.06 | 0 | 0 | 0 | 0 | 2772.9552 | 0 | 0 | NA | 92.43%
| 20 | 8 | 2017-08-12 20:00 | 0 | 0 | 0 | 0 | 0 | 0 | 0 | 0 | 0 | 0 | 0 | 0 | 0 | 0 | 0 | 0 | 0 | 5373 | 21 | 7 | 2017-07-12 21:00 | WEEKDAY | 32.1745 | 2.06 | 0 | 0 | 0 | 0 | 2772.9552 | 0 | 0 | NA | 92.43%
| 21 | 8 | 2017-08-12 21:00 | 0 | 0 | 0 | 0 | 0 | 0 | 0 | 0 | 0 | 0 | 0 | 0 | 0 | 0 | 0 | 0 | 0 | 5374 | 22 | 7 | 2017-07-12 22:00 | WEEKDAY | 30.6408 | 2.06 | 0 | 0 | 0 | 0 | 2772.9552 | 0 | 0 | NA | 92.43%
| 22 | 8 | 2017-08-12 22:00 | 0 | 0 | 0 | 0 | 0 | 0 | 0 | 0 | 0 | 0 | 0 | 0 | 0 | 0 | 0 | 0 | 0 | 5375 | 23 | 7 | 2017-07-12 23:00 | WEEKDAY | 24.993 | 2.3 | 0 | 0 | 0 | 0 | 2772.9552 | 0 | 0 | NA | 92.43%
| 23 | 8 | 2017-08-12 23:00 | 0 | 0 | 0 | 0 | 0 | 0 | 0 | 0 | 0 | 0 | 0 | 0 | 0 | 0 | 0 | 0 | 0 | 5376 | 0 | 7 | 2017-07-13 | WEEKDAY | 23.3591 | 2.3 | 0 | 0 | 0 | 0 | 2772.9552 | 0 | 0 | NA | 92.43%
| 0 | 8 | 2017-08-13 | 0 | 0 | 0 | 0 | 0 | 0 | 0 | 0 | 0 | 0 | 0 | 0 | 0 | 0 | 0 | 0 | 0 | 5377 | 1 | 7 | 2017-07-13 01:00 | WEEKDAY | 23.0112 | 2.3 | 0 | 0 | 0 | 0 | 2772.9552 | 0 | 0 | NA | 92.43%
| 1 | 8 | 2017-08-13 01:00 | 0 | 0 | 0 | 0 | 0 | 0 | 0 | 0 | 0 | 0 | 0 | 0 | 0 | 0 | 0 | 0 | 0 | 5378 | 2 | 7 | 2017-07-13 02:00 | WEEKDAY | 22.9945 | 2.3 | 0 | 0 | 0 | 0 | 2772.9552 | 0 | 0 | NA | 92.43%
| 2 | 8 | 2017-08-13 02:00 | 0 | 0 | 0 | 0 | 0 | 0 | 0 | 0 | 0 | 0 | 0 | 0 | 0 | 0 | 0 | 0 | 0 | 5379 | 3 | 7 | 2017-07-13 03:00 | WEEKDAY | 22.5992 | 2.3 | 0 | 0 | 0 | 0 | 2772.9552 | 0 | 0 | NA | 92.43%
| 3 | 8 | 2017-08-13 03:00 | 0 | 0 | 0 | 0 | 0 | 0 | 0 | 0 | 0 | 0 | 0 | 0 | 0 | 0 | 0 | 0 | 0 | 5380 | 4 | 7 | 2017-07-13 04:00 | WEEKDAY | 22.3209 | 2.3 | 0 | 0 | 0 | 0 | 2772.9552 | 0 | 0 | NA | 92.43%
| 4 | 8 | 2017-08-13 04:00 | 0 | 0 | 0 | 0 | 0 | 0 | 0 | 0 | 0 | 0 | 0 | 0 | 0 | 0 | 0 | 0 | 0 | 5381 | 5 | 7 | 2017-07-13 05:00 | WEEKDAY | 22.126 | 2.3 | 0 | 0 | 0 | 0 | 2772.9552 | 0 | 0 | NA | 92.43%
| 5 | 8 | 2017-08-13 05:00 | 0 | 0 | 0 | 0 | 0 | 0 | 0 | 0 | 0 | 0 | 0 | 0 | 0 | 0 | 0 | 0 | 0 | 5382 | 6 | 7 | 2017-07-13 06:00 | WEEKDAY | 22.6911 | 2.05 | 0 | 0 | 0 | 0 | 2772.9552 | 0 | 0 | NA | 92.43%
| 6 | 8 | 2017-08-13 06:00 | 523.8524 | 0 | 28.9276 | 68.5017 | 93.1006 | 0 | 0 | 62.3023 | 0 | 0 | 77.0637 | 13.419 | 19.4605 | 82.2366 | 523.8524 | 93.1006 | 523.8524 | 5383 | 7 | 7 | 2017-07-13 07:00 | WEEKDAY | 23.3953 | 2.05 | 2.3233 | 0 | 0 | 0 | 2772.9552 | 0 | 0 | NA | 92.43%
| 7 | 8 | 2017-08-13 07:00 | 787.4442 | 1218.995 | 146.6448 | 561.3276 | 755.3118 | 615.6541 | 232.653 | 151.6445 | 0 | 307.827 | 570.0877 | 123.0291 | 143.9615 | 217.8763 | 787.4442 | 755.3118 | 787.4442 | 5384 | 8 | 7 | 2017-07-13 08:00 | WEEKDAY | 23.4343 | 2.05 | 242.923 | 235.6353 | 0 | 235.6353 | 2775.2785 | 0 | 0 | NA | 92.51%
| 8 | 8 | 2017-08-13 08:00 | 921.5873 | 1658.7774 | 127.4525 | 810.7887 | 1107.1863 | 837.7664 | 200.762 | 1648.9647 | 989.7468 | 418.8832 | 871.5946 | 180.2771 | 220.0997 | 257.246 | 921.5873 | 1107.1863 | 921.5873 | 5385 | 9 | 7 | 2017-07-13 09:00 | WEEKDAY | 24.1302 | 1.95 | 210.181 | 0 | 0 | 0 | 2775.2785 | 0 | 0 | NA | 92.51%
| 9 | 8 | 2017-08-13 09:00 | 934.3768 | 1826.8067 | 134.5088 | 924.1052 | 1303.9552 | 922.6296 | 97.9653 | 1794.6073 | 976.7221 | 461.3148 | 968.9657 | 225.9309 | 244.6883 | 880.2015 | 934.3768 | 1303.9552 | 934.3768 | 5386 | 10 | 7 | 2017-07-13 10:00 | WEEKDAY | 26.0452 | 1.95 | 104.976 | 101.8267 | 0 | 101.8267 | 2985.4595 | 0 | 0 | NA | 99.52%
| 10 | 8 | 2017-08-13 10:00 | 942.4575 | 1875.455 | 444.0891 | 869.4169 | 1747.4454 | 947.1995 | 931.475 | 1885.9593 | 967.0027 | 473.5997 | 928.1996 | 238.5668 | 234.3938 | 765.8635 | 942.4575 | 1747.4454 | 942.4575 | 5387 | 11 | 7 | 2017-07-13 11:00 | WEEKDAY | 32.6588 | 1.95 | 972.226 | 943.0592 | 0 | 943.0592 | 2985.4595 | 0 | 0 | NA | 99.52%
| 11 | 8 | 2017-08-13 11:00 | 926.5528 | 1859.7937 | 483.8582 | 627.4323 | 1734.6096 | 939.2898 | 911.686 | 1844.3815 | 0 | 469.6449 | 926.4651 | 239.8682 | 233.9558 | 439.9286 | 926.5528 | 1734.6096 | 926.5528 | 5388 | 12 | 7 | 2017-07-13 12:00 | WEEKDAY | 35.7095 | 1.95 | 951.148 | 922.6136 | 0 | 922.6136 | 2985.4595 | 0 | 0 | NA | 99.52%
| 12 | 8 | 2017-08-13 12:00 | 932.1162 | 1655.6719 | 689.8254 | 411.007 | 1740.7582 | 836.1979 | 546.523 | 1726.669 | 895.9939 | 418.099 | 878.7614 | 225.8469 | 221.9095 | 162.6342 | 932.1162 | 1740.7582 | 932.1162 | 5389 | 13 | 7 | 2017-07-13 13:00 | WEEKDAY | 50.5261 | 1.95 | 567.505 | 550.4798 | 0 | 550.4798 | 2985.4595 | 0 | 0 | NA | 99.52%
| 13 | 8 | 2017-08-13 13:00 | 948.5639 | 1836.2597 | 420.487 | 924.912 | 1510.8561 | 927.4039 | 900.719 | 1833.5321 | 893.4728 | 463.7019 | 922.3729 | 230.6817 | 232.9225 | 430.3723 | 948.5639 | 1510.8561 | 948.5639 | 5390 | 14 | 7 | 2017-07-13 14:00 | WEEKDAY | 41.6245 | 0 | 939.529 | 911.3431 | 0 | 911.3431 | 2985.4595 | 0 | 0 | NA | 99.52%
| 14 | 8 | 2017-08-13 14:00 | 924.6883 | 1859.7519 | 393.5826 | 907.2718 | 1428.5589 | 939.2686 | 885.766 | 1776.8191 | 908.5156 | 469.6343 | 919.7617 | 227.0065 | 232.2631 | 301.8968 | 924.6883 | 1428.5589 | 924.6883 | 5391 | 15 | 7 | 2017-07-13 15:00 | WEEKDAY | 46.9521 | 0 | 923.573 | 895.8658 | 94.1342 | 990 | 2985.4595 | 0 | 0 | NA | 99.52%
| 15 | 8 | 2017-08-13 15:00 | 874.1025 | 1829.2896 | 497.6623 | 817.2721 | 1694.5985 | 923.8836 | 892.013 | 1431.5582 | 931.8974 | 461.9418 | 741.5301 | 177.5391 | 187.2551 | 770.195 | 874.1025 | 1694.5985 | 874.1025 | 5392 | 16 | 7 | 2017-07-13 16:00 | WEEKDAY | 44.6362 | 0 | 930.204 | 902.2979 | 87.7021 | 990 | 2888.414 | 0 | 0 | NA | 96.28%
| 16 | 8 | 2017-08-13 16:00 | 738.3569 | 1216.9105 | 577.2905 | 797.318 | 1474.3577 | 614.6013 | 876.879 | 1318.7297 | 922.1742 | 307.3006 | 618.4277 | 195.074 | 156.1686 | 346.5451 | 738.3569 | 1474.3577 | 738.3569 | 5393 | 17 | 7 | 2017-07-13 17:00 | WEEKDAY | 37.4826 | 0 | 914.218 | 886.7915 | 103.2085 | 990 | 2797.9994 | 0 | 0 | NA | 93.27%
| 17 | 8 | 2017-08-13 17:00 | 373.1224 | 191.6514 | 496.7676 | 646.0757 | 1020.2008 | 96.7936 | 285.434 | 1148.4593 | 832.6014 | 48.3968 | 700.9284 | 159.1787 | 177.0021 | 101.386 | 373.1224 | 1020.2008 | 373.1224 | 5394 | 18 | 7 | 2017-07-13 18:00 | WEEKDAY | 36.6865 | 0 | 297.191 | 288.2753 | 701.7247 | 990 | 2691.5989 | 0 | 0 | NA | 89.72%
| 18 | 8 | 2017-08-13 18:00 | 12.7406 | 368.0818 | 260.3904 | 173.7771 | 169.5929 | 185.8999 | 95.2374 | 238.7325 | 477.5795 | 92.9499 | 210.6134 | 49.2151 | 53.1852 | 138.0194 | 12.7406 | 169.5929 | 12.7406 | 5395 | 19 | 7 | 2017-07-13 19:00 | WEEKDAY | 36.4666 | 0 | 102.224 | 0 | 0 | 0 | 1968.1713 | 0 | 0 | NA | 65.61%
| 19 | 8 | 2017-08-13 19:00 | 0 | 0 | 5.9706 | 0 | 0 | 0 | 0 | 0 | 0 | 0 | 9.2413 | 2.3857 | 2.3337 | 0 | 0 | 0 | 0 | 5396 | 20 | 7 | 2017-07-13 20:00 | WEEKDAY | 34.315 | 2.06 | 0 | 0 | 0 | 0 | 2070.3953 | 0 | 0 | NA | 69.01%
| 20 | 8 | 2017-08-13 20:00 | 0 | 0 | 0 | 0 | 0 | 0 | 0 | 0 | 0 | 0 | 0 | 0 | 0 | 0 | 0 | 0 | 0 | 5397 | 21 | 7 | 2017-07-13 21:00 | WEEKDAY | 32.7701 | 2.06 | 0 | 0 | 0 | 0 | 2070.3953 | 0 | 0 | NA | 69.01%
| 21 | 8 | 2017-08-13 21:00 | 0 | 0 | 0 | 0 | 0 | 0 | 0 | 0 | 0 | 0 | 0 | 0 | 0 | 0 | 0 | 0 | 0 | 5398 | 22 | 7 | 2017-07-13 22:00 | WEEKDAY | 33.2712 | 2.06 | 0 | 0 | 0 | 0 | 2070.3953 | 0 | 0 | NA | 69.01%
| 22 | 8 | 2017-08-13 22:00 | 0 | 0 | 0 | 0 | 0 | 0 | 0 | 0 | 0 | 0 | 0 | 0 | 0 | 0 | 0 | 0 | 0 | 5399 | 23 | 7 | 2017-07-13 23:00 | WEEKDAY | 30.368 | 2.3 | 0 | 0 | 0 | 0 | 2070.3953 | 0 | 0 | NA | 69.01%
| 23 | 8 | 2017-08-13 23:00 | 0 | 0 | 0 | 0 | 0 | 0 | 0 | 0 | 0 | 0 | 0 | 0 | 0 | 0 | 0 | 0 | 0 | 5400 | 0 | 7 | 2017-07-14 | WEEKDAY | 25.2575 | 2.3 | 0 | 0 | 0 | 0 | 2070.3953 | 0 | 0 | NA | 69.01%
| 0 | 8 | 2017-08-14 | 0 | 0 | 0 | 0 | 0 | 0 | 0 | 0 | 0 | 0 | 0 | 0 | 0 | 0 | 0 | 0 | 0 | 5401 | 1 | 7 | 2017-07-14 01:00 | WEEKDAY | 23.8518 | 2.3 | 0 | 0 | 0 | 0 | 2070.3953 | 0 | 0 | NA | 69.01%
| 1 | 8 | 2017-08-14 01:00 | 0 | 0 | 0 | 0 | 0 | 0 | 0 | 0 | 0 | 0 | 0 | 0 | 0 | 0 | 0 | 0 | 0 | 5402 | 2 | 7 | 2017-07-14 02:00 | WEEKDAY | 23.3842 | 2.3 | 0 | 0 | 0 | 0 | 2070.3953 | 0 | 0 | NA | 69.01%
| 2 | 8 | 2017-08-14 02:00 | 0 | 0 | 0 | 0 | 0 | 0 | 0 | 0 | 0 | 0 | 0 | 0 | 0 | 0 | 0 | 0 | 0 | 5403 | 3 | 7 | 2017-07-14 03:00 | WEEKDAY | 22.8498 | 2.3 | 0 | 0 | 0 | 0 | 2070.3953 | 0 | 0 | NA | 69.01%
| 3 | 8 | 2017-08-14 03:00 | 0 | 0 | 0 | 0 | 0 | 0 | 0 | 0 | 0 | 0 | 0 | 0 | 0 | 0 | 0 | 0 | 0 | 5404 | 4 | 7 | 2017-07-14 04:00 | WEEKDAY | 22.641 | 2.3 | 0 | 0 | 0 | 0 | 2070.3953 | 0 | 0 | NA | 69.01%
| 4 | 8 | 2017-08-14 04:00 | 0 | 0 | 0 | 0 | 0 | 0 | 0 | 0 | 0 | 0 | 0 | 0 | 0 | 0 | 0 | 0 | 0 | 5405 | 5 | 7 | 2017-07-14 05:00 | WEEKDAY | 22.7245 | 2.3 | 0 | 0 | 0 | 0 | 2070.3953 | 0 | 0 | NA | 69.01%
| 5 | 8 | 2017-08-14 05:00 | 0 | 0 | 0 | 0 | 0 | 0 | 0 | 0 | 0 | 0 | 0 | 0 | 0 | 0 | 0 | 0 | 0 | 5406 | 6 | 7 | 2017-07-14 06:00 | WEEKDAY | 23.2311 | 2.05 | 0 | 0 | 0 | 0 | 2070.3953 | 0 | 0 | NA | 69.01%
| 6 | 8 | 2017-08-14 06:00 | 464.6743 | 0 | 19.1705 | 71.8822 | 92.4906 | 0 | 0 | 256.2867 | 0 | 0 | 58.044 | 14.3259 | 14.6576 | 96.0247 | 464.6743 | 92.4906 | 464.6743 | 5407 | 7 | 7 | 2017-07-14 07:00 | WEEKDAY | 23.5484 | 2.05 | 4.716 | 0 | 0 | 0 | 2070.3953 | 0 | 0 | NA | 69.01%
| 7 | 8 | 2017-08-14 07:00 | 777.9457 | 609.7375 | 431.5928 | 247.9679 | 661.161 | 307.9482 | 368.001 | 1344.014 | 569.2261 | 153.9741 | 537.8528 | 140.6351 | 135.8214 | 563.886 | 777.9457 | 661.161 | 777.9457 | 5408 | 8 | 7 | 2017-07-14 08:00 | WEEKDAY | 24.4085 | 2.05 | 382.422 | 0 | 0 | 0 | 2075.1113 | 0 | 0 | NA | 69.17%
| 8 | 8 | 2017-08-14 08:00 | 914.0369 | 1437.6494 | 597.6285 | 777.7238 | 702.7176 | 726.0856 | 166.111 | 1693.7218 | 896.0278 | 363.0428 | 822.0985 | 206.6586 | 207.6006 | 802.0145 | 914.0369 | 702.7176 | 914.0369 | 5409 | 9 | 7 | 2017-07-14 09:00 | WEEKDAY | 31.3394 | 1.95 | 174.709 | 0 | 0 | 0 | 2457.5333 | 0 | 0 | NA | 81.92%
| 9 | 8 | 2017-08-14 09:00 | 946.3229 | 1376.3694 | 809.7017 | 923.7597 | 1551.2174 | 695.1361 | 483.234 | 1738.7444 | 963.1081 | 347.568 | 941.357 | 234.648 | 237.7164 | 899.6135 | 946.3229 | 1551.2174 | 946.3229 | 5410 | 10 | 7 | 2017-07-14 10:00 | WEEKDAY | 32.9678 | 1.95 | 501.739 | 486.6868 | 0 | 486.6868 | 2632.2423 | 0 | 0 | NA | 87.74%
| 10 | 8 | 2017-08-14 10:00 | 920.6329 | 1493.9585 | 971.3547 | 883.5702 | 1903.5422 | 754.5245 | 522.937 | 1289.0077 | 949.2876 | 377.2622 | 960.9694 | 236.4602 | 242.669 | 939.9249 | 920.6329 | 1903.5422 | 920.6329 | 5411 | 11 | 7 | 2017-07-14 11:00 | WEEKDAY | 37.9335 | 1.95 | 542.996 | 526.7061 | 0 | 526.7061 | 2632.2423 | 0 | 0 | NA | 87.74%
| 11 | 8 | 2017-08-14 11:00 | 915.7066 | 1359.3847 | 845.7891 | 905.3147 | 1541.6305 | 686.5579 | 213.866 | 1387.9015 | 795.0382 | 343.279 | 949.9849 | 233.3246 | 239.8952 | 930.1244 | 915.7066 | 1541.6305 | 915.7066 | 5412 | 12 | 7 | 2017-07-14 12:00 | WEEKDAY | 118.1679 | 1.95 | 223.618 | 0 | 0 | 0 | 2632.2423 | 0 | 0 | NA | 87.74%
| 12 | 8 | 2017-08-14 12:00 | 924.1388 | 988.4302 | 604.8787 | 781.8443 | 1929.8051 | 499.2072 | 689.112 | 1354.3553 | 902.8741 | 249.6036 | 895.4244 | 231.8411 | 226.1173 | 880.9417 | 924.1388 | 1929.8051 | 924.1388 | 5413 | 13 | 7 | 2017-07-14 13:00 | WEEKDAY | 53.2177 | 1.95 | 716.557 | 695.0603 | 0 | 695.0603 | 2855.8603 | 0 | 0 | NA | 95.2%
| 13 | 8 | 2017-08-14 13:00 | 927.7135 | 481.3705 | 700.0975 | 831.3713 | 1786.2529 | 243.1164 | 592.417 | 1343.2834 | 900.9476 | 121.5582 | 888.5169 | 227.5809 | 224.373 | 707.7378 | 927.7135 | 1786.2529 | 927.7135 | 5414 | 14 | 7 | 2017-07-14 14:00 | WEEKDAY | 49.1677 | 0 | 615.392 | 596.9302 | 0 | 596.9302 | 2855.8603 | 0 | 0 | NA | 95.2%
| 14 | 8 | 2017-08-14 14:00 | 931.4548 | 393.0338 | 760.3218 | 434.8688 | 1805.3063 | 198.5019 | 303.68 | 1808.747 | 990 | 99.251 | 934.4181 | 169.024 | 235.9642 | 548.6433 | 931.4548 | 1805.3063 | 931.4548 | 5415 | 15 | 7 | 2017-07-14 15:00 | WEEKDAY | 47.1887 | 0 | 315.968 | 306.489 | 683.511 | 990 | 2855.8603 | 0 | 0 | NA | 95.2%
| 15 | 8 | 2017-08-14 15:00 | 836.8541 | 313.8356 | 693.1781 | 743.2618 | 1707.7835 | 158.5028 | 273.716 | 1816.3691 | 990 | 79.2514 | 709.9838 | 100.0562 | 179.2888 | 774.6188 | 836.8541 | 1707.7835 | 836.8541 | 5416 | 16 | 7 | 2017-07-14 16:00 | WEEKDAY | 38.5543 | 0 | 285.127 | 276.5732 | 713.4268 | 990 | 2151.2098 | 0 | 0 | NA | 71.71%
| 16 | 8 | 2017-08-14 16:00 | 681.3932 | 431.371 | 774.5334 | 811.2023 | 1674.957 | 217.8642 | 666.169 | 1219.4803 | 990 | 108.9321 | 712.2544 | 32.8116 | 179.8622 | 763.1926 | 681.3932 | 1674.957 | 681.3932 | 5417 | 17 | 7 | 2017-07-14 17:00 | WEEKDAY | 39.5925 | 0 | 692.558 | 671.7813 | 318.2187 | 990 | 1415.7182 | 0 | 0 | NA | 47.19%
| 17 | 8 | 2017-08-14 17:00 | 351.8007 | 281.1208 | 600.2192 | 609.2844 | 1406.3174 | 141.9802 | 225.404 | 432.9957 | 990 | 70.9901 | 610.082 | 26.1987 | 154.0611 | 590.1131 | 351.8007 | 1406.3174 | 351.8007 | 5418 | 18 | 7 | 2017-07-14 18:00 | WEEKDAY | 38.7547 | 0 | 235.495 | 228.4301 | 761.5698 | 990 | 1087.6577 | 0 | 0 | NA | 36.26%
| 18 | 8 | 2017-08-14 18:00 | 11.1054 | 28.3065 | 301.7723 | 164.2168 | 400.4831 | 14.2962 | 12.0391 | 130.13 | 457.9942 | 7.1481 | 180.781 | 17.1586 | 45.6518 | 133.7174 | 11.1054 | 400.4831 | 11.1054 | 5419 | 19 | 7 | 2017-07-14 19:00 | WEEKDAY | 39.3336 | 0 | 17.3775 | 0 | 0 | 0 | 302.5341 | 0 | 0 | NA | 10.08%
| 19 | 8 | 2017-08-14 19:00 | 0 | 0 | 5.8782 | 0 | 0 | 0 | 0 | 0 | 0 | 0 | 7.9098 | 0.72938 | 1.9974 | 0 | 0 | 0 | 0 | 5420 | 20 | 7 | 2017-07-14 20:00 | WEEKDAY | 35.5843 | 2.06 | 0 | 0 | 0 | 0 | 319.9116 | 0 | 0 | NA | 10.66%
| 20 | 8 | 2017-08-14 20:00 | 0 | 0 | 0 | 0 | 0 | 0 | 0 | 0 | 0 | 0 | 0 | 0 | 0 | 0 | 0 | 0 | 0 | 5421 | 21 | 7 | 2017-07-14 21:00 | WEEKDAY | 35.5258 | 2.06 | 0 | 0 | 0 | 0 | 319.9116 | 0 | 0 | NA | 10.66%
| 21 | 8 | 2017-08-14 21:00 | 0 | 0 | 0 | 0 | 0 | 0 | 0 | 0 | 0 | 0 | 0 | 0 | 0 | 0 | 0 | 0 | 0 | 5422 | 22 | 7 | 2017-07-14 22:00 | WEEKDAY | 35.2614 | 2.06 | 0 | 0 | 0 | 0 | 319.9116 | 0 | 0 | NA | 10.66%
| 22 | 8 | 2017-08-14 22:00 | 0 | 0 | 0 | 0 | 0 | 0 | 0 | 0 | 0 | 0 | 0 | 0 | 0 | 0 | 0 | 0 | 0 | 5423 | 23 | 7 | 2017-07-14 23:00 | WEEKDAY | 35.1779 | 2.3 | 0 | 0 | 0 | 0 | 319.9116 | 0 | 0 | NA | 10.66%
| 23 | 8 | 2017-08-14 23:00 | 0 | 0 | 0 | 0 | 0 | 0 | 0 | 0 | 0 | 0 | 0 | 0 | 0 | 0 | 0 | 0 | 0 | 5424 | 0 | 7 | 2017-07-15 | WEEKEND | 30.8245 | 2.3 | 0 | 0 | 0 | 0 | 319.9116 | 0 | 0 | NA | 10.66%
| 0 | 8 | 2017-08-15 | 0 | 0 | 0 | 0 | 0 | 0 | 0 | 0 | 0 | 0 | 0 | 0 | 0 | 0 | 0 | 0 | 0 | 5425 | 1 | 7 | 2017-07-15 01:00 | WEEKEND | 26.7021 | 2.3 | 0 | 0 | 0 | 0 | 319.9116 | 0 | 0 | NA | 10.66%
| 1 | 8 | 2017-08-15 01:00 | 0 | 0 | 0 | 0 | 0 | 0 | 0 | 0 | 0 | 0 | 0 | 0 | 0 | 0 | 0 | 0 | 0 | 5426 | 2 | 7 | 2017-07-15 02:00 | WEEKEND | 23.8435 | 2.3 | 0 | 0 | 0 | 0 | 319.9116 | 0 | 0 | NA | 10.66%
| 2 | 8 | 2017-08-15 02:00 | 0 | 0 | 0 | 0 | 0 | 0 | 0 | 0 | 0 | 0 | 0 | 0 | 0 | 0 | 0 | 0 | 0 | 5427 | 3 | 7 | 2017-07-15 03:00 | WEEKEND | 23.3842 | 2.3 | 0 | 0 | 0 | 0 | 319.9116 | 0 | 0 | NA | 10.66%
| 3 | 8 | 2017-08-15 03:00 | 0 | 0 | 0 | 0 | 0 | 0 | 0 | 0 | 0 | 0 | 0 | 0 | 0 | 0 | 0 | 0 | 0 | 5428 | 4 | 7 | 2017-07-15 04:00 | WEEKEND | 23.1866 | 2.3 | 0 | 0 | 0 | 0 | 319.9116 | 0 | 0 | NA | 10.66%
| 4 | 8 | 2017-08-15 04:00 | 0 | 0 | 0 | 0 | 0 | 0 | 0 | 0 | 0 | 0 | 0 | 0 | 0 | 0 | 0 | 0 | 0 | 5429 | 5 | 7 | 2017-07-15 05:00 | WEEKEND | 22.9388 | 2.3 | 0 | 0 | 0 | 0 | 319.9116 | 0 | 0 | NA | 10.66%
| 5 | 8 | 2017-08-15 05:00 | 0 | 0 | 0 | 0 | 0 | 0 | 0 | 0 | 0 | 0 | 0 | 0 | 0 | 0 | 0 | 0 | 0 | 5430 | 6 | 7 | 2017-07-15 06:00 | WEEKEND | 23.2116 | 2.3 | 0 | 0 | 0 | 0 | 319.9116 | 0 | 0 | NA | 10.66%
| 6 | 8 | 2017-08-15 06:00 | 434.0801 | 0 | 64.0528 | 0 | 56.5773 | 0 | 0 | 171.6395 | 0 | 0 | 52.7175 | 9.661 | 13.3125 | 70.5149 | 434.0801 | 56.5773 | 434.0801 | 5431 | 7 | 7 | 2017-07-15 07:00 | WEEKEND | 23.284 | 2.3 | 0 | 0 | 0 | 0 | 319.9116 | 0 | 0 | NA | 10.66%
| 7 | 8 | 2017-08-15 07:00 | 813.0639 | 444.719 | 504.3637 | 552.8384 | 464.7702 | 224.6056 | 469.755 | 1119.1313 | 518.53 | 112.3028 | 484.951 | 47.1754 | 122.4624 | 489.7648 | 813.0639 | 464.7702 | 813.0639 | 5432 | 8 | 7 | 2017-07-15 08:00 | WEEKEND | 23.5345 | 2.3 | 487.845 | 0 | 0 | 0 | 319.9116 | 0 | 0 | NA | 10.66%
| 8 | 8 | 2017-08-15 08:00 | 903.4172 | 679.0682 | 871.8121 | 755.3927 | 931.9832 | 342.9638 | 591.386 | 619.8954 | 846.0912 | 171.4819 | 787.9822 | 104.4261 | 198.9854 | 743.2441 | 903.4172 | 931.9832 | 903.4172 | 5433 | 9 | 7 | 2017-07-15 09:00 | WEEKEND | 27.8183 | 2.3 | 614.436 | 0 | 0 | 0 | 807.7566 | 0 | 0 | NA | 26.93%
| 9 | 8 | 2017-08-15 09:00 | 930.7223 | 1754.6824 | 958.184 | 901.8128 | 1407.0936 | 886.2033 | 559.099 | 1836.6542 | 937.9561 | 443.1016 | 916.9546 | 206.5724 | 231.5542 | 887.0122 | 930.7223 | 1407.0936 | 930.7223 | 5434 | 10 | 7 | 2017-07-15 10:00 | WEEKEND | 31.4897 | 2.3 | 580.704 | 0 | 0 | 0 | 1422.1926 | 0 | 0 | NA | 47.41%
| 10 | 8 | 2017-08-15 10:00 | 935.6101 | 1730.5842 | 971.6297 | 918.5403 | 1667.6963 | 874.0324 | 701.443 | 1827.5854 | 941.5858 | 437.0162 | 894.4987 | 202.5392 | 225.8835 | 941.0649 | 935.6101 | 1667.6963 | 935.6101 | 5435 | 11 | 7 | 2017-07-15 11:00 | WEEKEND | 32.2079 | 2.3 | 729.525 | 0 | 0 | 0 | 2002.8966 | 0 | 0 | NA | 66.76%
| 11 | 8 | 2017-08-15 11:00 | 923.3254 | 1683.8738 | 962.8082 | 903.8924 | 1760.4514 | 850.4413 | 619.522 | 1646.2272 | 911.4983 | 425.2207 | 847.9583 | 235.7809 | 214.1309 | 938.4376 | 923.3254 | 1760.4514 | 923.3254 | 5436 | 12 | 7 | 2017-07-15 12:00 | WEEKEND | 34.61 | 2.3 | 643.704 | 624.3929 | 0 | 624.3929 | 2732.4216 | 0 | 0 | NA | 91.08%
| 12 | 8 | 2017-08-15 12:00 | 926.6286 | 1722.113 | 956.972 | 896.0236 | 1708.9615 | 869.7541 | 794.872 | 1774.156 | 892.3593 | 434.877 | 859.8437 | 203.2795 | 217.1322 | 922.4439 | 926.6286 | 1708.9615 | 926.6286 | 5437 | 13 | 7 | 2017-07-15 13:00 | WEEKEND | 36.6114 | 2.3 | 827.616 | 802.7875 | 0 | 802.7875 | 2732.4216 | 0 | 0 | NA | 91.08%
| 13 | 8 | 2017-08-15 13:00 | 953.9547 | 1785.2535 | 882.0908 | 921.944 | 1332.4028 | 901.6432 | 881.23 | 1733.2944 | 893.4107 | 450.8216 | 907.0326 | 234.1622 | 229.0486 | 926.5601 | 953.9547 | 1332.4028 | 953.9547 | 5438 | 14 | 7 | 2017-07-15 14:00 | WEEKEND | 39.1972 | 2.3 | 918.781 | 891.2176 | 0 | 891.2176 | 2732.4216 | 0 | 0 | NA | 91.08%
| 14 | 8 | 2017-08-15 14:00 | 930.4445 | 1686.2611 | 954.8719 | 908.8921 | 1759.3151 | 851.647 | 769.244 | 1932.9229 | 990 | 425.8235 | 795.0705 | 228.2292 | 200.7754 | 920.5453 | 930.4445 | 1759.3151 | 930.4445 | 5439 | 15 | 7 | 2017-07-15 15:00 | WEEKEND | 40.614 | 2.3 | 800.63 | 776.6111 | 0 | 776.6111 | 2732.4216 | 0 | 0 | NA | 91.08%
| 15 | 8 | 2017-08-15 15:00 | 887.7042 | 1710.1876 | 750.7648 | 877.9369 | 1829.9911 | 863.7311 | 803.116 | 1763.6034 | 990 | 431.8656 | 838.4062 | 186.5266 | 211.7188 | 882.6223 | 887.7042 | 1829.9911 | 887.7042 | 5440 | 16 | 7 | 2017-07-15 16:00 | WEEKEND | 34.6685 | 2.3 | 836.324 | 811.2343 | 0 | 811.2343 | 2732.4216 | 0 | 0 | NA | 91.08%
| 16 | 8 | 2017-08-15 16:00 | 757.8795 | 1068.2278 | 849.5349 | 811.403 | 1545.737 | 539.509 | 530.742 | 1514.0189 | 990 | 269.7545 | 825.8761 | 191.9995 | 208.5546 | 743.2533 | 757.8795 | 1545.737 | 757.8795 | 5441 | 17 | 7 | 2017-07-15 17:00 | WEEKEND | 34.5405 | 2.3 | 551.071 | 534.5389 | 0 | 534.5389 | 2732.4216 | 0 | 0 | NA | 91.08%
| 17 | 8 | 2017-08-15 17:00 | 303.9036 | 292.6869 | 794.8511 | 610.8844 | 1232.1249 | 147.8217 | 785.749 | 1134.8054 | 990 | 73.9108 | 614.1338 | 151.4851 | 155.0843 | 513.3857 | 303.9036 | 1232.1249 | 303.9036 | 5442 | 18 | 7 | 2017-07-15 18:00 | WEEKEND | 34.5238 | 2.3 | 818.081 | 793.5386 | 0 | 793.5386 | 2732.4216 | 0 | 0 | NA | 91.08%
| 18 | 8 | 2017-08-15 18:00 | 11.9862 | 282.9706 | 306.5055 | 138.6354 | 345.1516 | 142.9144 | 586.254 | 208.5969 | 0 | 71.4572 | 218.999 | 36.2824 | 55.3028 | 97.4308 | 11.9862 | 345.1516 | 11.9862 | 5443 | 19 | 7 | 2017-07-15 19:00 | WEEKEND | 34.1201 | 2.3 | 608.967 | 590.698 | 0 | 590.698 | 2732.4216 | 0 | 0 | NA | 91.08%
| 19 | 8 | 2017-08-15 19:00 | 0 | 0 | 13.0221 | 0 | 0 | 0 | 0 | 0 | 0 | 0 | 3.0023 | 1.5709 | 0.75814 | 0 | 0 | 0 | 0 | 5444 | 20 | 7 | 2017-07-15 20:00 | WEEKEND | 31.1613 | 2.3 | 0 | 0 | 0 | 0 | 2732.4216 | 0 | 0 | NA | 91.08%
| 20 | 8 | 2017-08-15 20:00 | 0 | 0 | 0 | 0 | 0 | 0 | 0 | 0 | 0 | 0 | 0 | 0 | 0 | 0 | 0 | 0 | 0 | 5445 | 21 | 7 | 2017-07-15 21:00 | WEEKEND | 29.6025 | 2.3 | 0 | 0 | 0 | 0 | 2732.4216 | 0 | 0 | NA | 91.08%
| 21 | 8 | 2017-08-15 21:00 | 0 | 0 | 0 | 0 | 0 | 0 | 0 | 0 | 0 | 0 | 0 | 0 | 0 | 0 | 0 | 0 | 0 | 5446 | 22 | 7 | 2017-07-15 22:00 | WEEKEND | 26.0035 | 2.3 | 0 | 0 | 0 | 0 | 2732.4216 | 0 | 0 | NA | 91.08%
| 22 | 8 | 2017-08-15 22:00 | 0 | 0 | 0 | 0 | 0 | 0 | 0 | 0 | 0 | 0 | 0 | 0 | 0 | 0 | 0 | 0 | 0 | 5447 | 23 | 7 | 2017-07-15 23:00 | WEEKEND | 26.5991 | 2.3 | 0 | 0 | 0 | 0 | 2732.4216 | 0 | 0 | NA | 91.08%
| 23 | 8 | 2017-08-15 23:00 | 0 | 0 | 0 | 0 | 0 | 0 | 0 | 0 | 0 | 0 | 0 | 0 | 0 | 0 | 0 | 0 | 0 | 5448 | 0 | 7 | 2017-07-16 | WEEKEND | 23.7878 | 2.3 | 0 | 0 | 0 | 0 | 2732.4216 | 0 | 0 | NA | 91.08%
| 0 | 8 | 2017-08-16 | 0 | 0 | 0 | 0 | 0 | 0 | 0 | 0 | 0 | 0 | 0 | 0 | 0 | 0 | 0 | 0 | 0 | 5449 | 1 | 7 | 2017-07-16 01:00 | WEEKEND | 23.2283 | 2.3 | 0 | 0 | 0 | 0 | 2732.4216 | 0 | 0 | NA | 91.08%
| 1 | 8 | 2017-08-16 01:00 | 0 | 0 | 0 | 0 | 0 | 0 | 0 | 0 | 0 | 0 | 0 | 0 | 0 | 0 | 0 | 0 | 0 | 5450 | 2 | 7 | 2017-07-16 02:00 | WEEKEND | 22.0258 | 2.3 | 0 | 0 | 0 | 0 | 2732.4216 | 0 | 0 | NA | 91.08%
| 2 | 8 | 2017-08-16 02:00 | 0 | 0 | 0 | 0 | 0 | 0 | 0 | 0 | 0 | 0 | 0 | 0 | 0 | 0 | 0 | 0 | 0 | 5451 | 3 | 7 | 2017-07-16 03:00 | WEEKEND | 21.4413 | 2.3 | 0 | 0 | 0 | 0 | 2732.4216 | 0 | 0 | NA | 91.08%
| 3 | 8 | 2017-08-16 03:00 | 0 | 0 | 0 | 0 | 0 | 0 | 0 | 0 | 0 | 0 | 0 | 0 | 0 | 0 | 0 | 0 | 0 | 5452 | 4 | 7 | 2017-07-16 04:00 | WEEKEND | 21.4107 | 2.3 | 0 | 0 | 0 | 0 | 2732.4216 | 0 | 0 | NA | 91.08%
| 4 | 8 | 2017-08-16 04:00 | 0 | 0 | 0 | 0 | 0 | 0 | 0 | 0 | 0 | 0 | 0 | 0 | 0 | 0 | 0 | 0 | 0 | 5453 | 5 | 7 | 2017-07-16 05:00 | WEEKEND | 21.6334 | 2.3 | 0 | 0 | 0 | 0 | 2732.4216 | 0 | 0 | NA | 91.08%
| 5 | 8 | 2017-08-16 05:00 | 29.0698 | 0 | 0 | 0 | 0 | 0 | 0 | 0 | 0 | 0 | 0 | 0 | 0 | 0 | 29.0698 | 0 | 29.0698 | 5454 | 6 | 7 | 2017-07-16 06:00 | WEEKEND | 21.5916 | 2.3 | 0 | 0 | 0 | 0 | 2732.4216 | 0 | 0 | NA | 91.08%
| 6 | 8 | 2017-08-16 06:00 | 478.1263 | 0 | 37.9415 | 0 | 84.6932 | 0 | 0 | 99.8588 | 0 | 0 | 57.4647 | 22.8002 | 14.5113 | 69.7533 | 478.1263 | 84.6932 | 478.1263 | 5455 | 7 | 7 | 2017-07-16 07:00 | WEEKEND | 21.9034 | 2.3 | 0 | 0 | 0 | 0 | 2732.4216 | 0 | 0 | NA | 91.08%
| 7 | 8 | 2017-08-16 07:00 | 872.6703 | 1109.5101 | 483.5148 | 623.3389 | 875.4185 | 560.3586 | 4.0226 | 514.9143 | 510.1385 | 280.1793 | 564.774 | 160.2495 | 142.6197 | 135.7405 | 872.6703 | 875.4185 | 872.6703 | 5456 | 8 | 7 | 2017-07-16 08:00 | WEEKEND | 22.5296 | 2.3 | 9.209 | 0 | 0 | 0 | 2732.4216 | 0 | 0 | NA | 91.08%
| 8 | 8 | 2017-08-16 08:00 | 936.2453 | 1120.4648 | 811.3115 | 794.9732 | 1179.1578 | 565.8913 | 146.079 | 938.9739 | 0 | 282.9457 | 830.9611 | 220.0289 | 209.8387 | 226.5644 | 936.2453 | 1179.1578 | 936.2453 | 5457 | 9 | 7 | 2017-07-16 09:00 | WEEKEND | 23.6236 | 2.3 | 154.18 | 0 | 0 | 0 | 2741.6307 | 0 | 0 | NA | 91.39%
| 9 | 8 | 2017-08-16 09:00 | 955.1922 | 1126.3237 | 935.2304 | 916.5703 | 1820.9895 | 568.8504 | 393.12 | 1116.2231 | 932.5561 | 284.4252 | 934.0255 | 242.2467 | 235.865 | 465.7543 | 955.1922 | 1820.9895 | 955.1922 | 5458 | 10 | 7 | 2017-07-16 10:00 | WEEKEND | 25.8865 | 2.3 | 408.291 | 396.0423 | 0 | 396.0423 | 2895.8107 | 0 | 0 | NA | 96.53%
| 10 | 8 | 2017-08-16 10:00 | 966.6447 | 1689.4994 | 966.0048 | 923.3666 | 1753.7257 | 853.2825 | 706.936 | 1207.4828 | 938.118 | 426.6413 | 918.0956 | 247.4707 | 231.8423 | 599.2528 | 966.6447 | 1753.7257 | 966.6447 | 5459 | 11 | 7 | 2017-07-16 11:00 | WEEKEND | 30.1175 | 2.3 | 735.199 | 713.143 | 0 | 713.143 | 2895.8107 | 0 | 0 | NA | 96.53%
| 11 | 8 | 2017-08-16 11:00 | 838.1327 | 1733.4667 | 953.3725 | 920.999 | 1509.4185 | 875.4882 | 756.213 | 1378.6735 | 912.6808 | 437.7441 | 936.2275 | 248.5942 | 236.4211 | 810.4268 | 838.1327 | 1509.4185 | 838.1327 | 5460 | 12 | 7 | 2017-07-16 12:00 | WEEKEND | 33.5467 | 2.3 | 786.961 | 763.3522 | 0 | 763.3522 | 2895.8107 | 0 | 0 | NA | 96.53%
| 12 | 8 | 2017-08-16 12:00 | 891.0513 | 1608.5941 | 806.09 | 927.4905 | 1783.5142 | 812.4212 | 786.123 | 1427.8265 | 896.0278 | 406.2106 | 920.0051 | 247.6683 | 232.3245 | 766.2511 | 891.0513 | 1783.5142 | 891.0513 | 5461 | 13 | 7 | 2017-07-16 13:00 | WEEKEND | 34.1702 | 2.3 | 818.544 | 793.9877 | 0 | 793.9877 | 2895.8107 | 0 | 0 | NA | 96.53%
| 13 | 8 | 2017-08-16 13:00 | 929.6006 | 1713.5856 | 872.9156 | 922.1709 | 1909.2807 | 865.4473 | 924.174 | 1139.4766 | 748.5742 | 432.7236 | 931.0175 | 247.8186 | 235.1054 | 732.2182 | 929.6006 | 1909.2807 | 929.6006 | 5462 | 14 | 7 | 2017-07-16 14:00 | WEEKEND | 44.536 | 2.3 | 964.447 | 935.5136 | 0 | 935.5136 | 2895.8107 | 0 | 0 | NA | 96.53%
| 14 | 8 | 2017-08-16 14:00 | 807.0336 | 1464.6279 | 898.4957 | 921.6464 | 1268.7119 | 739.7111 | 933.231 | 1261.7155 | 990 | 369.8555 | 746.5727 | 247.3879 | 188.5285 | 917.4529 | 807.0336 | 1268.7119 | 807.0336 | 5463 | 15 | 7 | 2017-07-16 15:00 | WEEKEND | 38.8855 | 2.3 | 974.031 | 944.8101 | 45 | 989.8101 | 2895.8107 | 0 | 0 | NA | 96.53%
| 15 | 8 | 2017-08-16 15:00 | 808.6647 | 1728.7645 | 935.9251 | 907.963 | 1628.5782 | 873.1134 | 936.619 | 1206.7103 | 990 | 436.5567 | 832.3547 | 212.1355 | 210.1906 | 877.6958 | 808.6647 | 1628.5782 | 808.6647 | 5464 | 16 | 7 | 2017-07-16 16:00 | WEEKEND | 234.9441 | 2.3 | 977.62 | 948.2914 | 0 | 948.2914 | 2849.4189 | 0 | 0 | NA | 94.98%
| 16 | 8 | 2017-08-16 16:00 | 768.8764 | 133.2132 | 877.6162 | 624.0174 | 1488.7895 | 67.2794 | 922.355 | 587.9176 | 990 | 33.6397 | 817.6939 | 208.2172 | 206.4884 | 740.6975 | 768.8764 | 1488.7895 | 768.8764 | 5465 | 17 | 7 | 2017-07-16 17:00 | WEEKEND | 72.6271 | 2.3 | 962.511 | 933.6357 | 0 | 933.6357 | 2849.4189 | 0 | 0 | NA | 94.98%
| 17 | 8 | 2017-08-16 17:00 | 310.0067 | 954.201 | 716.4124 | 516.2325 | 1263.83 | 481.9197 | 842.413 | 977.9008 | 990 | 240.9599 | 593.3262 | 134.144 | 149.8299 | 508.8093 | 310.0067 | 1263.83 | 310.0067 | 5466 | 18 | 7 | 2017-07-16 18:00 | WEEKEND | 42.0921 | 2.3 | 877.946 | 851.6076 | 0 | 851.6076 | 2849.4189 | 0 | 0 | NA | 94.98%
| 18 | 8 | 2017-08-16 18:00 | 0 | 50.1872 | 295.764 | 136.8262 | 405.0566 | 25.3471 | 613.271 | 163.8861 | 0 | 12.6735 | 224.0252 | 74.9441 | 56.572 | 91.8837 | 0 | 405.0566 | 0 | 5467 | 19 | 7 | 2017-07-16 19:00 | WEEKEND | 56.4327 | 2.3 | 637.245 | 618.1277 | 0 | 618.1277 | 2849.4189 | 0 | 0 | NA | 94.98%
| 19 | 8 | 2017-08-16 19:00 | 0 | 0 | 4.1048 | 0 | 0 | 0 | 0 | 0 | 0 | 0 | 8.6335 | 1.1648 | 2.1802 | 0 | 0 | 0 | 0 | 5468 | 20 | 7 | 2017-07-16 20:00 | WEEKEND | 37.1486 | 2.3 | 0 | 0 | 0 | 0 | 2849.4189 | 0 | 0 | NA | 94.98%
| 20 | 8 | 2017-08-16 20:00 | 0 | 0 | 0 | 0 | 0 | 0 | 0 | 0 | 0 | 0 | 0 | 0 | 0 | 0 | 0 | 0 | 0 | 5469 | 21 | 7 | 2017-07-16 21:00 | WEEKEND | 35.0053 | 2.3 | 0 | 0 | 0 | 0 | 2849.4189 | 0 | 0 | NA | 94.98%
| 21 | 8 | 2017-08-16 21:00 | 0 | 0 | 0 | 0 | 0 | 0 | 0 | 0 | 0 | 0 | 0 | 0 | 0 | 0 | 0 | 0 | 0 | 5470 | 22 | 7 | 2017-07-16 22:00 | WEEKEND | 33.2712 | 2.3 | 0 | 0 | 0 | 0 | 2849.4189 | 0 | 0 | NA | 94.98%
| 22 | 8 | 2017-08-16 22:00 | 0 | 0 | 0 | 0 | 0 | 0 | 0 | 0 | 0 | 0 | 0 | 0 | 0 | 0 | 0 | 0 | 0 | 5471 | 23 | 7 | 2017-07-16 23:00 | WEEKEND | 32.2552 | 2.3 | 0 | 0 | 0 | 0 | 2849.4189 | 0 | 0 | NA | 94.98%
| 23 | 8 | 2017-08-16 23:00 | 0 | 0 | 0 | 0 | 0 | 0 | 0 | 0 | 0 | 0 | 0 | 0 | 0 | 0 | 0 | 0 | 0 | 5472 | 0 | 7 | 2017-07-17 | WEEKDAY | 26.6353 | 2.3 | 0 | 0 | 0 | 0 | 2849.4189 | 0 | 0 | NA | 94.98%
| 0 | 8 | 2017-08-17 | 0 | 0 | 0 | 0 | 0 | 0 | 0 | 0 | 0 | 0 | 0 | 0 | 0 | 0 | 0 | 0 | 0 | 5473 | 1 | 7 | 2017-07-17 01:00 | WEEKDAY | 23.8518 | 2.3 | 0 | 0 | 0 | 0 | 2849.4189 | 0 | 0 | NA | 94.98%
| 1 | 8 | 2017-08-17 01:00 | 0 | 0 | 0 | 0 | 0 | 0 | 0 | 0 | -970 | 0 | 0 | 0 | 0 | 0 | 0 | 0 | 0 | 5474 | 2 | 7 | 2017-07-17 02:00 | WEEKDAY | 23.4009 | 2.3 | 0 | 0 | 0 | 0 | 2849.4189 | 0 | 0 | NA | 94.98%
| 2 | 8 | 2017-08-17 02:00 | 0 | 0 | 0 | 0 | 0 | 0 | 0 | 0 | -700 | 0 | 0 | 0 | 0 | 0 | 0 | 0 | 0 | 5475 | 3 | 7 | 2017-07-17 03:00 | WEEKDAY | 23.117 | 2.3 | 0 | 0 | 0 | 0 | 2849.4189 | 0 | 0 | NA | 94.98%
| 3 | 8 | 2017-08-17 03:00 | 0 | 0 | 0 | 0 | 0 | 0 | 0 | 0 | 0 | 0 | 0 | 0 | 0 | 0 | 0 | 0 | 0 | 5476 | 4 | 7 | 2017-07-17 04:00 | WEEKDAY | 23.2144 | 2.3 | 0 | 0 | 0 | 0 | 2849.4189 | 0 | 0 | NA | 94.98%
| 4 | 8 | 2017-08-17 04:00 | 0 | 0 | 0 | 0 | 0 | 0 | 0 | 0 | 0 | 0 | 0 | 0 | 0 | 0 | 0 | 0 | 0 | 5477 | 5 | 7 | 2017-07-17 05:00 | WEEKDAY | 23.3341 | 2.3 | 0 | 0 | 0 | 0 | 2849.4189 | 0 | 0 | NA | 94.98%
| 5 | 8 | 2017-08-17 05:00 | 5.6559 | 0 | 0 | 0 | 0 | 0 | 0 | 0 | 0 | 0 | 0 | 0 | 0 | 0 | 5.6559 | 0 | 5.6559 | 5478 | 6 | 7 | 2017-07-17 06:00 | WEEKDAY | 23.4733 | 2.05 | 0 | 0 | 0 | 0 | 2849.4189 | 0 | 0 | NA | 94.98%
| 6 | 8 | 2017-08-17 06:00 | 178.7392 | 0 | 58.971 | 0 | 101.1796 | 0 | 0 | 189.7955 | 0 | 0 | 66.7272 | 10.468 | 16.8503 | 102.183 | 178.7392 | 101.1796 | 178.7392 | 5479 | 7 | 7 | 2017-07-17 07:00 | WEEKDAY | 23.6096 | 2.05 | 0 | 0 | 0 | 0 | 2849.4189 | 0 | 0 | NA | 94.98%
| 7 | 8 | 2017-08-17 07:00 | 477.5812 | 1077.5509 | 532.5415 | 590.9819 | 546.1628 | 544.2176 | 594.589 | 1223.4831 | 0 | 272.1088 | 517.1995 | 93.2822 | 130.6059 | 614.363 | 477.5812 | 546.1628 | 477.5812 | 5480 | 8 | 7 | 2017-07-17 08:00 | WEEKDAY | 24.3361 | 2.05 | 617.775 | 599.2417 | 0 | 599.2417 | 2849.4189 | 0 | 0 | NA | 94.98%
| 8 | 8 | 2017-08-17 08:00 | 675.7301 | 1557.1831 | 847.84 | 747.8261 | 926.934 | 786.4561 | 840.782 | 1486.1584 | 0 | 393.2281 | 801.3939 | 193.8759 | 202.3722 | 839.7887 | 675.7301 | 926.934 | 675.7301 | 5481 | 9 | 7 | 2017-07-17 09:00 | WEEKDAY | 30.9776 | 1.95 | 876.22 | 849.9334 | 0 | 849.9334 | 2849.4189 | 0 | 0 | NA | 94.98%
| 9 | 8 | 2017-08-17 09:00 | 434.4983 | 1449.5236 | 866.3979 | 925.3932 | 1584.3706 | 732.0826 | 910.57 | 1892.4687 | 310.0818 | 366.0413 | 929.2052 | 206.7378 | 234.6478 | 942.6599 | 434.4983 | 1584.3706 | 434.4983 | 5482 | 10 | 7 | 2017-07-17 10:00 | WEEKDAY | 32.3192 | 1.95 | 949.958 | 921.4593 | 0 | 921.4593 | 2849.4189 | 0 | 0 | NA | 94.98%
| 10 | 8 | 2017-08-17 10:00 | 736.2451 | 1776.3122 | 965.4138 | 907.1979 | 1586.1073 | 897.1274 | 923.005 | 1927.5561 | 52.6336 | 448.5637 | 908.3584 | 228.9842 | 229.3834 | 945.8949 | 736.2451 | 1586.1073 | 736.2451 | 5483 | 11 | 7 | 2017-07-17 11:00 | WEEKDAY | 38.1117 | 1.95 | 963.072 | 934.1798 | 0 | 934.1798 | 2849.4189 | 0 | 0 | NA | 94.98%
| 11 | 8 | 2017-08-17 11:00 | 566.1778 | 1785.0506 | 971.2172 | 902.3388 | 1574.3158 | 901.5407 | 931.004 | 1315.6912 | 160.5166 | 450.7703 | 887.8346 | 222.3761 | 224.2007 | 944.3039 | 566.1778 | 1574.3158 | 566.1778 | 5484 | 12 | 7 | 2017-07-17 12:00 | WEEKDAY | 39.0302 | 1.95 | 971.65 | 942.5005 | 0 | 942.5005 | 2849.4189 | 0 | 0 | NA | 94.98%
| 12 | 8 | 2017-08-17 12:00 | 882.769 | 1724.185 | 964.3578 | 898.251 | 1806.553 | 870.8005 | 916.959 | 1626.659 | 378.2651 | 435.4003 | 724.5431 | 224.9022 | 182.9654 | 918.7796 | 882.769 | 1806.553 | 882.769 | 5485 | 13 | 7 | 2017-07-17 13:00 | WEEKDAY | 50.1503 | 1.95 | 956.729 | 928.0271 | 0 | 928.0271 | 2849.4189 | 0 | 0 | NA | 94.98%
| 13 | 8 | 2017-08-17 13:00 | 899.6275 | 1710.9763 | 968.3933 | 903.7609 | 1565.466 | 864.1294 | 913.08 | 1779.5369 | 342.538 | 432.0647 | 265.378 | 220.7034 | 67.0147 | 928.6972 | 899.6275 | 1565.466 | 899.6275 | 5486 | 14 | 7 | 2017-07-17 14:00 | WEEKDAY | 213.5501 | 0 | 952.604 | 924.0259 | 0 | 924.0259 | 2849.4189 | 0 | 0 | NA | 94.98%
| 14 | 8 | 2017-08-17 14:00 | 923.1145 | 1239.676 | 959.9786 | 830.8924 | 1937.321 | 626.099 | 917.453 | 1806.6213 | 850 | 313.0495 | 288.8697 | 221.2808 | 72.9469 | 568.7901 | 923.1145 | 1937.321 | 923.1145 | 5487 | 15 | 7 | 2017-07-17 15:00 | WEEKDAY | 95.8944 | 0 | 957.237 | 928.5199 | 61.4801 | 990 | 2849.4189 | 0 | 0 | NA | 94.98%
| 15 | 8 | 2017-08-17 15:00 | 868.878 | 1777.8847 | 963.1592 | 880.1784 | 1477.3897 | 897.9216 | 929.973 | 1792.876 | 850 | 448.9608 | 538.1029 | 56.7166 | 135.8846 | 285.3408 | 868.878 | 1477.3897 | 868.878 | 5488 | 16 | 7 | 2017-07-17 16:00 | WEEKDAY | 79.3715 | 0 | 970.526 | 941.4102 | 48.5898 | 990 | 2786.0374 | 0 | 0 | NA | 92.87%
| 16 | 8 | 2017-08-17 16:00 | 775.8285 | 1715.3028 | 831.5525 | 792.6446 | 1245.9456 | 866.3146 | 916.707 | 1523.3339 | 850 | 433.1573 | 565.6338 | 32.1004 | 142.8368 | 462.6585 | 775.8285 | 1245.9456 | 775.8285 | 5489 | 17 | 7 | 2017-07-17 17:00 | WEEKDAY | 52.4022 | 0 | 956.49 | 927.7953 | 62.2047 | 990 | 2735.9448 | 0 | 0 | NA | 91.2%
| 17 | 8 | 2017-08-17 17:00 | 430.8556 | 1354.7377 | 696.3889 | 618.6217 | 430.6512 | 684.2109 | 838.15 | 1177.2195 | 850 | 342.1055 | 452.4097 | 127.362 | 114.2449 | 204.9017 | 430.8556 | 430.6512 | 430.8556 | 5490 | 18 | 7 | 2017-07-17 18:00 | WEEKDAY | 41.0872 | 0 | 873.421 | 847.2184 | 142.7816 | 990 | 2671.8162 | 0 | 0 | NA | 89.06%
| 18 | 8 | 2017-08-17 18:00 | 5.16 | 415.7218 | 320.4702 | 98.4163 | 228.1161 | 209.9605 | 612.259 | 274.5476 | 0 | 104.9802 | 181.8501 | 31.1839 | 45.9218 | 58.7503 | 5.16 | 228.1161 | 5.16 | 5491 | 19 | 7 | 2017-07-17 19:00 | WEEKDAY | 38.5765 | 0 | 636.173 | 617.0878 | 0 | 617.0878 | 2524.6187 | 0 | 0 | NA | 84.15%
| 19 | 8 | 2017-08-17 19:00 | 0 | 0 | 2.9516 | 0 | 0 | 0 | 0 | 0 | 0 | 0 | 5.4295 | 1.5445 | 1.3711 | 0 | 0 | 0 | 0 | 5492 | 20 | 7 | 2017-07-17 20:00 | WEEKDAY | 33.6275 | 2.06 | 0 | 0 | 0 | 0 | 2524.6187 | 0 | 0 | NA | 84.15%
| 20 | 8 | 2017-08-17 20:00 | 0 | 0 | 0 | 0 | 0 | 0 | 0 | 0 | 0 | 0 | 0 | 0 | 0 | 0 | 0 | 0 | 0 | 5493 | 21 | 7 | 2017-07-17 21:00 | WEEKDAY | 33.711 | 2.06 | 0 | 0 | 0 | 0 | 2524.6187 | 0 | 0 | NA | 84.15%
| 21 | 8 | 2017-08-17 21:00 | 0 | 0 | 0 | 0 | 0 | 0 | 0 | 0 | 0 | 0 | 0 | 0 | 0 | 0 | 0 | 0 | 0 | 5494 | 22 | 7 | 2017-07-17 22:00 | WEEKDAY | 32.3025 | 2.06 | 0 | 0 | 0 | 0 | 2524.6187 | 0 | 0 | NA | 84.15%
| 22 | 8 | 2017-08-17 22:00 | 0 | 0 | 0 | 0 | 0 | 0 | 0 | 0 | 0 | 0 | 0 | 0 | 0 | 0 | 0 | 0 | 0 | 5495 | 23 | 7 | 2017-07-17 23:00 | WEEKDAY | 29.9449 | 2.3 | 0 | 0 | 0 | 0 | 2524.6187 | 0 | 0 | NA | 84.15%
| 23 | 8 | 2017-08-17 23:00 | 0 | 0 | 0 | 0 | 0 | 0 | 0 | 0 | 0 | 0 | 0 | 0 | 0 | 0 | 0 | 0 | 0 | 5496 | 0 | 7 | 2017-07-18 | WEEKDAY | 24.595 | 2.3 | 0 | 0 | 0 | 0 | 2524.6187 | 0 | 0 | NA | 84.15%
| 0 | 8 | 2017-08-18 | 0 | 0 | 0 | 0 | 0 | 0 | 0 | 0 | 0 | 0 | 0 | 0 | 0 | 0 | 0 | 0 | 0 | 5497 | 1 | 7 | 2017-07-18 01:00 | WEEKDAY | 23.5484 | 2.3 | 0 | 0 | 0 | 0 | 2524.6187 | 0 | 0 | NA | 84.15%
| 1 | 8 | 2017-08-18 01:00 | 0 | 0 | 0 | 0 | 0 | 0 | 0 | 0 | 0 | 0 | 0 | 0 | 0 | 0 | 0 | 0 | 0 | 5498 | 2 | 7 | 2017-07-18 02:00 | WEEKDAY | 23.181 | 2.3 | 0 | 0 | 0 | 0 | 2524.6187 | 0 | 0 | NA | 84.15%
| 2 | 8 | 2017-08-18 02:00 | 0 | 0 | 0 | 0 | 0 | 0 | 0 | 0 | 0 | 0 | 0 | 0 | 0 | 0 | 0 | 0 | 0 | 5499 | 3 | 7 | 2017-07-18 03:00 | WEEKDAY | 22.2095 | 2.3 | 0 | 0 | 0 | 0 | 2524.6187 | 0 | 0 | NA | 84.15%
| 3 | 8 | 2017-08-18 03:00 | 0 | 0 | 0 | 0 | 0 | 0 | 0 | 0 | 0 | 0 | 0 | 0 | 0 | 0 | 0 | 0 | 0 | 5500 | 4 | 7 | 2017-07-18 04:00 | WEEKDAY | 21.7057 | 2.3 | 0 | 0 | 0 | 0 | 2524.6187 | 0 | 0 | NA | 84.15%
| 4 | 8 | 2017-08-18 04:00 | 0 | 0 | 0 | 0 | 0 | 0 | 0 | 0 | 0 | 0 | 0 | 0 | 0 | 0 | 0 | 0 | 0 | 5501 | 5 | 7 | 2017-07-18 05:00 | WEEKDAY | 22.2513 | 2.3 | 0 | 0 | 0 | 0 | 2524.6187 | 0 | 0 | NA | 84.15%
| 5 | 8 | 2017-08-18 05:00 | 25.3751 | 0 | 0 | 0 | 0 | 0 | 0 | 0 | 0 | 0 | 0 | 0 | 0 | 0 | 25.3751 | 0 | 25.3751 | 5502 | 6 | 7 | 2017-07-18 06:00 | WEEKDAY | 23.0947 | 2.05 | 0 | 0 | 0 | 0 | 2524.6187 | 0 | 0 | NA | 84.15%
| 6 | 8 | 2017-08-18 06:00 | 457.9363 | 0 | 30.2609 | 0 | 33.9313 | 0 | 0 | 105.2722 | 0 | 0 | 55.5692 | 15.6102 | 14.0326 | 40.0194 | 457.9363 | 33.9313 | 457.9363 | 5503 | 7 | 7 | 2017-07-18 07:00 | WEEKDAY | 23.3898 | 2.05 | 0 | 0 | 0 | 0 | 2524.6187 | 0 | 0 | NA | 84.15%
| 7 | 8 | 2017-08-18 07:00 | 818.8646 | 1146.113 | 174.3134 | 354.8381 | 178.6098 | 578.8449 | 585.006 | 1064.746 | 0 | 289.4225 | 529.5314 | 149.454 | 133.7201 | 341.2413 | 818.8646 | 178.6098 | 818.8646 | 5504 | 8 | 7 | 2017-07-18 08:00 | WEEKDAY | 23.5846 | 2.05 | 607.755 | 589.5223 | 0 | 589.5223 | 2524.6187 | 0 | 0 | NA | 84.15%
| 8 | 8 | 2017-08-18 08:00 | 969.8313 | 1632.6507 | 602.1909 | 623.2965 | 1224.7195 | 824.5711 | 828.727 | 1467.1062 | 0 | 412.2855 | 826.9179 | 214.2259 | 208.8176 | 864.138 | 969.8313 | 1224.7195 | 969.8313 | 5505 | 9 | 7 | 2017-07-18 09:00 | WEEKDAY | 25.572 | 1.95 | 863.467 | 837.563 | 0 | 837.563 | 2524.6187 | 0 | 0 | NA | 84.15%
| 9 | 8 | 2017-08-18 09:00 | 931.0863 | 1810.811 | 785.3547 | 780.2269 | 1602.1125 | 914.551 | 895.766 | 1712.6911 | 0 | 457.2755 | 940.4678 | 242.488 | 237.4919 | 945.9046 | 931.0863 | 1602.1125 | 931.0863 | 5506 | 10 | 7 | 2017-07-18 10:00 | WEEKDAY | 28.9568 | 1.95 | 934.251 | 906.2235 | 0 | 906.2235 | 2524.6187 | 0 | 0 | NA | 84.15%
| 10 | 8 | 2017-08-18 10:00 | 950.8817 | 1827.6869 | 813.449 | 719.3862 | 1708.6832 | 923.0742 | 907.417 | 1809.9154 | 990 | 461.5371 | 952.2639 | 230.5112 | 240.4707 | 762.327 | 950.8817 | 1708.6832 | 950.8817 | 5507 | 11 | 7 | 2017-07-18 11:00 | WEEKDAY | 32.3638 | 1.95 | 946.522 | 918.1263 | 0 | 918.1263 | 2524.6187 | 0 | 0 | NA | 84.15%
| 11 | 8 | 2017-08-18 11:00 | 956.1019 | 1576.7355 | 698.833 | 766.5492 | 1693.989 | 796.3311 | 890.591 | 1722.1367 | 962.7832 | 398.1655 | 904.5503 | 228.8574 | 228.4218 | 936.5584 | 956.1019 | 1693.989 | 956.1019 | 5508 | 12 | 7 | 2017-07-18 12:00 | WEEKDAY | 33.6497 | 1.95 | 928.664 | 900.8041 | 0 | 900.8041 | 2524.6187 | 0 | 0 | NA | 84.15%
| 12 | 8 | 2017-08-18 12:00 | 951.5588 | 1784.2883 | 623.2838 | 800.0498 | 1870.9508 | 901.1557 | 879.379 | 1763.3291 | 940.9 | 450.5778 | 893.7528 | 231.385 | 225.6952 | 766.0548 | 951.5588 | 1870.9508 | 951.5588 | 5509 | 13 | 7 | 2017-07-18 13:00 | WEEKDAY | 38.0616 | 1.95 | 916.772 | 889.2688 | 0 | 889.2688 | 2524.6187 | 0 | 0 | NA | 84.15%
| 13 | 8 | 2017-08-18 13:00 | 783.9855 | 1161.3819 | 630.7494 | 860.7079 | 1539.6702 | 586.5565 | 876.267 | 1626.2732 | 940.6245 | 293.2783 | 965.3664 | 208.3003 | 243.7794 | 935.5696 | 783.9855 | 1539.6702 | 783.9855 | 5510 | 14 | 7 | 2017-07-18 14:00 | WEEKDAY | 43.6564 | 0 | 913.466 | 886.062 | 0 | 886.062 | 2524.6187 | 0 | 0 | NA | 84.15%
| 14 | 8 | 2017-08-18 14:00 | 929.7471 | 1432.2037 | 504.8453 | 697.5994 | 1051.4811 | 723.3352 | 908.985 | 1839.1895 | 990 | 361.6676 | 869.7601 | 191.1352 | 219.6364 | 916.6756 | 929.7471 | 1051.4811 | 929.7471 | 5511 | 15 | 7 | 2017-07-18 15:00 | WEEKDAY | 52.263 | 0 | 948.233 | 919.786 | 70.214 | 990 | 2524.6187 | 0 | 0 | NA | 84.15%
| 15 | 8 | 2017-08-18 15:00 | 878.2695 | 1469.5622 | 301.6521 | 763.4869 | 1152.2751 | 742.2031 | 624.664 | 1627.9372 | 990 | 371.1016 | 768.8088 | 140.1925 | 194.1436 | 526.7859 | 878.2695 | 1152.2751 | 878.2695 | 5512 | 16 | 7 | 2017-07-18 16:00 | WEEKDAY | 80.8161 | 0 | 649.023 | 629.5523 | 360.4477 | 990 | 2452.2331 | 0 | 0 | NA | 81.74%
| 16 | 8 | 2017-08-18 16:00 | 745.1339 | 1627.2759 | 395.5428 | 323.8837 | 1209.0536 | 821.8565 | 909.89 | 1401.6424 | 990 | 410.9282 | 755.5475 | 110.5328 | 190.7948 | 862.7703 | 745.1339 | 1209.0536 | 745.1339 | 5513 | 17 | 7 | 2017-07-18 17:00 | WEEKDAY | 68.5131 | 0 | 949.236 | 920.7589 | 69.2411 | 990 | 2080.6376 | 0 | 0 | NA | 69.35%
| 17 | 8 | 2017-08-18 17:00 | 358.9298 | 1271.8899 | 632.0033 | 310.2779 | 786.4635 | 642.3686 | 833.067 | 929.992 | 990 | 321.1843 | 529.1424 | 131.0192 | 133.6218 | 682.27 | 358.9298 | 786.4635 | 358.9298 | 5514 | 18 | 7 | 2017-07-18 18:00 | WEEKDAY | 49.9082 | 0 | 868.027 | 841.9862 | 148.0138 | 990 | 2009.255 | 0 | 0 | NA | 66.98%
| 18 | 8 | 2017-08-18 18:00 | 4.597 | 387.5804 | 234.8598 | 140.8396 | 225.5556 | 195.7477 | 605.456 | 185.7854 | 429.2832 | 97.8738 | 153.8752 | 58.611 | 38.8574 | 162.6179 | 4.597 | 225.5556 | 4.597 | 5515 | 19 | 7 | 2017-07-18 19:00 | WEEKDAY | 87.8751 | 0 | 629.045 | 0 | 0 | 0 | 1856.6635 | 0 | 0 | NA | 61.89%
| 19 | 8 | 2017-08-18 19:00 | 0 | 0 | 2.7243 | 0 | 0 | 0 | 0 | 0 | 0 | 0 | 2.9371 | 0.84533 | 0.74168 | 0 | 0 | 0 | 0 | 5516 | 20 | 7 | 2017-07-18 20:00 | WEEKDAY | 51.6144 | 2.06 | 0 | 0 | 0 | 0 | 2485.7085 | 0 | 0 | NA | 82.86%
| 20 | 8 | 2017-08-18 20:00 | 0 | 0 | 0 | 0 | 0 | 0 | 0 | 0 | 0 | 0 | 0 | 0 | 0 | 0 | 0 | 0 | 0 | 5517 | 21 | 7 | 2017-07-18 21:00 | WEEKDAY | 42.1728 | 2.06 | 0 | 0 | 0 | 0 | 2485.7085 | 0 | 0 | NA | 82.86%
| 21 | 8 | 2017-08-18 21:00 | 0 | 0 | 0 | 0 | 0 | 0 | 0 | 0 | 0 | 0 | 0 | 0 | 0 | 0 | 0 | 0 | 0 | 5518 | 22 | 7 | 2017-07-18 22:00 | WEEKDAY | 35.3644 | 2.06 | 0 | 0 | 0 | 0 | 2485.7085 | 0 | 0 | NA | 82.86%
| 22 | 8 | 2017-08-18 22:00 | 0 | 0 | 0 | 0 | 0 | 0 | 0 | 0 | 0 | 0 | 0 | 0 | 0 | 0 | 0 | 0 | 0 | 5519 | 23 | 7 | 2017-07-18 23:00 | WEEKDAY | 27.3785 | 2.3 | 0 | 0 | 0 | 0 | 2485.7085 | 0 | 0 | NA | 82.86%
| 23 | 8 | 2017-08-18 23:00 | 0 | 0 | 0 | 0 | 0 | 0 | 0 | 0 | 0 | 0 | 0 | 0 | 0 | 0 | 0 | 0 | 0 | 5520 | 0 | 7 | 2017-07-19 | WEEKDAY | 23.6792 | 2.3 | 0 | 0 | 0 | 0 | 2485.7085 | 0 | 0 | NA | 82.86%
| 0 | 8 | 2017-08-19 | 0 | 0 | 0 | 0 | 0 | 0 | 0 | 0 | 0 | 0 | 0 | 0 | 0 | 0 | 0 | 0 | 0 | 5521 | 1 | 7 | 2017-07-19 01:00 | WEEKDAY | 23.5067 | 2.3 | 0 | 0 | 0 | 0 | 2485.7085 | 0 | 0 | NA | 82.86%
| 1 | 8 | 2017-08-19 01:00 | 0 | 0 | 0 | 0 | 0 | 0 | 0 | 0 | 0 | 0 | 0 | 0 | 0 | 0 | 0 | 0 | 0 | 5522 | 2 | 7 | 2017-07-19 02:00 | WEEKDAY | 23.0418 | 2.3 | 0 | 0 | 0 | 0 | 2485.7085 | 0 | 0 | NA | 82.86%
| 2 | 8 | 2017-08-19 02:00 | 0 | 0 | 0 | 0 | 0 | 0 | 0 | 0 | 0 | 0 | 0 | 0 | 0 | 0 | 0 | 0 | 0 | 5523 | 3 | 7 | 2017-07-19 03:00 | WEEKDAY | 22.1984 | 2.3 | 0 | 0 | 0 | 0 | 2485.7085 | 0 | 0 | NA | 82.86%
| 3 | 8 | 2017-08-19 03:00 | 0 | 0 | 0 | 0 | 0 | 0 | 0 | 0 | 0 | 0 | 0 | 0 | 0 | 0 | 0 | 0 | 0 | 5524 | 4 | 7 | 2017-07-19 04:00 | WEEKDAY | 21.4107 | 2.3 | 0 | 0 | 0 | 0 | 2485.7085 | 0 | 0 | NA | 82.86%
| 4 | 8 | 2017-08-19 04:00 | 0 | 0 | 0 | 0 | 0 | 0 | 0 | 0 | 0 | 0 | 0 | 0 | 0 | 0 | 0 | 0 | 0 | 5525 | 5 | 7 | 2017-07-19 05:00 | WEEKDAY | 21.3968 | 2.3 | 0 | 0 | 0 | 0 | 2485.7085 | 0 | 0 | NA | 82.86%
| 5 | 8 | 2017-08-19 05:00 | 23.5047 | 0 | 0 | 0 | 0 | 0 | 0 | 0 | 0 | 0 | 0 | 0 | 0 | 0 | 23.5047 | 0 | 23.5047 | 5526 | 6 | 7 | 2017-07-19 06:00 | WEEKDAY | 22.5631 | 2.05 | 0 | 0 | 0 | 0 | 2485.7085 | 0 | 0 | NA | 82.86%
| 6 | 8 | 2017-08-19 06:00 | 494.282 | 0 | 43.8629 | 0 | 34.0537 | 0 | 0 | 91.0946 | 0 | 0 | 65.5346 | 22.7278 | 16.5491 | 73.0091 | 494.282 | 34.0537 | 494.282 | 5527 | 7 | 7 | 2017-07-19 07:00 | WEEKDAY | 23.2617 | 2.05 | 0 | 0 | 0 | 0 | 2485.7085 | 0 | 0 | NA | 82.86%
| 7 | 8 | 2017-08-19 07:00 | 795.1264 | 1109.7557 | 517.6217 | 454.2281 | 146.1086 | 560.4827 | 587.71 | 933.0399 | 536.4071 | 280.2413 | 571.4896 | 156.9524 | 144.3156 | 103.6703 | 795.1264 | 146.1086 | 795.1264 | 5528 | 8 | 7 | 2017-07-19 08:00 | WEEKDAY | 23.4566 | 2.05 | 610.609 | 592.2907 | 0 | 592.2907 | 2485.7085 | 0 | 0 | NA | 82.86%
| 8 | 8 | 2017-08-19 08:00 | 940.1386 | 1378.3197 | 851.0344 | 182.1198 | 359.2768 | 696.1211 | 839.334 | 1394.1507 | 866.1411 | 348.0605 | 860.3127 | 219.2843 | 217.2507 | 620.2494 | 940.1386 | 359.2768 | 940.1386 | 5529 | 9 | 7 | 2017-07-19 09:00 | WEEKDAY | 25.1823 | 1.95 | 874.725 | 848.4832 | 0 | 848.4832 | 2485.7085 | 0 | 0 | NA | 82.86%
| 9 | 8 | 2017-08-19 09:00 | 964.5511 | 1790.7464 | 958.3006 | 775.6651 | 1058.7909 | 904.4174 | 910.032 | 1753.2972 | 936.8367 | 452.2087 | 767.4196 | 241.7685 | 193.7928 | 607.9847 | 964.5511 | 1058.7909 | 964.5511 | 5530 | 10 | 7 | 2017-07-19 10:00 | WEEKDAY | 27.1419 | 1.95 | 949.434 | 920.951 | 0 | 920.951 | 2485.7085 | 0 | 0 | NA | 82.86%
| 10 | 8 | 2017-08-19 10:00 | 948.1413 | 1764.4535 | 976.0278 | 162.4997 | 1661.3269 | 891.1381 | 924.054 | 1812.2147 | 930.6199 | 445.5691 | 876.4938 | 245.3195 | 221.3368 | 291.9613 | 948.1413 | 1661.3269 | 948.1413 | 5531 | 11 | 7 | 2017-07-19 11:00 | WEEKDAY | 31.551 | 1.95 | 964.24 | 935.3128 | 0 | 935.3128 | 2485.7085 | 0 | 0 | NA | 82.86%
| 11 | 8 | 2017-08-19 11:00 | 935.0025 | 1793.5978 | 930.2305 | 242.7064 | 1652.0718 | 905.8575 | 906.284 | 1770.0331 | 898.0832 | 452.9287 | 974.1199 | 243.1916 | 245.9899 | 338.4461 | 935.0025 | 1652.0718 | 935.0025 | 5532 | 12 | 7 | 2017-07-19 12:00 | WEEKDAY | 40.3023 | 1.95 | 945.367 | 917.006 | 0 | 917.006 | 2485.7085 | 0 | 0 | NA | 82.86%
| 12 | 8 | 2017-08-19 12:00 | 946.4273 | 1798.896 | 936.2715 | 914.0997 | 1901.4996 | 908.5333 | 893.991 | 1442.6889 | 876.9246 | 454.2667 | 964.7463 | 226.464 | 243.6228 | 718.47 | 946.4273 | 1901.4996 | 946.4273 | 5533 | 13 | 7 | 2017-07-19 13:00 | WEEKDAY | 36.1744 | 1.95 | 932.321 | 904.3514 | 0 | 904.3514 | 2485.7085 | 0 | 0 | NA | 82.86%
| 13 | 8 | 2017-08-19 13:00 | 934.6265 | 1383.641 | 885.9198 | 898.2412 | 1916.8396 | 698.8086 | 864.51 | 1697.75 | 990.0953 | 349.4043 | 966.6585 | 228.0708 | 244.1057 | 338.0585 | 934.6265 | 1916.8396 | 934.6265 | 5534 | 14 | 7 | 2017-07-19 14:00 | WEEKDAY | 36.8591 | 0 | 900.989 | 873.9593 | 0 | 873.9593 | 2485.7085 | 0 | 0 | NA | 82.86%
| 14 | 8 | 2017-08-19 14:00 | 942.5194 | 1813.0862 | 493.7843 | 892.7861 | 1617.8653 | 915.7001 | 870.539 | 1801.2454 | 989.5728 | 457.8501 | 921.1244 | 231.2382 | 232.6072 | 294.0434 | 942.5194 | 1617.8653 | 942.5194 | 5535 | 15 | 7 | 2017-07-19 15:00 | WEEKDAY | 38.1451 | 0 | 907.361 | 880.1402 | 109.8598 | 990 | 2485.7085 | 0 | 0 | NA | 82.86%
| 15 | 8 | 2017-08-19 15:00 | 907.0375 | 1362.0106 | 549.3784 | 849.3435 | 1690.886 | 687.8841 | 882.131 | 1684.8868 | 990.2455 | 343.9421 | 901.1245 | 201.2392 | 227.5567 | 424.8372 | 907.0375 | 1690.886 | 907.0375 | 5536 | 16 | 7 | 2017-07-19 16:00 | WEEKDAY | 38.4346 | 0 | 919.634 | 892.045 | 97.955 | 990 | 2372.4509 | 0 | 0 | NA | 79.08%
| 16 | 8 | 2017-08-19 16:00 | 737.8804 | 1649.2026 | 652.1272 | 776.4573 | 1444.7324 | 832.9306 | 873.893 | 1490.62 | 989.8005 | 416.4653 | 812.8766 | 208.4508 | 205.2719 | 260.1793 | 737.8804 | 1444.7324 | 737.8804 | 5537 | 17 | 7 | 2017-07-19 17:00 | WEEKDAY | 39.2724 | 0 | 910.955 | 883.6264 | 106.3736 | 990 | 2271.4663 | 0 | 0 | NA | 75.72%
| 17 | 8 | 2017-08-19 17:00 | 173.5436 | 1350.5 | 392.3045 | 124.5381 | 1014.9005 | 682.0707 | 802.9 | 1044.6006 | 0 | 341.0353 | 682.0903 | 180.8654 | 172.245 | 193.522 | 173.5436 | 1014.9005 | 173.5436 | 5538 | 18 | 7 | 2017-07-19 18:00 | WEEKDAY | 44.7114 | 0 | 836.057 | 810.9753 | 179.0247 | 990 | 2161.8028 | 0 | 0 | NA | 72.06%
| 18 | 8 | 2017-08-19 18:00 | 2.2147 | 365.5156 | 176.4367 | 11.7736 | 169.726 | 184.6039 | 596.92 | 174.5019 | 414.48 | 92.3019 | 190.1436 | 63.7795 | 48.0161 | 42.8567 | 2.2147 | 169.726 | 2.2147 | 5539 | 19 | 7 | 2017-07-19 19:00 | WEEKDAY | 48.9367 | 0 | 620.101 | 0 | 0 | 0 | 1977.2412 | 0 | 0 | NA | 65.91%
| 19 | 8 | 2017-08-19 19:00 | 0 | 0 | 4.0314 | 0 | 0 | 0 | 0 | 0 | 0 | 0 | 3.1616 | 0.57373 | 0.79839 | 0 | 0 | 0 | 0 | 5540 | 20 | 7 | 2017-07-19 20:00 | WEEKDAY | 44.3328 | 2.06 | 0 | 0 | 0 | 0 | 2597.3422 | 0 | 0 | NA | 86.58%
| 20 | 8 | 2017-08-19 20:00 | 0 | 0 | 0 | 0 | 0 | 0 | 0 | 0 | 0 | 0 | 0 | 0 | 0 | 0 | 0 | 0 | 0 | 5541 | 21 | 7 | 2017-07-19 21:00 | WEEKDAY | 39.6231 | 2.06 | 0 | 0 | 0 | 0 | 2597.3422 | 0 | 0 | NA | 86.58%
| 21 | 8 | 2017-08-19 21:00 | 0 | 0 | 0 | 0 | 0 | 0 | 0 | 0 | 970 | 0 | 0 | 0 | 0 | 0 | 0 | 0 | 0 | 5542 | 22 | 7 | 2017-07-19 22:00 | WEEKDAY | 31.8377 | 2.06 | 0 | 0 | 0 | 0 | 2597.3422 | 0 | 0 | NA | 86.58%
| 22 | 8 | 2017-08-19 22:00 | 0 | 0 | 0 | 0 | 0 | 0 | 0 | 0 | 0 | 0 | 0 | 0 | 0 | 0 | 0 | 0 | 0 | 5543 | 23 | 7 | 2017-07-19 23:00 | WEEKDAY | 26.7383 | 2.3 | 0 | 0 | 0 | 0 | 2597.3422 | 0 | 0 | NA | 86.58%
| 23 | 8 | 2017-08-19 23:00 | 0 | 0 | 0 | 0 | 0 | 0 | 0 | 0 | 0 | 0 | 0 | 0 | 0 | 0 | 0 | 0 | 0 | 5544 | 0 | 7 | 2017-07-20 | WEEKDAY | 23.9715 | 2.3 | 0 | 0 | 0 | 0 | 2597.3422 | 0 | 0 | NA | 86.58%
| 0 | 8 | 2017-08-20 | 0 | 0 | 0 | 0 | 0 | 0 | 0 | 0 | 0 | 0 | 0 | 0 | 0 | 0 | 0 | 0 | 0 | 5545 | 1 | 7 | 2017-07-20 01:00 | WEEKDAY | 23.3396 | 2.3 | 0 | 0 | 0 | 0 | 2597.3422 | 0 | 0 | NA | 86.58%
| 1 | 8 | 2017-08-20 01:00 | 0 | 0 | 0 | 0 | 0 | 0 | 0 | 0 | 0 | 0 | 0 | 0 | 0 | 0 | 0 | 0 | 0 | 5546 | 2 | 7 | 2017-07-20 02:00 | WEEKDAY | 22.1511 | 2.3 | 0 | 0 | 0 | 0 | 2597.3422 | 0 | 0 | NA | 86.58%
| 2 | 8 | 2017-08-20 02:00 | 0 | 0 | 0 | 0 | 0 | 0 | 0 | 0 | -970 | 0 | 0 | 0 | 0 | 0 | 0 | 0 | 0 | 5547 | 3 | 7 | 2017-07-20 03:00 | WEEKDAY | 21.7002 | 2.3 | 0 | 0 | -200 | -200 | 2597.3422 | 0 | 0 | NA | 86.58%
| 3 | 8 | 2017-08-20 03:00 | 0 | 0 | 0 | 0 | 0 | 0 | 0 | 0 | -150 | 0 | 0 | 0 | 0 | 0 | 0 | 0 | 0 | 5548 | 4 | 7 | 2017-07-20 04:00 | WEEKDAY | 20.9486 | 2.3 | 0 | 0 | -200 | -200 | 2791.3422 | 0 | 0 | NA | 93.04%
| 4 | 8 | 2017-08-20 04:00 | 0 | 0 | 0 | 0 | 0 | 0 | 0 | 0 | 0 | 0 | 0 | 0 | 0 | 0 | 0 | 0 | 0 | 5549 | 5 | 7 | 2017-07-20 05:00 | WEEKDAY | 20.584 | 2.3 | 0 | 0 | 0 | 0 | 2985.3422 | 0 | 0 | NA | 99.51%
| 5 | 8 | 2017-08-20 05:00 | 20.8481 | 0 | 0 | 0 | 0 | 0 | 0 | 0 | 0 | 0 | 0 | 0 | 0 | 0 | 20.8481 | 0 | 20.8481 | 5550 | 6 | 7 | 2017-07-20 06:00 | WEEKDAY | 21.3884 | 2.05 | 0 | 0 | 0 | 0 | 2985.3422 | 0 | 0 | NA | 99.51%
| 6 | 8 | 2017-08-20 06:00 | 462.7353 | 0 | 52.4343 | 0 | 70.1102 | 0 | 0 | 64.887 | 0 | 0 | 49.1496 | 19.6478 | 12.4115 | 115.661 | 462.7353 | 70.1102 | 462.7353 | 5551 | 7 | 7 | 2017-07-20 07:00 | WEEKDAY | 22.4406 | 2.05 | 0 | 0 | 0 | 0 | 2985.3422 | 0 | 0 | NA | 99.51%
| 7 | 8 | 2017-08-20 07:00 | 852.9062 | 457.2254 | 536.5693 | 582.8453 | 187.8737 | 230.9219 | 581.532 | 451.1086 | 535.8561 | 115.461 | 455.9674 | 146.3505 | 115.1433 | 651.2829 | 852.9062 | 187.8737 | 852.9062 | 5552 | 8 | 7 | 2017-07-20 08:00 | WEEKDAY | 22.8553 | 2.05 | 604.088 | 585.9654 | 0 | 585.9654 | 2985.3422 | 0 | 0 | NA | 99.51%
| 8 | 8 | 2017-08-20 08:00 | 904.9799 | 731.2311 | 826.8009 | 746.2658 | 1078.0556 | 369.3087 | 821.24 | 955.3926 | 898.2539 | 184.6543 | 676.4042 | 210.7096 | 170.8091 | 842.4106 | 904.9799 | 1078.0556 | 904.9799 | 5553 | 9 | 7 | 2017-07-20 09:00 | WEEKDAY | 23.9938 | 1.95 | 855.483 | 829.8185 | 0 | 829.8185 | 2985.3422 | 0 | 0 | NA | 99.51%
| 9 | 8 | 2017-08-20 09:00 | 946.7736 | 1217.1095 | 842.7996 | 550.6786 | 1833.3081 | 614.7017 | 885.225 | 1509.0014 | 976.1886 | 307.3509 | 733.3933 | 236.0828 | 185.2003 | 927.8853 | 946.7736 | 1833.3081 | 946.7736 | 5554 | 10 | 7 | 2017-07-20 10:00 | WEEKDAY | 24.3334 | 1.95 | 922.996 | 895.3061 | 0 | 895.3061 | 2985.3422 | 0 | 0 | NA | 99.51%
| 10 | 8 | 2017-08-20 10:00 | 917.1274 | 1808.443 | 873.7415 | 885.8752 | 1820.9199 | 913.3551 | 897.521 | 1827.0981 | 975.6454 | 456.6775 | 671.1608 | 237.0382 | 169.4851 | 828.0273 | 917.1274 | 1820.9199 | 917.1274 | 5555 | 11 | 7 | 2017-07-20 11:00 | WEEKDAY | 27.7598 | 1.95 | 935.952 | 907.8734 | 0 | 907.8734 | 2985.3422 | 0 | 0 | NA | 99.51%
| 11 | 8 | 2017-08-20 11:00 | 943.658 | 1783.8362 | 911.9332 | 550.5764 | 1902.4509 | 900.9274 | 881.233 | 1800.1896 | 949.5582 | 450.4637 | 902.0598 | 234.9098 | 227.7929 | 767.1581 | 943.658 | 1902.4509 | 943.658 | 5556 | 12 | 7 | 2017-07-20 12:00 | WEEKDAY | 33.1348 | 1.95 | 918.68 | 891.1196 | 0 | 891.1196 | 2985.3422 | 0 | 0 | NA | 99.51%
| 12 | 8 | 2017-08-20 12:00 | 930.9487 | 1777.8373 | 726.0128 | 757.4651 | 1904.3607 | 897.8976 | 871.59 | 1838.4158 | 927.6197 | 448.9488 | 847.1904 | 236.7317 | 213.937 | 855.7061 | 930.9487 | 1904.3607 | 930.9487 | 5557 | 13 | 7 | 2017-07-20 13:00 | WEEKDAY | 35.8209 | 1.95 | 908.461 | 881.2072 | 0 | 881.2072 | 2985.3422 | 0 | 0 | NA | 99.51%
| 13 | 8 | 2017-08-20 13:00 | 916.2764 | 1843.9996 | 479.4913 | 813.095 | 1886.6254 | 931.3129 | 869.916 | 1539.4224 | 930.4453 | 465.6565 | 877.9525 | 215.5132 | 221.7052 | 912.7706 | 916.2764 | 1886.6254 | 916.2764 | 5558 | 14 | 7 | 2017-07-20 14:00 | WEEKDAY | 39.6649 | 0 | 906.682 | 879.4815 | 0 | 879.4815 | 2985.3422 | 0 | 0 | NA | 99.51%
| 14 | 8 | 2017-08-20 14:00 | 922.6776 | 1738.6745 | 557.8233 | 896.3054 | 1936.2432 | 878.1184 | 878.209 | 1705.573 | 989.9537 | 439.0592 | 925.1861 | 214.45 | 233.6328 | 711.4811 | 922.6776 | 1936.2432 | 922.6776 | 5559 | 15 | 7 | 2017-07-20 15:00 | WEEKDAY | 41.0761 | 0 | 915.457 | 887.9933 | 102.0067 | 990 | 2985.3422 | 0 | 0 | NA | 99.51%
| 15 | 8 | 2017-08-20 15:00 | 891.8864 | 1758.7402 | 638.6402 | 876.0382 | 1872.5572 | 888.2526 | 919.651 | 982.3219 | 985.1514 | 444.1263 | 924.4866 | 231.1251 | 233.4562 | 774.0391 | 891.8864 | 1872.5572 | 891.8864 | 5560 | 16 | 7 | 2017-07-20 16:00 | WEEKDAY | 42.5597 | 0 | 959.492 | 930.7072 | 59.2928 | 990 | 2880.1807 | 0 | 0 | NA | 96.01%
| 16 | 8 | 2017-08-20 16:00 | 782.7819 | 536.5304 | 532.6278 | 673.2317 | 1649.7911 | 270.975 | 905.328 | 1496.3882 | 968.3481 | 135.4875 | 814.2903 | 197.3164 | 205.6289 | 834.8893 | 782.7819 | 1649.7911 | 782.7819 | 5561 | 17 | 7 | 2017-07-20 17:00 | WEEKDAY | 47.2889 | 0 | 944.349 | 916.0185 | 73.9815 | 990 | 2819.0541 | 0 | 0 | NA | 93.97%
| 17 | 8 | 2017-08-20 17:00 | 328.1616 | 1259.5579 | 731.0282 | 330.4369 | 1299.8337 | 636.1404 | 835.086 | 1110.7268 | 602.7415 | 318.0702 | 640.0034 | 178.2799 | 161.617 | 648.5481 | 328.1616 | 1299.8337 | 328.1616 | 5562 | 18 | 7 | 2017-07-20 18:00 | WEEKDAY | 81.1112 | 0 | 870.111 | 844.0077 | 145.9923 | 990 | 2742.7846 | 0 | 0 | NA | 91.43%
| 18 | 8 | 2017-08-20 18:00 | 0 | 298.6301 | 300.9419 | 25.4014 | 285.0903 | 150.8233 | 606.865 | 108.8656 | 145.3855 | 75.4116 | 181.5048 | 51.5211 | 45.8346 | 144.0758 | 0 | 285.0903 | 0 | 5563 | 19 | 7 | 2017-07-20 19:00 | WEEKDAY | 43.3836 | 0 | 630.483 | 611.5685 | 0 | 611.5685 | 2592.277 | 0 | 0 | NA | 86.41%
| 19 | 8 | 2017-08-20 19:00 | 0 | 0 | 1.8429 | 0 | 0 | 0 | 0 | 0 | 0 | 0 | 2.9383 | 0.19466 | 0.742 | 0 | 0 | 0 | 0 | 5564 | 20 | 7 | 2017-07-20 20:00 | WEEKDAY | 38.9913 | 2.06 | 0 | 0 | 0 | 0 | 2592.277 | 0 | 0 | NA | 86.41%
| 20 | 8 | 2017-08-20 20:00 | 0 | 0 | 0 | 0 | 0 | 0 | 0 | 0 | 0 | 0 | 0 | 0 | 0 | 0 | 0 | 0 | 0 | 5565 | 21 | 7 | 2017-07-20 21:00 | WEEKDAY | 38.287 | 2.06 | 0 | 0 | 0 | 0 | 2592.277 | 0 | 0 | NA | 86.41%
| 21 | 8 | 2017-08-20 21:00 | 0 | 0 | 0 | 0 | 0 | 0 | 0 | 0 | 0 | 0 | 0 | 0 | 0 | 0 | 0 | 0 | 0 | 5566 | 22 | 7 | 2017-07-20 22:00 | WEEKDAY | 33.4939 | 2.06 | 0 | 0 | 0 | 0 | 2592.277 | 0 | 0 | NA | 86.41%
| 22 | 8 | 2017-08-20 22:00 | 0 | 0 | 0 | 0 | 0 | 0 | 0 | 0 | 0 | 0 | 0 | 0 | 0 | 0 | 0 | 0 | 0 | 5567 | 23 | 7 | 2017-07-20 23:00 | WEEKDAY | 27.1614 | 2.3 | 0 | 0 | 0 | 0 | 2592.277 | 0 | 0 | NA | 86.41%
| 23 | 8 | 2017-08-20 23:00 | 0 | 0 | 0 | 0 | 0 | 0 | 0 | 0 | 0 | 0 | 0 | 0 | 0 | 0 | 0 | 0 | 0 | 5568 | 0 | 7 | 2017-07-21 | WEEKDAY | 23.8156 | 2.3 | 0 | 0 | 0 | 0 | 2592.277 | 0 | 0 | NA | 86.41%
| 0 | 8 | 2017-08-21 | 0 | 0 | 0 | 0 | 0 | 0 | 0 | 0 | 0 | 0 | 0 | 0 | 0 | 0 | 0 | 0 | 0 | 5569 | 1 | 7 | 2017-07-21 01:00 | WEEKDAY | 23.5568 | 2.3 | 0 | 0 | 0 | 0 | 2592.277 | 0 | 0 | NA | 86.41%
| 1 | 8 | 2017-08-21 01:00 | 0 | 0 | 0 | 0 | 0 | 0 | 0 | 0 | 0 | 0 | 0 | 0 | 0 | 0 | 0 | 0 | 0 | 5570 | 2 | 7 | 2017-07-21 02:00 | WEEKDAY | 22.0759 | 2.3 | 0 | 0 | 0 | 0 | 2592.277 | 0 | 0 | NA | 86.41%
| 2 | 8 | 2017-08-21 02:00 | 0 | 0 | 0 | 0 | 0 | 0 | 0 | 0 | 0 | 0 | 0 | 0 | 0 | 0 | 0 | 0 | 0 | 5571 | 3 | 7 | 2017-07-21 03:00 | WEEKDAY | 21.3494 | 2.3 | 0 | 0 | 0 | 0 | 2592.277 | 0 | 0 | NA | 86.41%
| 3 | 8 | 2017-08-21 03:00 | 0 | 0 | 0 | 0 | 0 | 0 | 0 | 0 | 0 | 0 | 0 | 0 | 0 | 0 | 0 | 0 | 0 | 5572 | 4 | 7 | 2017-07-21 04:00 | WEEKDAY | 20.8679 | 2.3 | 0 | 0 | 0 | 0 | 2592.277 | 0 | 0 | NA | 86.41%
| 4 | 8 | 2017-08-21 04:00 | 0 | 0 | 0 | 0 | 0 | 0 | 0 | 0 | 0 | 0 | 0 | 0 | 0 | 0 | 0 | 0 | 0 | 5573 | 5 | 7 | 2017-07-21 05:00 | WEEKDAY | 20.3836 | 2.3 | 0 | 0 | 0 | 0 | 2592.277 | 0 | 0 | NA | 86.41%
| 5 | 8 | 2017-08-21 05:00 | 18.575 | 0 | 0 | 0 | 0 | 0 | 0 | 0 | 0 | 0 | 0 | 0 | 0 | 0 | 18.575 | 0 | 18.575 | 5574 | 6 | 7 | 2017-07-21 06:00 | WEEKDAY | 20.8011 | 2.05 | 0 | 0 | 0 | 0 | 2592.277 | 0 | 0 | NA | 86.41%
| 6 | 8 | 2017-08-21 06:00 | 450.0725 | 0 | 51.4275 | 0 | 94.1783 | 0 | 0 | 64.5961 | 0 | 0 | 65.1087 | 18.9946 | 16.4416 | 53.485 | 450.0725 | 94.1783 | 450.0725 | 5575 | 7 | 7 | 2017-07-21 07:00 | WEEKDAY | 21.4023 | 2.05 | 0 | 0 | 0 | 0 | 2592.277 | 0 | 0 | NA | 86.41%
| 7 | 8 | 2017-08-21 07:00 | 818.0259 | 981.8383 | 498.6131 | 153.3008 | 1106.1862 | 495.8779 | 565.305 | 921.5933 | 0 | 247.939 | 567.0082 | 141.8798 | 143.1839 | 637.7102 | 818.0259 | 1106.1862 | 818.0259 | 5576 | 8 | 7 | 2017-07-21 08:00 | WEEKDAY | 21.9451 | 2.05 | 587.135 | 569.5209 | 0 | 569.5209 | 2592.277 | 0 | 0 | NA | 86.41%
| 8 | 8 | 2017-08-21 08:00 | 921.645 | 1532.5876 | 838.9917 | 293.2285 | 1583.6092 | 774.0341 | 808.61 | 1129.3939 | 41.3144 | 387.0171 | 878.5545 | 205.591 | 221.8572 | 835.8743 | 921.645 | 1583.6092 | 921.645 | 5577 | 9 | 7 | 2017-07-21 09:00 | WEEKDAY | 23.6124 | 1.95 | 842.148 | 816.8836 | 0 | 816.8836 | 2592.277 | 0 | 0 | NA | 86.41%
| 9 | 8 | 2017-08-21 09:00 | 926.6519 | 1483.0409 | 950.3691 | 698.3011 | 1829.6155 | 749.0106 | 876.911 | 1676.4356 | 35.0952 | 374.5053 | 863.0448 | 230.1323 | 217.9406 | 928.7554 | 926.6519 | 1829.6155 | 926.6519 | 5578 | 10 | 7 | 2017-07-21 10:00 | WEEKDAY | 23.7349 | 1.95 | 914.197 | 886.7711 | 0 | 886.7711 | 2592.277 | 0 | 0 | NA | 86.41%
| 10 | 8 | 2017-08-21 10:00 | 911.5708 | 1825.5507 | 960.6338 | 627.9556 | 1888.3823 | 921.9953 | 916.132 | 1645.4635 | 50.7675 | 460.9977 | 930.9832 | 236.3641 | 235.0968 | 739.3817 | 911.5708 | 1888.3823 | 911.5708 | 5579 | 11 | 7 | 2017-07-21 11:00 | WEEKDAY | 26.3597 | 1.95 | 955.801 | 927.127 | 0 | 927.127 | 2592.277 | 0 | 0 | NA | 86.41%
| 11 | 8 | 2017-08-21 11:00 | 930.1545 | 1802.5705 | 968.3686 | 701.0607 | 1875.9295 | 910.3891 | 898.975 | 1824.2475 | 547.919 | 455.1946 | 868.3276 | 220.1752 | 219.2747 | 760.509 | 930.1545 | 1875.9295 | 930.1545 | 5580 | 12 | 7 | 2017-07-21 12:00 | WEEKDAY | 33.878 | 1.95 | 937.592 | 909.4642 | 0 | 909.4642 | 2592.277 | 0 | 0 | NA | 86.41%
| 12 | 8 | 2017-08-21 12:00 | 925.9871 | 1803.3241 | 681.4816 | 518.7334 | 1885.4199 | 910.7698 | 887.669 | 1814.6883 | 903.4114 | 455.3849 | 892.6658 | 205.3813 | 225.4207 | 817.1922 | 925.9871 | 1885.4199 | 925.9871 | 5581 | 13 | 7 | 2017-07-21 13:00 | WEEKDAY | 39.9321 | 1.95 | 925.603 | 897.8349 | 0 | 897.8349 | 2592.277 | 0 | 0 | NA | 86.41%
| 13 | 8 | 2017-08-21 13:00 | 949.3075 | 1769.1844 | 631.5323 | 287.5807 | 1882.5653 | 893.5275 | 885.249 | 1669.5513 | 384.1394 | 446.7638 | 920.7423 | 215.5285 | 232.5107 | 916.8679 | 949.3075 | 1882.5653 | 949.3075 | 5582 | 14 | 7 | 2017-07-21 14:00 | WEEKDAY | 45.8637 | 0 | 923.034 | 895.343 | 0 | 895.343 | 2592.277 | 0 | 0 | NA | 86.41%
| 14 | 8 | 2017-08-21 14:00 | 927.8651 | 1787.2005 | 607.8348 | 147.9828 | 1886.3595 | 902.6265 | 808.97 | 1437.1513 | 990 | 451.3132 | 923.9505 | 228.8982 | 233.3208 | 917.8899 | 927.8651 | 1886.3595 | 927.8651 | 5583 | 15 | 7 | 2017-07-21 15:00 | WEEKDAY | 38.2648 | 0 | 842.463 | 817.1891 | 172.8109 | 990 | 2592.277 | 0 | 0 | NA | 86.41%
| 15 | 8 | 2017-08-21 15:00 | 890.2404 | 1754.8208 | 653.7693 | 247.1946 | 1755.5425 | 886.2731 | 775.94 | 1618.6833 | 990 | 443.1366 | 913.2032 | 173.6638 | 230.6069 | 852.3752 | 890.2404 | 1755.5425 | 890.2404 | 5584 | 16 | 7 | 2017-07-21 16:00 | WEEKDAY | 40.7143 | 0 | 807.679 | 783.4486 | 206.5514 | 990 | 2414.1214 | 0 | 0 | NA | 80.47%
| 16 | 8 | 2017-08-21 16:00 | 776.2029 | 1569.888 | 347.7336 | 111.0592 | 1591.8768 | 792.8727 | 627.468 | 1276.5607 | 990 | 396.4364 | 868.2022 | 195.2718 | 219.243 | 829.4512 | 776.2029 | 1591.8768 | 776.2029 | 5585 | 17 | 7 | 2017-07-21 17:00 | WEEKDAY | 39.9905 | 0 | 651.936 | 632.3779 | 357.6221 | 990 | 2201.1819 | 0 | 0 | NA | 73.37%
| 17 | 8 | 2017-08-21 17:00 | 350.4778 | 1181.2541 | 750.895 | 91.4494 | 1334.2147 | 596.593 | 638.578 | 1365.2219 | 990 | 298.2965 | 710.8096 | 145.0237 | 179.4974 | 640.3107 | 350.4778 | 1334.2147 | 350.4778 | 5586 | 18 | 7 | 2017-07-21 18:00 | WEEKDAY | 37.5049 | 0 | 663.591 | 643.6833 | 346.3167 | 990 | 1832.4993 | 0 | 0 | NA | 61.08%
| 18 | 8 | 2017-08-21 18:00 | 0 | 303.3798 | 332.1371 | 54.2942 | 272.3209 | 153.2221 | 305.72 | 87.2602 | 0 | 76.6111 | 256.4456 | 47.445 | 64.759 | 120.4447 | 0 | 272.3209 | 0 | 5587 | 19 | 7 | 2017-07-21 19:00 | WEEKDAY | 35.7234 | 0 | 318.056 | 0 | 0 | 0 | 1475.4718 | 0 | 0 | NA | 49.18%
| 19 | 8 | 2017-08-21 19:00 | 0 | 0 | 1.5443 | 0 | 0 | 0 | 0 | 0 | 0 | 0 | 3.6027 | 0 | 0.90978 | 0 | 0 | 0 | 0 | 5588 | 20 | 7 | 2017-07-21 20:00 | WEEKDAY | 35.832 | 2.06 | 0 | 0 | 970 | 970 | 1793.5278 | 0 | 0 | NA | 59.78%
| 20 | 8 | 2017-08-21 20:00 | 0 | 0 | 0 | 0 | 0 | 0 | 0 | 0 | 0 | 0 | 0 | 0 | 0 | 0 | 0 | 0 | 0 | 5589 | 21 | 7 | 2017-07-21 21:00 | WEEKDAY | 35.6455 | 2.06 | 0 | 0 | 0 | 0 | 793.5278 | 0 | 0 | NA | 26.45%
| 21 | 8 | 2017-08-21 21:00 | 0 | 0 | 0 | 0 | 0 | 0 | 0 | 0 | 0 | 0 | 0 | 0 | 0 | 0 | 0 | 0 | 0 | 5590 | 22 | 7 | 2017-07-21 22:00 | WEEKDAY | 32.5029 | 2.06 | 0 | 0 | 0 | 0 | 793.5278 | 0 | 0 | NA | 26.45%
| 22 | 8 | 2017-08-21 22:00 | 0 | 0 | 0 | 0 | 0 | 0 | 0 | 0 | 0 | 0 | 0 | 0 | 0 | 0 | 0 | 0 | 0 | 5591 | 23 | 7 | 2017-07-21 23:00 | WEEKDAY | 27.3535 | 2.3 | 0 | 0 | 0 | 0 | 793.5278 | 0 | 0 | NA | 26.45%
| 23 | 8 | 2017-08-21 23:00 | 0 | 0 | 0 | 0 | 0 | 0 | 0 | 0 | 0 | 0 | 0 | 0 | 0 | 0 | 0 | 0 | 0 | 5592 | 0 | 7 | 2017-07-22 | WEEKEND | 25.778 | 2.3 | 0 | 0 | 0 | 0 | 793.5278 | 0 | 0 | NA | 26.45%
| 0 | 8 | 2017-08-22 | 0 | 0 | 0 | 0 | 0 | 0 | 0 | 0 | 0 | 0 | 0 | 0 | 0 | 0 | 0 | 0 | 0 | 5593 | 1 | 7 | 2017-07-22 01:00 | WEEKEND | 27.1781 | 2.3 | 0 | 0 | 0 | 0 | 793.5278 | 0 | 0 | NA | 26.45%
| 1 | 8 | 2017-08-22 01:00 | 0 | 0 | 0 | 0 | 0 | 0 | 0 | 0 | 0 | 0 | 0 | 0 | 0 | 0 | 0 | 0 | 0 | 5594 | 2 | 7 | 2017-07-22 02:00 | WEEKEND | 26.151 | 2.3 | 0 | 0 | 0 | 0 | 793.5278 | 0 | 0 | NA | 26.45%
| 2 | 8 | 2017-08-22 02:00 | 0 | 0 | 0 | 0 | 0 | 0 | 0 | 0 | 0 | 0 | 0 | 0 | 0 | 0 | 0 | 0 | 0 | 5595 | 3 | 7 | 2017-07-22 03:00 | WEEKEND | 24.6061 | 2.3 | 0 | 0 | 0 | 0 | 793.5278 | 0 | 0 | NA | 26.45%
| 3 | 8 | 2017-08-22 03:00 | 0 | 0 | 0 | 0 | 0 | 0 | 0 | 0 | 0 | 0 | 0 | 0 | 0 | 0 | 0 | 0 | 0 | 5596 | 4 | 7 | 2017-07-22 04:00 | WEEKEND | 23.7043 | 2.3 | 0 | 0 | 0 | 0 | 793.5278 | 0 | 0 | NA | 26.45%
| 4 | 8 | 2017-08-22 04:00 | 0 | 0 | 0 | 0 | 0 | 0 | 0 | 0 | 0 | 0 | 0 | 0 | 0 | 0 | 0 | 0 | 0 | 5597 | 5 | 7 | 2017-07-22 05:00 | WEEKEND | 23.6069 | 2.3 | 0 | 0 | 0 | 0 | 793.5278 | 0 | 0 | NA | 26.45%
| 5 | 8 | 2017-08-22 05:00 | 18.736 | 0 | 0 | 0 | 0 | 0 | 0 | 0 | 0 | 0 | 0 | 0 | 0 | 0 | 18.736 | 0 | 18.736 | 5598 | 6 | 7 | 2017-07-22 06:00 | WEEKEND | 23.5623 | 2.3 | 0 | 0 | 0 | 0 | 793.5278 | 0 | 0 | NA | 26.45%
| 6 | 8 | 2017-08-22 06:00 | 475.4041 | 0 | 11.6417 | 0 | 67.9908 | 0 | 0 | 61.0141 | 0 | 0 | 65.4612 | 8.8692 | 16.5306 | 10.5212 | 475.4041 | 67.9908 | 475.4041 | 5599 | 7 | 7 | 2017-07-22 07:00 | WEEKEND | 23.3563 | 2.3 | 0 | 0 | 0 | 0 | 793.5278 | 0 | 0 | NA | 26.45%
| 7 | 8 | 2017-08-22 07:00 | 761.3248 | 964.625 | 305.3965 | 71.1039 | 327.1031 | 487.1843 | 549.979 | 247.5929 | 0 | 243.5922 | 564.335 | 72.2241 | 142.5088 | 40.1621 | 761.3248 | 327.1031 | 761.3248 | 5600 | 8 | 7 | 2017-07-22 08:00 | WEEKEND | 23.5178 | 2.3 | 571.146 | 0 | 0 | 0 | 793.5278 | 0 | 0 | NA | 26.45%
| 8 | 8 | 2017-08-22 08:00 | 878.578 | 1442.5072 | 505.7541 | 196.5073 | 722.7762 | 728.539 | 796.824 | 405.9999 | 840.2547 | 364.2695 | 856.4615 | 157.3727 | 216.2782 | 126.9273 | 878.578 | 722.7762 | 878.578 | 5601 | 9 | 7 | 2017-07-22 09:00 | WEEKEND | 24.3445 | 2.3 | 829.725 | 0 | 0 | 0 | 1364.6738 | 0 | 0 | NA | 45.49%
| 9 | 8 | 2017-08-22 09:00 | 928.3877 | 874.1914 | 404.9746 | 286.4746 | 1631.9024 | 441.5108 | 873.136 | 346.3545 | 929.5335 | 220.7554 | 968.11 | 202.2923 | 244.4722 | 181.045 | 928.3877 | 1631.9024 | 928.3877 | 5602 | 10 | 7 | 2017-07-22 10:00 | WEEKEND | 24.1747 | 2.3 | 910.252 | 882.9444 | 0 | 882.9444 | 2194.3988 | 0 | 0 | NA | 73.15%
| 10 | 8 | 2017-08-22 10:00 | 922.3297 | 1525.0639 | 802.979 | 672.1223 | 1831.7693 | 770.2343 | 892.477 | 463.5453 | 929.2328 | 385.1172 | 979.7906 | 224.5902 | 247.4219 | 302.3904 | 922.3297 | 1831.7693 | 922.3297 | 5603 | 11 | 7 | 2017-07-22 11:00 | WEEKEND | 29.6137 | 2.3 | 930.691 | 902.7703 | 0 | 902.7703 | 2194.3988 | 0 | 0 | NA | 73.15%
| 11 | 8 | 2017-08-22 11:00 | 843.1678 | 953.0651 | 898.8696 | 255.1143 | 1709.3195 | 481.346 | 879.977 | 1243.9159 | 884.025 | 240.673 | 978.5548 | 227.7972 | 247.1098 | 550.65 | 843.1678 | 1709.3195 | 843.1678 | 5604 | 12 | 7 | 2017-07-22 12:00 | WEEKEND | 53.7577 | 2.3 | 917.456 | 889.9323 | 0 | 889.9323 | 2194.3988 | 0 | 0 | NA | 73.15%
| 12 | 8 | 2017-08-22 12:00 | 808.4797 | 1742.8153 | 963.0573 | 149.9009 | 1815.3778 | 880.2097 | 874.254 | 908.3871 | 862.1612 | 440.1049 | 973.7235 | 199.6658 | 245.8898 | 606.8138 | 808.4797 | 1815.3778 | 808.4797 | 5605 | 13 | 7 | 2017-07-22 13:00 | WEEKEND | 160.9448 | 2.3 | 911.407 | 884.0648 | 0 | 884.0648 | 2194.3988 | 0 | 0 | NA | 73.15%
| 13 | 8 | 2017-08-22 13:00 | 921.6453 | 1824.6216 | 948.6411 | 143.8359 | 1856.6479 | 921.5261 | 441.785 | 1078.1127 | 847.9924 | 460.763 | 969.701 | 52.5343 | 244.874 | 839.0708 | 921.6453 | 1856.6479 | 921.6453 | 5606 | 14 | 7 | 2017-07-22 14:00 | WEEKEND | 44.5082 | 2.3 | 458.637 | 0 | 0 | 0 | 2194.3988 | 0 | 0 | NA | 73.15%
| 14 | 8 | 2017-08-22 14:00 | 884.1183 | 1871.117 | 927.255 | 202.3475 | 1754.7791 | 945.0086 | 881.167 | 1204.4007 | 990 | 472.5043 | 969.3078 | 165.7314 | 244.7747 | 853.098 | 884.1183 | 1754.7791 | 884.1183 | 5607 | 15 | 7 | 2017-07-22 15:00 | WEEKEND | 42.3565 | 2.3 | 918.725 | 891.1632 | 0 | 891.1632 | 2653.0358 | 0 | 0 | NA | 88.43%
| 15 | 8 | 2017-08-22 15:00 | 835.096 | 1119.0716 | 810.605 | 663.314 | 1518.7787 | 565.1877 | 891.712 | 1221.9595 | 990 | 282.5938 | 967.198 | 103.7999 | 244.2419 | 706.9805 | 835.096 | 1518.7787 | 835.096 | 5608 | 16 | 7 | 2017-07-22 16:00 | WEEKEND | 41.9446 | 2.3 | 929.886 | 901.9894 | 0 | 901.9894 | 2653.0358 | 0 | 0 | NA | 88.43%
| 16 | 8 | 2017-08-22 16:00 | 746.2558 | 894.1976 | 804.743 | 200.6073 | 1398.1214 | 451.6149 | 877.585 | 270.8167 | 990 | 225.8075 | 901.1684 | 56.0819 | 227.5678 | 761.4725 | 746.2558 | 1398.1214 | 746.2558 | 5609 | 17 | 7 | 2017-07-22 17:00 | WEEKEND | 46.4984 | 2.3 | 914.95 | 887.5015 | 0 | 887.5015 | 2653.0358 | 0 | 0 | NA | 88.43%
| 17 | 8 | 2017-08-22 17:00 | 312.2278 | 741.1423 | 438.3206 | 38.097 | 858.6649 | 374.3143 | 814.559 | 539.3581 | 990 | 187.1572 | 752.3407 | 53.2297 | 189.985 | 335.6671 | 312.2278 | 858.6649 | 312.2278 | 5610 | 18 | 7 | 2017-07-22 18:00 | WEEKEND | 38.8744 | 2.3 | 848.507 | 823.0518 | 0 | 823.0518 | 2653.0358 | 0 | 0 | NA | 88.43%
| 18 | 8 | 2017-08-22 18:00 | 0 | 92.3149 | 335.4908 | 4.7075 | 110.0109 | 46.6237 | 574.005 | 129.1253 | 0 | 23.3119 | 243.6543 | 16.73 | 61.5289 | 108.2593 | 0 | 110.0109 | 0 | 5611 | 19 | 7 | 2017-07-22 19:00 | WEEKEND | 38.738 | 2.3 | 596.206 | 578.3198 | 0 | 578.3198 | 2653.0358 | 0 | 0 | NA | 88.43%
| 19 | 8 | 2017-08-22 19:00 | 0 | 0 | 1.595 | 0 | 0 | 0 | 0 | 0 | 0 | 0 | 1.2983 | 0.433 | 0.32786 | 0 | 0 | 0 | 0 | 5612 | 20 | 7 | 2017-07-22 20:00 | WEEKEND | 34.2732 | 2.3 | 0 | 0 | 0 | 0 | 2653.0358 | 0 | 0 | NA | 88.43%
| 20 | 8 | 2017-08-22 20:00 | 0 | 0 | 0 | 0 | 0 | 0 | 0 | 0 | 0 | 0 | 0 | 0 | 0 | 0 | 0 | 0 | 0 | 5613 | 21 | 7 | 2017-07-22 21:00 | WEEKEND | 32.2134 | 2.3 | 0 | 0 | 0 | 0 | 2653.0358 | 0 | 0 | NA | 88.43%
| 21 | 8 | 2017-08-22 21:00 | 0 | 0 | 0 | 0 | 0 | 0 | 0 | 0 | 0 | 0 | 0 | 0 | 0 | 0 | 0 | 0 | 0 | 5614 | 22 | 7 | 2017-07-22 22:00 | WEEKEND | 31.1668 | 2.3 | 0 | 0 | 0 | 0 | 2653.0358 | 0 | 0 | NA | 88.43%
| 22 | 8 | 2017-08-22 22:00 | 0 | 0 | 0 | 0 | 0 | 0 | 0 | 0 | 0 | 0 | 0 | 0 | 0 | 0 | 0 | 0 | 0 | 5615 | 23 | 7 | 2017-07-22 23:00 | WEEKEND | 30.3179 | 2.3 | 0 | 0 | 0 | 0 | 2653.0358 | 0 | 0 | NA | 88.43%
| 23 | 8 | 2017-08-22 23:00 | 0 | 0 | 0 | 0 | 0 | 0 | 0 | 0 | 0 | 0 | 0 | 0 | 0 | 0 | 0 | 0 | 0 | 5616 | 0 | 7 | 2017-07-23 | WEEKEND | 26.8775 | 2.3 | 0 | 0 | 0 | 0 | 2653.0358 | 0 | 0 | NA | 88.43%
| 0 | 8 | 2017-08-23 | 0 | 0 | 0 | 0 | 0 | 0 | 0 | 0 | 0 | 0 | 0 | 0 | 0 | 0 | 0 | 0 | 0 | 5617 | 1 | 7 | 2017-07-23 01:00 | WEEKEND | 26.2206 | 2.3 | 0 | 0 | 0 | 0 | 2653.0358 | 0 | 0 | NA | 88.43%
| 1 | 8 | 2017-08-23 01:00 | 0 | 0 | 0 | 0 | 0 | 0 | 0 | 0 | 0 | 0 | 0 | 0 | 0 | 0 | 0 | 0 | 0 | 5618 | 2 | 7 | 2017-07-23 02:00 | WEEKEND | 25.0793 | 2.3 | 0 | 0 | 0 | 0 | 2653.0358 | 0 | 0 | NA | 88.43%
| 2 | 8 | 2017-08-23 02:00 | 0 | 0 | 0 | 0 | 0 | 0 | 0 | 0 | 0 | 0 | 0 | 0 | 0 | 0 | 0 | 0 | 0 | 5619 | 3 | 7 | 2017-07-23 03:00 | WEEKEND | 24.119 | 2.3 | 0 | 0 | 0 | 0 | 2653.0358 | 0 | 0 | NA | 88.43%
| 3 | 8 | 2017-08-23 03:00 | 0 | 0 | 0 | 0 | 0 | 0 | 0 | 0 | 0 | 0 | 0 | 0 | 0 | 0 | 0 | 0 | 0 | 5620 | 4 | 7 | 2017-07-23 04:00 | WEEKEND | 23.7544 | 2.3 | 0 | 0 | 0 | 0 | 2653.0358 | 0 | 0 | NA | 88.43%
| 4 | 8 | 2017-08-23 04:00 | 0 | 0 | 0 | 0 | 0 | 0 | 0 | 0 | 0 | 0 | 0 | 0 | 0 | 0 | 0 | 0 | 0 | 5621 | 5 | 7 | 2017-07-23 05:00 | WEEKEND | 23.7266 | 2.3 | 0 | 0 | 0 | 0 | 2653.0358 | 0 | 0 | NA | 88.43%
| 5 | 8 | 2017-08-23 05:00 | 16.2882 | 0 | 0 | 0 | 0 | 0 | 0 | 0 | 0 | 0 | 0 | 0 | 0 | 0 | 16.2882 | 0 | 16.2882 | 5622 | 6 | 7 | 2017-07-23 06:00 | WEEKEND | 23.5762 | 2.3 | 0 | 0 | 0 | 0 | 2653.0358 | 0 | 0 | NA | 88.43%
| 6 | 8 | 2017-08-23 06:00 | 444.241 | 0 | 2.8444 | 0 | 124.3399 | 0 | 0 | 95.6693 | 0 | 0 | 64.6029 | 19.5359 | 16.3139 | 20.2177 | 444.241 | 124.3399 | 444.241 | 5623 | 7 | 7 | 2017-07-23 07:00 | WEEKEND | 23.5067 | 2.3 | 0 | 0 | 0 | 0 | 2653.0358 | 0 | 0 | NA | 88.43%
| 7 | 8 | 2017-08-23 07:00 | 844.3912 | 580.8406 | 29.477 | 505.7913 | 882.5632 | 293.3538 | 550.496 | 531.9845 | 0 | 146.6769 | 557.9116 | 149.3188 | 140.8868 | 56.0733 | 844.3912 | 882.5632 | 844.3912 | 5624 | 8 | 7 | 2017-07-23 08:00 | WEEKEND | 23.5568 | 2.3 | 571.702 | 554.5509 | 0 | 554.5509 | 2653.0358 | 0 | 0 | NA | 88.43%
| 8 | 8 | 2017-08-23 08:00 | 899.5253 | 594.6088 | 65.1824 | 424.3443 | 1658.5022 | 300.3075 | 795.755 | 711.9297 | 0 | 150.1537 | 858.78 | 217.1673 | 216.8636 | 120.1022 | 899.5253 | 1658.5022 | 899.5253 | 5625 | 9 | 7 | 2017-07-23 09:00 | WEEKEND | 24.2359 | 2.3 | 828.599 | 803.741 | 0 | 803.741 | 2653.0358 | 0 | 0 | NA | 88.43%
| 9 | 8 | 2017-08-23 09:00 | 921.6742 | 1557.5779 | 129.6941 | 668.6493 | 1860.8688 | 786.6555 | 873.374 | 772.9386 | 0 | 393.3277 | 941.8077 | 241.9592 | 237.8302 | 174.8892 | 921.6742 | 1860.8688 | 921.6742 | 5626 | 10 | 7 | 2017-07-23 10:00 | WEEKEND | 24.7342 | 2.3 | 910.516 | 883.2005 | 0 | 883.2005 | 2653.0358 | 0 | 0 | NA | 88.43%
| 10 | 8 | 2017-08-23 10:00 | 916.6325 | 1442.678 | 933.7924 | 851.6458 | 1909.8063 | 728.6253 | 889.071 | 1507.8085 | 0 | 364.3126 | 904.4691 | 243.7255 | 228.4013 | 230.9673 | 916.6325 | 1909.8063 | 916.6325 | 5627 | 11 | 7 | 2017-07-23 11:00 | WEEKEND | 29.828 | 2.3 | 927.081 | 899.2686 | 0 | 899.2686 | 2653.0358 | 0 | 0 | NA | 88.43%
| 11 | 8 | 2017-08-23 11:00 | 880.1413 | 1101.9068 | 789.4315 | 847.5277 | 1821.8869 | 556.5186 | 596.189 | 1818.2282 | 916.9585 | 278.2593 | 990.0001 | 229.2134 | 250 | 271.8362 | 880.1413 | 1821.8869 | 880.1413 | 5628 | 12 | 7 | 2017-07-23 12:00 | WEEKEND | 39.7345 | 2.3 | 619.251 | 600.6735 | 0 | 600.6735 | 2653.0358 | 0 | 0 | NA | 88.43%
| 12 | 8 | 2017-08-23 12:00 | 880.3047 | 1681.9496 | 932.7656 | 873.8195 | 1825.3807 | 849.4695 | 871.459 | 1752.4325 | 892.8966 | 424.7348 | 904.2685 | 226.5582 | 228.3506 | 419.1648 | 880.3047 | 1825.3807 | 880.3047 | 5629 | 13 | 7 | 2017-07-23 13:00 | WEEKEND | 67.2299 | 2.3 | 908.448 | 881.1946 | 0 | 881.1946 | 2653.0358 | 0 | 0 | NA | 88.43%
| 13 | 8 | 2017-08-23 13:00 | 937.1421 | 1411.427 | 934.1702 | 928.7032 | 1824.4058 | 712.8419 | 870.223 | 1777.0854 | 895.2275 | 356.421 | 921.6697 | 202.9765 | 232.7449 | 854.9734 | 937.1421 | 1824.4058 | 937.1421 | 5630 | 14 | 7 | 2017-07-23 14:00 | WEEKEND | 44.0433 | 2.3 | 907.137 | 879.9229 | 0 | 879.9229 | 2653.0358 | 0 | 0 | NA | 88.43%
| 14 | 8 | 2017-08-23 14:00 | 883.1383 | 1725.0481 | 937.9869 | 929.1966 | 1642.6175 | 871.2364 | 877.762 | 1920.378 | 990 | 435.6182 | 730.43 | 208.5728 | 184.452 | 945.6006 | 883.1383 | 1642.6175 | 883.1383 | 5631 | 15 | 7 | 2017-07-23 15:00 | WEEKEND | 50.3535 | 2.3 | 915.107 | 887.6538 | 0 | 887.6538 | 2653.0358 | 0 | 0 | NA | 88.43%
| 15 | 8 | 2017-08-23 15:00 | 437.0425 | 1758.7578 | 932.9699 | 867.176 | 1930.3046 | 888.2615 | 888.633 | 1789.6632 | 990 | 444.1307 | 903.9354 | 156.748 | 228.2665 | 254.8823 | 437.0425 | 1930.3046 | 437.0425 | 5632 | 16 | 7 | 2017-07-23 16:00 | WEEKEND | 44.6223 | 2.3 | 926.611 | 898.8127 | 0 | 898.8127 | 2653.0358 | 0 | 0 | NA | 88.43%
| 16 | 8 | 2017-08-23 16:00 | 738.4814 | 673.0475 | 863.3203 | 758.0683 | 1530.1341 | 339.923 | 702.327 | 1612.8289 | 990 | 169.9615 | 833.7374 | 155.6983 | 210.5397 | 380.4314 | 738.4814 | 1530.1341 | 738.4814 | 5633 | 17 | 7 | 2017-07-23 17:00 | WEEKEND | 40.4109 | 2.3 | 730.408 | 708.4958 | 0 | 708.4958 | 2653.0358 | 0 | 0 | NA | 88.43%
| 17 | 8 | 2017-08-23 17:00 | 314.8425 | 567.1084 | 679.7995 | 405.8004 | 1073.7613 | 286.4184 | 69.7725 | 1202.8837 | 990 | 143.2092 | 719.138 | 149.6842 | 181.6005 | 380.4987 | 314.8425 | 1073.7613 | 314.8425 | 5634 | 18 | 7 | 2017-07-23 18:00 | WEEKEND | 36.8758 | 2.3 | 76.2055 | 0 | 0 | 0 | 2653.0358 | 0 | 0 | NA | 88.43%
| 18 | 8 | 2017-08-23 18:00 | 0 | 60.6889 | 219.2489 | 98.6652 | 187.277 | 30.651 | 73.1545 | 211.117 | 0 | 15.3255 | 195.7744 | 31.4257 | 49.438 | 103.7759 | 0 | 187.277 | 0 | 5635 | 19 | 7 | 2017-07-23 19:00 | WEEKEND | 34.1313 | 2.3 | 79.6689 | 0 | 0 | 0 | 2729.2413 | 0 | 0 | NA | 90.97%
| 19 | 8 | 2017-08-23 19:00 | 0 | 0 | 0 | 0 | 0 | 0 | 0 | 0 | 0 | 0 | 1.8255 | 0 | 0.46098 | 0 | 0 | 0 | 0 | 5636 | 20 | 7 | 2017-07-23 20:00 | WEEKEND | 32.464 | 2.3 | 0 | 0 | 0 | 0 | 2808.9102 | 0 | 0 | NA | 93.63%
| 20 | 8 | 2017-08-23 20:00 | 0 | 0 | 0 | 0 | 0 | 0 | 0 | 0 | 0 | 0 | 0 | 0 | 0 | 0 | 0 | 0 | 0 | 5637 | 21 | 7 | 2017-07-23 21:00 | WEEKEND | 31.3617 | 2.3 | 0 | 0 | 0 | 0 | 2808.9102 | 0 | 0 | NA | 93.63%
| 21 | 8 | 2017-08-23 21:00 | 0 | 0 | 0 | 0 | 0 | 0 | 0 | 0 | 0 | 0 | 0 | 0 | 0 | 0 | 0 | 0 | 0 | 5638 | 22 | 7 | 2017-07-23 22:00 | WEEKEND | 29.5858 | 2.3 | 0 | 0 | 0 | 0 | 2808.9102 | 0 | 0 | NA | 93.63%
| 22 | 8 | 2017-08-23 22:00 | 0 | 0 | 0 | 0 | 0 | 0 | 0 | 0 | 0 | 0 | 0 | 0 | 0 | 0 | 0 | 0 | 0 | 5639 | 23 | 7 | 2017-07-23 23:00 | WEEKEND | 25.8754 | 2.3 | 0 | 0 | 0 | 0 | 2808.9102 | 0 | 0 | NA | 93.63%
| 23 | 8 | 2017-08-23 23:00 | 0 | 0 | 0 | 0 | 0 | 0 | 0 | 0 | 0 | 0 | 0 | 0 | 0 | 0 | 0 | 0 | 0 | 5640 | 0 | 7 | 2017-07-24 | WEEKDAY | 23.8379 | 2.3 | 0 | 0 | 0 | 0 | 2808.9102 | 0 | 0 | NA | 93.63%
| 0 | 8 | 2017-08-24 | 0 | 0 | 0 | 0 | 0 | 0 | 0 | 0 | 0 | 0 | 0 | 0 | 0 | 0 | 0 | 0 | 0 | 5641 | 1 | 7 | 2017-07-24 01:00 | WEEKDAY | 23.6514 | 2.3 | 0 | 0 | 0 | 0 | 2808.9102 | 0 | 0 | NA | 93.63%
| 1 | 8 | 2017-08-24 01:00 | 0 | 0 | 0 | 0 | 0 | 0 | 0 | 0 | 0 | 0 | 0 | 0 | 0 | 0 | 0 | 0 | 0 | 5642 | 2 | 7 | 2017-07-24 02:00 | WEEKDAY | 23.4566 | 2.3 | 0 | 0 | 0 | 0 | 2808.9102 | 0 | 0 | NA | 93.63%
| 2 | 8 | 2017-08-24 02:00 | 0 | 0 | 0 | 0 | 0 | 0 | 0 | 0 | 0 | 0 | 0 | 0 | 0 | 0 | 0 | 0 | 0 | 5643 | 3 | 7 | 2017-07-24 03:00 | WEEKDAY | 22.4267 | 2.3 | 0 | 0 | 0 | 0 | 2808.9102 | 0 | 0 | NA | 93.63%
| 3 | 8 | 2017-08-24 03:00 | 0 | 0 | 0 | 0 | 0 | 0 | 0 | 0 | 0 | 0 | 0 | 0 | 0 | 0 | 0 | 0 | 0 | 5644 | 4 | 7 | 2017-07-24 04:00 | WEEKDAY | 22.037 | 2.3 | 0 | 0 | 0 | 0 | 2808.9102 | 0 | 0 | NA | 93.63%
| 4 | 8 | 2017-08-24 04:00 | 0 | 0 | 0 | 0 | 0 | 0 | 0 | 0 | 0 | 0 | 0 | 0 | 0 | 0 | 0 | 0 | 0 | 5645 | 5 | 7 | 2017-07-24 05:00 | WEEKDAY | 22.9555 | 2.3 | 0 | 0 | 0 | 0 | 2808.9102 | 0 | 0 | NA | 93.63%
| 5 | 8 | 2017-08-24 05:00 | 13.3947 | 0 | 0 | 0 | 0 | 0 | 0 | 0 | 0 | 0 | 0 | 0 | 0 | 0 | 13.3947 | 0 | 13.3947 | 5646 | 6 | 7 | 2017-07-24 06:00 | WEEKDAY | 23.5289 | 2.05 | 0 | 0 | 0 | 0 | 2808.9102 | 0 | 0 | NA | 93.63%
| 6 | 8 | 2017-08-24 06:00 | 413.0576 | 0 | 25.3428 | 0 | 189.0159 | 0 | 0 | 90.6347 | 0 | 0 | 41.2297 | 18.1424 | 10.4115 | 117.958 | 413.0576 | 189.0159 | 413.0576 | 5647 | 7 | 7 | 2017-07-24 07:00 | WEEKDAY | 23.7154 | 2.05 | 0 | 0 | 0 | 0 | 2808.9102 | 0 | 0 | NA | 93.63%
| 7 | 8 | 2017-08-24 07:00 | 771.239 | 1092.4432 | 429.5844 | 576.4462 | 1236.135 | 551.739 | 548.489 | 663.2771 | 0 | 275.8695 | 227.8357 | 128.6361 | 57.5343 | 494.9485 | 771.239 | 1236.135 | 771.239 | 5648 | 8 | 7 | 2017-07-24 08:00 | WEEKDAY | 23.8351 | 2.05 | 569.619 | 552.5304 | 0 | 552.5304 | 2808.9102 | 0 | 0 | NA | 93.63%
| 8 | 8 | 2017-08-24 08:00 | 879.1775 | 1005.9897 | 786.2397 | 509.7413 | 1622.5953 | 508.0756 | 326.567 | 1142.0034 | 890.2708 | 254.0378 | 669.3491 | 201.9326 | 169.0275 | 881.266 | 879.1775 | 1622.5953 | 879.1775 | 5649 | 9 | 7 | 2017-07-24 09:00 | WEEKDAY | 24.3417 | 1.95 | 339.544 | 329.3577 | 0 | 329.3577 | 2808.9102 | 0 | 0 | NA | 93.63%
| 9 | 8 | 2017-08-24 09:00 | 899.2887 | 1666.8647 | 921.3492 | 900.4749 | 1838.5706 | 841.8509 | 868.947 | 1345.4772 | 981.7079 | 420.9254 | 826.1687 | 238.2337 | 208.6285 | 520.5937 | 899.2887 | 1838.5706 | 899.2887 | 5650 | 10 | 7 | 2017-07-24 10:00 | WEEKDAY | 24.0272 | 1.95 | 905.818 | 878.6435 | 0 | 878.6435 | 2808.9102 | 0 | 0 | NA | 93.63%
| 10 | 8 | 2017-08-24 10:00 | 920.2815 | 1504.3111 | 950.8754 | 922.8281 | 1879.3169 | 759.7531 | 886.896 | 1004.1241 | 0 | 379.8765 | 883.6325 | 243.2587 | 223.1395 | 372.4828 | 920.2815 | 1879.3169 | 920.2815 | 5651 | 11 | 7 | 2017-07-24 11:00 | WEEKDAY | 25.8643 | 1.95 | 924.777 | 897.0337 | 0 | 897.0337 | 2808.9102 | 0 | 0 | NA | 93.63%
| 11 | 8 | 2017-08-24 11:00 | 910.4294 | 1643.5678 | 870.1119 | 864.177 | 1841.0722 | 830.0847 | 362.013 | 1794.2285 | 693.1038 | 415.0424 | 889.1976 | 227.3361 | 224.5449 | 250.3833 | 910.4294 | 1841.0722 | 910.4294 | 5652 | 12 | 7 | 2017-07-24 12:00 | WEEKDAY | 30.0256 | 1.95 | 376.098 | 364.8151 | 0 | 364.8151 | 2808.9102 | 0 | 0 | NA | 93.63%
| 12 | 8 | 2017-08-24 12:00 | 879.167 | 1698.5738 | 820.7247 | 900.2868 | 1501.5821 | 857.8656 | 367.023 | 1814.0415 | 694.5559 | 428.9328 | 890.8613 | 222.5792 | 224.965 | 504.5445 | 879.167 | 1501.5821 | 879.167 | 5653 | 13 | 7 | 2017-07-24 13:00 | WEEKDAY | 33.2266 | 1.95 | 381.302 | 369.8629 | 0 | 369.8629 | 2808.9102 | 0 | 0 | NA | 93.63%
| 13 | 8 | 2017-08-24 13:00 | 740.538 | 1680.4483 | 695.7773 | 869.154 | 1633.7767 | 848.7112 | 892.76 | 1814.963 | 334.2688 | 424.3556 | 727.8462 | 218.2466 | 183.7995 | 357.0875 | 740.538 | 1633.7767 | 740.538 | 5654 | 14 | 7 | 2017-07-24 14:00 | WEEKDAY | 34.8522 | 0 | 931.124 | 903.1903 | 0 | 903.1903 | 2808.9102 | 0 | 0 | NA | 93.63%
| 14 | 8 | 2017-08-24 14:00 | 883.8122 | 1078.0616 | 842.2198 | 915.4605 | 1791.5603 | 544.4756 | 902.947 | 1741.941 | 990 | 272.2378 | 171.5011 | 175.9452 | 43.3084 | 887.285 | 883.8122 | 1791.5603 | 883.8122 | 5655 | 15 | 7 | 2017-07-24 15:00 | WEEKDAY | 35.3783 | 0 | 941.923 | 913.6653 | 76.3347 | 990 | 2808.9102 | 0 | 0 | NA | 93.63%
| 15 | 8 | 2017-08-24 15:00 | 649.6132 | 1569.3418 | 850.3137 | 804.6713 | 1795.6973 | 792.5969 | 931.227 | 1420.9138 | 990 | 396.2984 | 175.3033 | 220.1183 | 44.2685 | 568.9419 | 649.6132 | 1795.6973 | 649.6132 | 5656 | 16 | 7 | 2017-07-24 16:00 | WEEKDAY | 36.5307 | 0 | 971.995 | 942.8351 | 47.1649 | 990 | 2730.2146 | 0 | 0 | NA | 91.01%
| 16 | 8 | 2017-08-24 16:00 | 735.5754 | 961.8989 | 734.3758 | 792.7695 | 1607.7414 | 485.8075 | 905.876 | 977.214 | 990 | 242.9038 | 99.2817 | 172.4904 | 25.0711 | 599.4404 | 735.5754 | 1607.7414 | 735.5754 | 5657 | 17 | 7 | 2017-07-24 17:00 | WEEKDAY | 34.34 | 0 | 945.11 | 916.7567 | 73.2433 | 990 | 2681.5911 | 0 | 0 | NA | 89.39%
| 17 | 8 | 2017-08-24 17:00 | 308.1323 | 193.1907 | 573.0156 | 607.0665 | 1241.9749 | 97.5711 | 824.282 | 529.135 | 990 | 48.7855 | 76.2998 | 160.9731 | 19.2676 | 509.5059 | 308.1323 | 1241.9749 | 308.1323 | 5658 | 18 | 7 | 2017-07-24 18:00 | WEEKDAY | 32.6922 | 0 | 858.843 | 833.0777 | 156.9223 | 990 | 2606.0825 | 0 | 0 | NA | 86.87%
| 18 | 8 | 2017-08-24 18:00 | 0 | 232.8925 | 226.0189 | 98.7634 | 328.867 | 117.6225 | 573.962 | 84.6465 | 0 | 58.8112 | 74.2515 | 47.797 | 18.7504 | 130.8865 | 0 | 328.867 | 0 | 5659 | 19 | 7 | 2017-07-24 19:00 | WEEKDAY | 31.7319 | 0 | 596.209 | 578.3227 | 0 | 578.3227 | 2444.3069 | 0 | 0 | NA | 81.48%
| 19 | 8 | 2017-08-24 19:00 | 0 | 0 | 0 | 0 | 0 | 0 | 0 | 0 | 0 | 0 | 0 | 0 | 0 | 0 | 0 | 0 | 0 | 5660 | 20 | 7 | 2017-07-24 20:00 | WEEKDAY | 29.1349 | 2.06 | 0 | 0 | 0 | 0 | 2444.3069 | 0 | 0 | NA | 81.48%
| 20 | 8 | 2017-08-24 20:00 | 0 | 0 | 0 | 0 | 0 | 0 | 0 | 0 | 0 | 0 | 0 | 0 | 0 | 0 | 0 | 0 | 0 | 5661 | 21 | 7 | 2017-07-24 21:00 | WEEKDAY | 25.9478 | 2.06 | 0 | 0 | 0 | 0 | 2444.3069 | 0 | 0 | NA | 81.48%
| 21 | 8 | 2017-08-24 21:00 | 0 | 0 | 0 | 0 | 0 | 0 | 0 | 0 | 0 | 0 | 0 | 0 | 0 | 0 | 0 | 0 | 0 | 5662 | 22 | 7 | 2017-07-24 22:00 | WEEKDAY | 24.2164 | 2.06 | 0 | 0 | 0 | 0 | 2444.3069 | 0 | 0 | NA | 81.48%
| 22 | 8 | 2017-08-24 22:00 | 0 | 0 | 0 | 0 | 0 | 0 | 0 | 0 | 0 | 0 | 0 | 0 | 0 | 0 | 0 | 0 | 0 | 5663 | 23 | 7 | 2017-07-24 23:00 | WEEKDAY | 23.9409 | 2.3 | 0 | 0 | 0 | 0 | 2444.3069 | 0 | 0 | NA | 81.48%
| 23 | 8 | 2017-08-24 23:00 | 0 | 0 | 0 | 0 | 0 | 0 | 0 | 0 | 0 | 0 | 0 | 0 | 0 | 0 | 0 | 0 | 0 | 5664 | 0 | 7 | 2017-07-25 | WEEKDAY | 23.6347 | 2.3 | 0 | 0 | 0 | 0 | 2444.3069 | 0 | 0 | NA | 81.48%
| 0 | 8 | 2017-08-25 | 0 | 0 | 0 | 0 | 0 | 0 | 0 | 0 | 0 | 0 | 0 | 0 | 0 | 0 | 0 | 0 | 0 | 5665 | 1 | 7 | 2017-07-25 01:00 | WEEKDAY | 22.8525 | 2.3 | 0 | 0 | -500 | -500 | 2444.3069 | 0 | 0 | NA | 81.48%
| 1 | 8 | 2017-08-25 01:00 | 0 | 0 | 0 | 0 | 0 | 0 | 0 | 0 | 0 | 0 | 0 | 0 | 0 | 0 | 0 | 0 | 0 | 5666 | 2 | 7 | 2017-07-25 02:00 | WEEKDAY | 21.8588 | 2.3 | 0 | 0 | 0 | 0 | 2929.3069 | 0 | 0 | NA | 97.64%
| 2 | 8 | 2017-08-25 02:00 | 0 | 0 | 0 | 0 | 0 | 0 | 0 | 0 | 0 | 0 | 0 | 0 | 0 | 0 | 0 | 0 | 0 | 5667 | 3 | 7 | 2017-07-25 03:00 | WEEKDAY | 21.1602 | 2.3 | 0 | 0 | 0 | 0 | 2929.3069 | 0 | 0 | NA | 97.64%
| 3 | 8 | 2017-08-25 03:00 | 0 | 0 | 0 | 0 | 0 | 0 | 0 | 0 | 0 | 0 | 0 | 0 | 0 | 0 | 0 | 0 | 0 | 5668 | 4 | 7 | 2017-07-25 04:00 | WEEKDAY | 20.5255 | 2.3 | 0 | 0 | 0 | 0 | 2929.3069 | 0 | 0 | NA | 97.64%
| 4 | 8 | 2017-08-25 04:00 | 0 | 0 | 0 | 0 | 0 | 0 | 0 | 0 | 0 | 0 | 0 | 0 | 0 | 0 | 0 | 0 | 0 | 5669 | 5 | 7 | 2017-07-25 05:00 | WEEKDAY | 20.2834 | 2.3 | 0 | 0 | 0 | 0 | 2929.3069 | 0 | 0 | NA | 97.64%
| 5 | 8 | 2017-08-25 05:00 | 16.2137 | 0 | 0 | 0 | 0 | 0 | 0 | 0 | 0 | 0 | 0 | 0 | 0 | 0 | 16.2137 | 0 | 16.2137 | 5670 | 6 | 7 | 2017-07-25 06:00 | WEEKDAY | 20.5144 | 2.05 | 0 | 0 | 0 | 0 | 2929.3069 | 0 | 0 | NA | 97.64%
| 6 | 8 | 2017-08-25 06:00 | 478.2975 | 0 | 28.8425 | 0 | 29.8073 | 0 | 0 | 188.185 | 0 | 0 | 47.9857 | 16.4733 | 12.1176 | 128.7081 | 478.2975 | 29.8073 | 478.2975 | 5671 | 7 | 7 | 2017-07-25 07:00 | WEEKDAY | 21.0405 | 2.05 | 0 | 0 | 0 | 0 | 2929.3069 | 0 | 0 | NA | 97.64%
| 7 | 8 | 2017-08-25 07:00 | 861.3793 | 1076.1515 | 470.6442 | 546.0746 | 542.7217 | 543.5109 | 548.763 | 1255.1289 | 0 | 271.7554 | 509.4364 | 140.9164 | 128.6455 | 695.7839 | 861.3793 | 542.7217 | 861.3793 | 5672 | 8 | 7 | 2017-07-25 08:00 | WEEKDAY | 22.0036 | 2.05 | 569.909 | 552.8117 | 0 | 552.8117 | 2929.3069 | 0 | 0 | NA | 97.64%
| 8 | 8 | 2017-08-25 08:00 | 950.6976 | 1512.0635 | 821.3007 | 701.8953 | 1366.6526 | 763.6684 | 815.948 | 1655.7161 | 832.6334 | 381.8342 | 801.2356 | 212.0993 | 202.3322 | 885.9304 | 950.6976 | 1366.6526 | 950.6976 | 5673 | 9 | 7 | 2017-07-25 09:00 | WEEKDAY | 23.8045 | 1.95 | 850.008 | 824.5078 | 0 | 824.5078 | 2929.3069 | 0 | 0 | NA | 97.64%
| 9 | 8 | 2017-08-25 09:00 | 949.1313 | 1702.246 | 944.2542 | 916.3007 | 1451.7862 | 859.7202 | 889.962 | 1710.3703 | 894.6029 | 429.8601 | 890.3118 | 236.1087 | 224.8262 | 955.0392 | 949.1313 | 1451.7862 | 949.1313 | 5674 | 10 | 7 | 2017-07-25 10:00 | WEEKDAY | 23.7767 | 1.95 | 928.166 | 900.321 | 0 | 900.321 | 2929.3069 | 0 | 0 | NA | 97.64%
| 10 | 8 | 2017-08-25 10:00 | 909.7969 | 1758.707 | 975.0762 | 914.6544 | 1794.9247 | 888.2359 | 906.708 | 1865.9353 | 886.449 | 444.1179 | 934.3847 | 238.3575 | 235.9557 | 953.5898 | 909.7969 | 1794.9247 | 909.7969 | 5675 | 11 | 7 | 2017-07-25 11:00 | WEEKDAY | 24.737 | 1.95 | 945.863 | 917.4871 | 0 | 917.4871 | 2929.3069 | 0 | 0 | NA | 97.64%
| 11 | 8 | 2017-08-25 11:00 | 884.9368 | 1732.9122 | 944.638 | 913.3247 | 1848.4265 | 875.2082 | 890.914 | 1879.4395 | 854.279 | 437.6041 | 954.1852 | 224.2715 | 240.9559 | 884.4909 | 884.9368 | 1848.4265 | 884.9368 | 5676 | 12 | 7 | 2017-07-25 12:00 | WEEKDAY | 30.1397 | 1.95 | 929.12 | 901.2464 | 0 | 901.2464 | 2929.3069 | 0 | 0 | NA | 97.64%
| 12 | 8 | 2017-08-25 12:00 | 889.5195 | 1767.8981 | 930.5554 | 925.4845 | 1791.1967 | 892.8778 | 881.675 | 1805.4557 | 832.8866 | 446.4389 | 873.9891 | 232.9367 | 220.7043 | 692.9233 | 889.5195 | 1791.1967 | 889.5195 | 5677 | 13 | 7 | 2017-07-25 13:00 | WEEKDAY | 33.6831 | 1.95 | 919.336 | 891.7559 | 0 | 891.7559 | 2929.3069 | 0 | 0 | NA | 97.64%
| 13 | 8 | 2017-08-25 13:00 | 914.7755 | 1803.0067 | 781.5259 | 889.672 | 1777.7083 | 910.6094 | 897.679 | 1727.0249 | 833.294 | 455.3047 | 932.7922 | 178.1499 | 235.5536 | 865.1615 | 914.7755 | 1777.7083 | 914.7755 | 5678 | 14 | 7 | 2017-07-25 14:00 | WEEKDAY | 36.1883 | 0 | 936.362 | 908.2711 | 0 | 908.2711 | 2929.3069 | 0 | 0 | NA | 97.64%
| 14 | 8 | 2017-08-25 14:00 | 911.5436 | 1727.7557 | 911.5621 | 889.0183 | 1854.1914 | 872.6039 | 585.22 | 1790.3089 | 990 | 436.3019 | 952.2236 | 235.1293 | 240.4605 | 904.5168 | 911.5436 | 1854.1914 | 911.5436 | 5679 | 15 | 7 | 2017-07-25 15:00 | WEEKDAY | 39.3587 | 0 | 607.872 | 589.6358 | 400.3642 | 990 | 2929.3069 | 0 | 0 | NA | 97.64%
| 15 | 8 | 2017-08-25 15:00 | 865.568 | 1496.4573 | 896.8044 | 882.3701 | 1656.2153 | 755.7865 | 919.773 | 1823.6311 | 990 | 377.8933 | 930.211 | 217.671 | 234.9018 | 924.7706 | 865.568 | 1656.2153 | 865.568 | 5680 | 16 | 7 | 2017-07-25 16:00 | WEEKDAY | 53.3235 | 0 | 959.782 | 930.9885 | 59.0115 | 990 | 2516.5604 | 0 | 0 | NA | 83.89%
| 16 | 8 | 2017-08-25 16:00 | 729.1951 | 1548.248 | 820.8891 | 780.8079 | 1425.5866 | 781.9434 | 904.074 | 1670.1356 | 990 | 390.9717 | 747.8711 | 206.2972 | 188.8563 | 872.6552 | 729.1951 | 1425.5866 | 729.1951 | 5681 | 17 | 7 | 2017-07-25 17:00 | WEEKDAY | 53.908 | 0 | 943.147 | 914.8526 | 75.1474 | 990 | 2455.7238 | 0 | 0 | NA | 81.86%
| 17 | 8 | 2017-08-25 17:00 | 302.0175 | 335.9901 | 674.2386 | 631.862 | 834.0467 | 169.692 | 816.876 | 1334.9217 | 990 | 84.846 | 708.5338 | 157.4954 | 178.9227 | 712.1446 | 302.0175 | 834.0467 | 302.0175 | 5682 | 18 | 7 | 2017-07-25 18:00 | WEEKDAY | 42.3148 | 0 | 850.983 | 825.4535 | 164.5465 | 990 | 2378.2523 | 0 | 0 | NA | 79.28%
| 18 | 8 | 2017-08-25 18:00 | 0 | 213.9765 | 264.9633 | 98.7574 | 115.8877 | 108.0689 | 568.836 | 226.9055 | 0 | 54.0345 | 179.2486 | 45.5042 | 45.2648 | 130.866 | 0 | 115.8877 | 0 | 5683 | 19 | 7 | 2017-07-25 19:00 | WEEKDAY | 47.3195 | 0 | 590.837 | 0 | 0 | 0 | 2208.6167 | 0 | 0 | NA | 73.62%
| 19 | 8 | 2017-08-25 19:00 | 0 | 0 | 0 | 0 | 0 | 0 | 0 | 0 | 0 | 0 | 0.71748 | 0 | 0.18118 | 0 | 0 | 0 | 0 | 5684 | 20 | 7 | 2017-07-25 20:00 | WEEKDAY | 33.1487 | 2.06 | 0 | 0 | 0 | 0 | 2799.4537 | 0 | 0 | NA | 93.32%
| 20 | 8 | 2017-08-25 20:00 | 0 | 0 | 0 | 0 | 0 | 0 | 0 | 0 | 0 | 0 | 0 | 0 | 0 | 0 | 0 | 0 | 0 | 5685 | 21 | 7 | 2017-07-25 21:00 | WEEKDAY | 30.2232 | 2.06 | 0 | 0 | 0 | 0 | 2799.4537 | 0 | 0 | NA | 93.32%
| 21 | 8 | 2017-08-25 21:00 | 0 | 0 | 0 | 0 | 0 | 0 | 0 | 0 | 0 | 0 | 0 | 0 | 0 | 0 | 0 | 0 | 0 | 5686 | 22 | 7 | 2017-07-25 22:00 | WEEKDAY | 28.1579 | 2.06 | 0 | 0 | 0 | 0 | 2799.4537 | 0 | 0 | NA | 93.32%
| 22 | 8 | 2017-08-25 22:00 | 0 | 0 | 0 | 0 | 0 | 0 | 0 | 0 | 0 | 0 | 0 | 0 | 0 | 0 | 0 | 0 | 0 | 5687 | 23 | 7 | 2017-07-25 23:00 | WEEKDAY | 24.0578 | 2.3 | 0 | 0 | 0 | 0 | 2799.4537 | 0 | 0 | NA | 93.32%
| 23 | 8 | 2017-08-25 23:00 | 0 | 0 | 0 | 0 | 0 | 0 | 0 | 0 | 0 | 0 | 0 | 0 | 0 | 0 | 0 | 0 | 0 | 5688 | 0 | 7 | 2017-07-26 | WEEKDAY | 22.9694 | 2.3 | 0 | 0 | 0 | 0 | 2799.4537 | 0 | 0 | NA | 93.32%
| 0 | 8 | 2017-08-26 | 0 | 0 | 0 | 0 | 0 | 0 | 0 | 0 | 0 | 0 | 0 | 0 | 0 | 0 | 0 | 0 | 0 | 5689 | 1 | 7 | 2017-07-26 01:00 | WEEKDAY | 22.3404 | 2.3 | 0 | 0 | 0 | 0 | 2799.4537 | 0 | 0 | NA | 93.32%
| 1 | 8 | 2017-08-26 01:00 | 0 | 0 | 0 | 0 | 0 | 0 | 0 | 0 | 0 | 0 | 0 | 0 | 0 | 0 | 0 | 0 | 0 | 5690 | 2 | 7 | 2017-07-26 02:00 | WEEKDAY | 21.1908 | 2.3 | 0 | 0 | 0 | 0 | 2799.4537 | 0 | 0 | NA | 93.32%
| 2 | 8 | 2017-08-26 02:00 | 0 | 0 | 0 | 0 | 0 | 0 | 0 | 0 | 0 | 0 | 0 | 0 | 0 | 0 | 0 | 0 | 0 | 5691 | 3 | 7 | 2017-07-26 03:00 | WEEKDAY | 20.1609 | 2.3 | 0 | 0 | 0 | 0 | 2799.4537 | 0 | 0 | NA | 93.32%
| 3 | 8 | 2017-08-26 03:00 | 0 | 0 | 0 | 0 | 0 | 0 | 0 | 0 | 0 | 0 | 0 | 0 | 0 | 0 | 0 | 0 | 0 | 5692 | 4 | 7 | 2017-07-26 04:00 | WEEKDAY | 20.0384 | 2.3 | 0 | 0 | 0 | 0 | 2799.4537 | 0 | 0 | NA | 93.32%
| 4 | 8 | 2017-08-26 04:00 | 0 | 0 | 0 | 0 | 0 | 0 | 0 | 0 | 0 | 0 | 0 | 0 | 0 | 0 | 0 | 0 | 0 | 5693 | 5 | 7 | 2017-07-26 05:00 | WEEKDAY | 20.3251 | 2.3 | 0 | 0 | 0 | 0 | 2799.4537 | 0 | 0 | NA | 93.32%
| 5 | 8 | 2017-08-26 05:00 | 10.3357 | 0 | 0 | 0 | 0 | 0 | 0 | 0 | 0 | 0 | 0 | 0 | 0 | 0 | 10.3357 | 0 | 10.3357 | 5694 | 6 | 7 | 2017-07-26 06:00 | WEEKDAY | 20.6202 | 2.05 | 0 | 0 | 0 | 0 | 2799.4537 | 0 | 0 | NA | 93.32%
| 6 | 8 | 2017-08-26 06:00 | 407.5846 | 0 | 29.1017 | 0 | 106.317 | 0 | 0 | 115.3057 | 0 | 0 | 29.0831 | 19.8086 | 7.3442 | 101.4766 | 407.5846 | 106.317 | 407.5846 | 5695 | 7 | 7 | 2017-07-26 07:00 | WEEKDAY | 21.2353 | 2.05 | 0 | 0 | 0 | 0 | 2799.4537 | 0 | 0 | NA | 93.32%
| 7 | 8 | 2017-08-26 07:00 | 741.199 | 1001.0404 | 470.3345 | 285.3615 | 906.9168 | 505.576 | 562.798 | 1082.6938 | 0 | 252.788 | 401.2563 | 150.578 | 101.3273 | 650.619 | 741.199 | 906.9168 | 741.199 | 5696 | 8 | 7 | 2017-07-26 08:00 | WEEKDAY | 21.5192 | 2.05 | 584.59 | 567.0523 | 0 | 567.0523 | 2799.4537 | 0 | 0 | NA | 93.32%
| 8 | 8 | 2017-08-26 08:00 | 800.1093 | 566.5245 | 791.8925 | 363.9962 | 1485.992 | 286.1235 | 829.386 | 1393.1202 | 862.9721 | 143.0617 | 713.004 | 216.0639 | 180.0515 | 866.0539 | 800.1093 | 1485.992 | 800.1093 | 5697 | 9 | 7 | 2017-07-26 09:00 | WEEKDAY | 22.9917 | 1.95 | 864.212 | 838.2856 | 0 | 838.2856 | 2799.4537 | 0 | 0 | NA | 93.32%
| 9 | 8 | 2017-08-26 09:00 | 902.762 | 1088.0205 | 946.426 | 779.3691 | 1842.9552 | 549.5053 | 905.545 | 1550.6168 | 938.4478 | 274.7527 | 858.5954 | 235.5754 | 216.817 | 947.8691 | 902.762 | 1842.9552 | 902.762 | 5698 | 10 | 7 | 2017-07-26 10:00 | WEEKDAY | 21.831 | 1.95 | 944.688 | 916.3474 | 0 | 916.3474 | 2799.4537 | 0 | 0 | NA | 93.32%
| 10 | 8 | 2017-08-26 10:00 | 897.0871 | 1769.8888 | 958.6383 | 910.3504 | 1872.6472 | 893.8832 | 916.596 | 1694.0251 | 928.3977 | 446.9416 | 896.1619 | 240.0932 | 226.3035 | 945.2 | 897.0871 | 1872.6472 | 897.0871 | 5699 | 11 | 7 | 2017-07-26 11:00 | WEEKDAY | 24.4363 | 1.95 | 956.343 | 927.6527 | 0 | 927.6527 | 2799.4537 | 0 | 0 | NA | 93.32%
| 11 | 8 | 2017-08-26 11:00 | 868.6028 | 1662.0537 | 946.1224 | 891.9201 | 1892.5837 | 839.4211 | 895.876 | 1702.3431 | 889.9575 | 419.7105 | 929.0971 | 230.0598 | 234.6205 | 619.819 | 868.6028 | 1892.5837 | 868.6028 | 5700 | 12 | 7 | 2017-07-26 12:00 | WEEKDAY | 26.3764 | 1.95 | 934.354 | 906.3234 | 0 | 906.3234 | 2799.4537 | 0 | 0 | NA | 93.32%
| 12 | 8 | 2017-08-26 12:00 | 901.3817 | 1769.1408 | 884.1665 | 877.4416 | 1865.8591 | 893.5054 | 883.308 | 1755.9405 | 865.8133 | 446.7527 | 930.0077 | 227.526 | 234.8504 | 842.381 | 901.3817 | 1865.8591 | 901.3817 | 5701 | 13 | 7 | 2017-07-26 13:00 | WEEKDAY | 30.56 | 1.95 | 921.029 | 893.3981 | 0 | 893.3981 | 2799.4537 | 0 | 0 | NA | 93.32%
| 13 | 8 | 2017-08-26 13:00 | 884.8754 | 1723.9453 | 885.5277 | 882.8819 | 1839.2347 | 870.6794 | 897.703 | 1616.9142 | 866.824 | 435.3397 | 950.603 | 222.9873 | 240.0513 | 913.2873 | 884.8754 | 1839.2347 | 884.8754 | 5702 | 14 | 7 | 2017-07-26 14:00 | WEEKDAY | 34.5989 | 0 | 936.342 | 908.2517 | 0 | 908.2517 | 2799.4537 | 0 | 0 | NA | 93.32%
| 14 | 8 | 2017-08-26 14:00 | 696.0322 | 1493.8388 | 777.6146 | 915.7511 | 1869.9556 | 754.4641 | 905.756 | 1777.8351 | 887.6858 | 377.232 | 950.9444 | 214.8482 | 240.1375 | 935.1562 | 696.0322 | 1869.9556 | 696.0322 | 5703 | 15 | 7 | 2017-07-26 15:00 | WEEKDAY | 50.4788 | 0 | 944.876 | 916.5297 | 73.4703 | 990 | 2799.4537 | 0 | 0 | NA | 93.32%
| 15 | 8 | 2017-08-26 15:00 | 839.6002 | 1738.2258 | 949.5766 | 894.1024 | 1826.6656 | 877.8918 | 920.923 | 1882.5865 | 912.9582 | 438.9459 | 929.2275 | 211.8246 | 234.6534 | 930.099 | 839.6002 | 1826.6656 | 839.6002 | 5704 | 16 | 7 | 2017-07-26 16:00 | WEEKDAY | 35.5592 | 0 | 960.958 | 932.1293 | 57.8707 | 990 | 2723.7112 | 0 | 0 | NA | 90.79%
| 16 | 8 | 2017-08-26 16:00 | 673.9024 | 1565.3129 | 899.1631 | 827.838 | 1670.9699 | 790.5621 | 902.322 | 1536.7405 | 990.0345 | 395.281 | 839.0147 | 221.0023 | 211.8724 | 849.7141 | 673.9024 | 1670.9699 | 673.9024 | 5705 | 17 | 7 | 2017-07-26 17:00 | WEEKDAY | 85.3143 | 0 | 941.268 | 913.03 | 76.97 | 990 | 2664.0506 | 0 | 0 | NA | 88.8%
| 17 | 8 | 2017-08-26 17:00 | 273.2523 | 1096.1742 | 745.5318 | 604.9795 | 1227.6705 | 553.6233 | 822.849 | 967.7952 | 990.3208 | 276.8117 | 614.352 | 186.4898 | 155.1394 | 650.4424 | 273.2523 | 1227.6705 | 273.2523 | 5706 | 18 | 7 | 2017-07-26 18:00 | WEEKDAY | 42.877 | 0 | 857.274 | 831.5558 | 158.4442 | 990 | 2584.7001 | 0 | 0 | NA | 86.16%
| 18 | 8 | 2017-08-26 18:00 | 0 | 217.93 | 243.254 | 89.8108 | 203.429 | 110.0656 | 573.21 | 130.0634 | 0 | 55.0328 | 123.8076 | 51.4081 | 31.2645 | 103.7562 | 0 | 203.429 | 0 | 5707 | 19 | 7 | 2017-07-26 19:00 | WEEKDAY | 39.9043 | 0 | 595.39 | 577.5283 | 0 | 577.5283 | 2421.3555 | 0 | 0 | NA | 80.71%
| 19 | 8 | 2017-08-26 19:00 | 0 | 0 | 0 | 0 | 0 | 0 | 0 | 0 | 0 | 0 | 0 | 0 | 0 | 0 | 0 | 0 | 0 | 5708 | 20 | 7 | 2017-07-26 20:00 | WEEKDAY | 37.4937 | 2.06 | 0 | 0 | 0 | 0 | 2421.3555 | 0 | 0 | NA | 80.71%
| 20 | 8 | 2017-08-26 20:00 | 0 | 0 | 0 | 0 | 0 | 0 | 0 | 0 | 0 | 0 | 0 | 0 | 0 | 0 | 0 | 0 | 0 | 5709 | 21 | 7 | 2017-07-26 21:00 | WEEKDAY | 31.409 | 2.06 | 0 | 0 | 0 | 0 | 2421.3555 | 0 | 0 | NA | 80.71%
| 21 | 8 | 2017-08-26 21:00 | 0 | 0 | 0 | 0 | 0 | 0 | 0 | 0 | 0 | 0 | 0 | 0 | 0 | 0 | 0 | 0 | 0 | 5710 | 22 | 7 | 2017-07-26 22:00 | WEEKDAY | 28.1969 | 2.06 | 0 | 0 | 0 | 0 | 2421.3555 | 0 | 0 | NA | 80.71%
| 22 | 8 | 2017-08-26 22:00 | 0 | 0 | 0 | 0 | 0 | 0 | 0 | 0 | 0 | 0 | 0 | 0 | 0 | 0 | 0 | 0 | 0 | 5711 | 23 | 7 | 2017-07-26 23:00 | WEEKDAY | 23.913 | 2.3 | 0 | 0 | 0 | 0 | 2421.3555 | 0 | 0 | NA | 80.71%
| 23 | 8 | 2017-08-26 23:00 | 0 | 0 | 0 | 0 | 0 | 0 | 0 | 0 | 0 | 0 | 0 | 0 | 0 | 0 | 0 | 0 | 0 | 5712 | 0 | 7 | 2017-07-27 | WEEKDAY | 22.1149 | 2.3 | 0 | 0 | 0 | 0 | 2421.3555 | 0 | 0 | NA | 80.71%
| 0 | 8 | 2017-08-27 | 0 | 0 | 0 | 0 | 0 | 0 | 0 | 0 | 0 | 0 | 0 | 0 | 0 | 0 | 0 | 0 | 0 | 5713 | 1 | 7 | 2017-07-27 01:00 | WEEKDAY | 21.3661 | 2.3 | 0 | 0 | 0 | 0 | 2421.3555 | 0 | 0 | NA | 80.71%
| 1 | 8 | 2017-08-27 01:00 | 0 | 0 | 0 | 0 | 0 | 0 | 0 | 0 | 0 | 0 | 0 | 0 | 0 | 0 | 0 | 0 | 0 | 5714 | 2 | 7 | 2017-07-27 02:00 | WEEKDAY | 20.7705 | 2.3 | 0 | 0 | 0 | 0 | 2421.3555 | 0 | 0 | NA | 80.71%
| 2 | 8 | 2017-08-27 02:00 | 0 | 0 | 0 | 0 | 0 | 0 | 0 | 0 | 0 | 0 | 0 | 0 | 0 | 0 | 0 | 0 | 0 | 5715 | 3 | 7 | 2017-07-27 03:00 | WEEKDAY | 19.7851 | 2.3 | 0 | 0 | 0 | 0 | 2421.3555 | 0 | 0 | NA | 80.71%
| 3 | 8 | 2017-08-27 03:00 | 0 | 0 | 0 | 0 | 0 | 0 | 0 | 0 | 0 | 0 | 0 | 0 | 0 | 0 | 0 | 0 | 0 | 5716 | 4 | 7 | 2017-07-27 04:00 | WEEKDAY | 18.8192 | 2.3 | 0 | 0 | 0 | 0 | 2421.3555 | 0 | 0 | NA | 80.71%
| 4 | 8 | 2017-08-27 04:00 | 0 | 0 | 0 | 0 | 0 | 0 | 0 | 0 | 0 | 0 | 0 | 0 | 0 | 0 | 0 | 0 | 0 | 5717 | 5 | 7 | 2017-07-27 05:00 | WEEKDAY | 19.0753 | 2.3 | 0 | 0 | 0 | 0 | 2421.3555 | 0 | 0 | NA | 80.71%
| 5 | 8 | 2017-08-27 05:00 | 6.351 | 0 | 0 | 0 | 0 | 0 | 0 | 0 | 0 | 0 | 0 | 0 | 0 | 0 | 6.351 | 0 | 6.351 | 5718 | 6 | 7 | 2017-07-27 06:00 | WEEKDAY | 20.0551 | 2.05 | 0 | 0 | 0 | 0 | 2421.3555 | 0 | 0 | NA | 80.71%
| 6 | 8 | 2017-08-27 06:00 | 380.1271 | 0 | 39.2205 | 0 | 171.4011 | 0 | 0 | 36.0226 | 0 | 0 | 33.0531 | 10.899 | 8.3467 | 108.2407 | 380.1271 | 171.4011 | 380.1271 | 5719 | 7 | 7 | 2017-07-27 07:00 | WEEKDAY | 20.893 | 2.05 | 0 | 0 | 0 | 0 | 2421.3555 | 0 | 0 | NA | 80.71%
| 7 | 8 | 2017-08-27 07:00 | 714.1891 | 1017.0632 | 531.868 | 528.4366 | 1226.2744 | 513.6683 | 59.545 | 1119.6645 | 0 | 256.8341 | 439.3419 | 115.66 | 110.9449 | 689.0341 | 714.1891 | 1226.2744 | 714.1891 | 5720 | 8 | 7 | 2017-07-27 08:00 | WEEKDAY | 21.8755 | 2.05 | 65.8336 | 0 | 0 | 0 | 2421.3555 | 0 | 0 | NA | 80.71%
| 8 | 8 | 2017-08-27 08:00 | 871.005 | 1524.4305 | 873.0761 | 291.8556 | 1724.8925 | 769.9144 | 43.743 | 1552.4394 | 0 | 384.9572 | 786.092 | 193.3847 | 198.5081 | 898.9872 | 871.005 | 1724.8925 | 871.005 | 5721 | 9 | 7 | 2017-07-27 09:00 | WEEKDAY | 23.5206 | 1.95 | 49.7016 | 0 | 0 | 0 | 2487.1891 | 0 | 0 | NA | 82.91%
| 9 | 8 | 2017-08-27 09:00 | 926.9491 | 1783.0074 | 978.5905 | 800.0769 | 1870.5002 | 900.5088 | 625.169 | 1781.2544 | 911.1666 | 450.2544 | 936.5008 | 224.6361 | 236.4901 | 967.7103 | 926.9491 | 1870.5002 | 926.9491 | 5722 | 10 | 7 | 2017-07-27 10:00 | WEEKDAY | 28.0632 | 1.95 | 649.643 | 630.1537 | 0 | 630.1537 | 2536.8907 | 0 | 0 | NA | 84.56%
| 10 | 8 | 2017-08-27 10:00 | 904.0144 | 1755.7534 | 983.4989 | 583.7169 | 1808.7952 | 886.7441 | 633.045 | 1390.4916 | 910.2829 | 443.3721 | 889.6193 | 229.9029 | 224.6513 | 957.8939 | 904.0144 | 1808.7952 | 904.0144 | 5723 | 11 | 7 | 2017-07-27 11:00 | WEEKDAY | 31.6957 | 1.95 | 657.84 | 638.1048 | 0 | 638.1048 | 2536.8907 | 0 | 0 | NA | 84.56%
| 11 | 8 | 2017-08-27 11:00 | 899.3106 | 1772.0215 | 967.8377 | 714.0513 | 1864.8618 | 894.9604 | 495.106 | 1650.4732 | 863.2563 | 447.4802 | 918.7657 | 234.1811 | 232.0115 | 939.8611 | 899.3106 | 1864.8618 | 899.3106 | 5724 | 12 | 7 | 2017-07-27 12:00 | WEEKDAY | 33.7193 | 1.95 | 514.009 | 498.5887 | 0 | 498.5887 | 2536.8907 | 0 | 0 | NA | 84.56%
| 12 | 8 | 2017-08-27 12:00 | 899.4771 | 1802.4082 | 948.3252 | 819.6406 | 1786.7557 | 910.3072 | 538.413 | 1712.5188 | 821.427 | 455.1536 | 948.6733 | 218.0712 | 239.564 | 814.4145 | 899.4771 | 1786.7557 | 899.4771 | 5725 | 13 | 7 | 2017-07-27 13:00 | WEEKDAY | 36.7255 | 1.95 | 559.054 | 542.2824 | 0 | 542.2824 | 2536.8907 | 0 | 0 | NA | 84.56%
| 13 | 8 | 2017-08-27 13:00 | 909.526 | 1667.8837 | 912.0499 | 863.0896 | 1768.3673 | 842.3655 | 428.885 | 1785.042 | 824.1217 | 421.1827 | 943.4962 | 219.8129 | 238.2566 | 809.8784 | 909.526 | 1768.3673 | 909.526 | 5726 | 14 | 7 | 2017-07-27 14:00 | WEEKDAY | 44.0879 | 0 | 445.323 | 0 | 0 | 0 | 2536.8907 | 0 | 0 | NA | 84.56%
| 14 | 8 | 2017-08-27 14:00 | 895.4397 | 1838.4259 | 924.5281 | 698.7135 | 1746.0824 | 928.4979 | 602.178 | 1752.3621 | 803.935 | 464.249 | 965.5573 | 221.6351 | 243.8276 | 937.4587 | 895.4397 | 1746.0824 | 895.4397 | 5727 | 15 | 7 | 2017-07-27 15:00 | WEEKDAY | 46.4316 | 0 | 625.621 | 606.8524 | 383.1476 | 990 | 2982.2137 | 0 | 0 | NA | 99.41%
| 15 | 8 | 2017-08-27 15:00 | 858.7459 | 1561.0148 | 907.5151 | 825.7668 | 1816.4364 | 788.3913 | 925.459 | 1809.2027 | 824.3118 | 394.1957 | 954.1635 | 224.6404 | 240.9504 | 936.5041 | 858.7459 | 1816.4364 | 858.7459 | 5728 | 16 | 7 | 2017-07-27 16:00 | WEEKDAY | 49.0397 | 0 | 965.902 | 936.9249 | 53.0751 | 990 | 2587.2161 | 0 | 0 | NA | 86.24%
| 16 | 8 | 2017-08-27 16:00 | 751.2881 | 1605.2948 | 889.42 | 811.4974 | 1405.2668 | 810.7549 | 908.149 | 1543.8748 | 845.3763 | 405.3775 | 814.8265 | 200.3692 | 205.7643 | 863.4474 | 751.2881 | 1405.2668 | 751.2881 | 5729 | 17 | 7 | 2017-07-27 17:00 | WEEKDAY | 49.2067 | 0 | 947.561 | 919.1342 | 70.8658 | 990 | 2532.4996 | 0 | 0 | NA | 84.42%
| 17 | 8 | 2017-08-27 17:00 | 271.0084 | 1165.0365 | 589.1812 | 638.4943 | 1313.1391 | 588.4022 | 488.382 | 1170.0095 | 715.9318 | 294.2011 | 602.6667 | 152.8524 | 152.1886 | 670.3768 | 271.0084 | 1313.1391 | 271.0084 | 5730 | 18 | 7 | 2017-07-27 18:00 | WEEKDAY | 39.7428 | 0 | 507.113 | 491.8996 | 498.1004 | 990 | 2459.442 | 0 | 0 | NA | 81.98%
| 18 | 8 | 2017-08-27 18:00 | 0 | 219.1012 | 277.0949 | 71.3804 | 239.2733 | 110.6572 | 405.838 | 187.3949 | 0 | 55.3286 | 106.4987 | 31.62 | 26.8936 | 115.1483 | 0 | 239.2733 | 0 | 5731 | 19 | 7 | 2017-07-27 19:00 | WEEKDAY | 36.5446 | 0 | 421.502 | 0 | 0 | 0 | 1945.9365 | 0 | 0 | NA | 64.86%
| 19 | 8 | 2017-08-27 19:00 | 0 | 0 | 0 | 0 | 0 | 0 | 0 | 0 | 0 | 0 | 0 | 0 | 0 | 0 | 0 | 0 | 0 | 5732 | 20 | 7 | 2017-07-27 20:00 | WEEKDAY | 34.7297 | 2.06 | 0 | 0 | 0 | 0 | 2367.4385 | 0 | 0 | NA | 78.91%
| 20 | 8 | 2017-08-27 20:00 | 0 | 0 | 0 | 0 | 0 | 0 | 0 | 0 | 0 | 0 | 0 | 0 | 0 | 0 | 0 | 0 | 0 | 5733 | 21 | 7 | 2017-07-27 21:00 | WEEKDAY | 33.7193 | 2.06 | 0 | 0 | 0 | 0 | 2367.4385 | 0 | 0 | NA | 78.91%
| 21 | 8 | 2017-08-27 21:00 | 0 | 0 | 0 | 0 | 0 | 0 | 0 | 0 | 0 | 0 | 0 | 0 | 0 | 0 | 0 | 0 | 0 | 5734 | 22 | 7 | 2017-07-27 22:00 | WEEKDAY | 32.155 | 2.06 | 0 | 0 | 0 | 0 | 2367.4385 | 0 | 0 | NA | 78.91%
| 22 | 8 | 2017-08-27 22:00 | 0 | 0 | 0 | 0 | 0 | 0 | 0 | 0 | 0 | 0 | 0 | 0 | 0 | 0 | 0 | 0 | 0 | 5735 | 23 | 7 | 2017-07-27 23:00 | WEEKDAY | 28.3193 | 2.3 | 0 | 0 | 0 | 0 | 2367.4385 | 0 | 0 | NA | 78.91%
| 23 | 8 | 2017-08-27 23:00 | 0 | 0 | 0 | 0 | 0 | 0 | 0 | 0 | 0 | 0 | 0 | 0 | 0 | 0 | 0 | 0 | 0 | 5736 | 0 | 7 | 2017-07-28 | WEEKDAY | 23.7711 | 2.3 | 0 | 0 | 0 | 0 | 2367.4385 | 0 | 0 | NA | 78.91%
| 0 | 8 | 2017-08-28 | 0 | 0 | 0 | 0 | 0 | 0 | 0 | 0 | 0 | 0 | 0 | 0 | 0 | 0 | 0 | 0 | 0 | 5737 | 1 | 7 | 2017-07-28 01:00 | WEEKDAY | 22.6076 | 2.3 | 0 | 0 | 0 | 0 | 2367.4385 | 0 | 0 | NA | 78.91%
| 1 | 8 | 2017-08-28 01:00 | 0 | 0 | 0 | 0 | 0 | 0 | 0 | 0 | 0 | 0 | 0 | 0 | 0 | 0 | 0 | 0 | 0 | 5738 | 2 | 7 | 2017-07-28 02:00 | WEEKDAY | 21.0739 | 2.3 | 0 | 0 | 0 | 0 | 2367.4385 | 0 | 0 | NA | 78.91%
| 2 | 8 | 2017-08-28 02:00 | 0 | 0 | 0 | 0 | 0 | 0 | 0 | 0 | 0 | 0 | 0 | 0 | 0 | 0 | 0 | 0 | 0 | 5739 | 3 | 7 | 2017-07-28 03:00 | WEEKDAY | 20.0941 | 2.3 | 0 | 0 | 0 | 0 | 2367.4385 | 0 | 0 | NA | 78.91%
| 3 | 8 | 2017-08-28 03:00 | 0 | 0 | 0 | 0 | 0 | 0 | 0 | 0 | 0 | 0 | 0 | 0 | 0 | 0 | 0 | 0 | 0 | 5740 | 4 | 7 | 2017-07-28 04:00 | WEEKDAY | 19.3425 | 2.3 | 0 | 0 | 0 | 0 | 2367.4385 | 0 | 0 | NA | 78.91%
| 4 | 8 | 2017-08-28 04:00 | 0 | 0 | 0 | 0 | 0 | 0 | 0 | 0 | 0 | 0 | 0 | 0 | 0 | 0 | 0 | 0 | 0 | 5741 | 5 | 7 | 2017-07-28 05:00 | WEEKDAY | 19.2479 | 2.3 | 0 | 0 | 0 | 0 | 2367.4385 | 0 | 0 | NA | 78.91%
| 5 | 8 | 2017-08-28 05:00 | 5.885 | 0 | 0 | 0 | 0 | 0 | 0 | 0 | 0 | 0 | 0 | 0 | 0 | 0 | 5.885 | 0 | 5.885 | 5742 | 6 | 7 | 2017-07-28 06:00 | WEEKDAY | 19.7434 | 2.05 | 0 | 0 | 0 | 0 | 2367.4385 | 0 | 0 | NA | 78.91%
| 6 | 8 | 2017-08-28 06:00 | 377.5966 | 0 | 11.6222 | 0 | 113.8953 | 0 | 0 | 167.7054 | 0 | 0 | 22.6365 | 15.689 | 5.7163 | 77.0595 | 377.5966 | 113.8953 | 377.5966 | 5743 | 7 | 7 | 2017-07-28 07:00 | WEEKDAY | 20.8094 | 2.05 | 0 | 0 | 0 | 0 | 2367.4385 | 0 | 0 | NA | 78.91%
| 7 | 8 | 2017-08-28 07:00 | 755.6357 | 830.0632 | 332.8897 | 542.5252 | 1086.449 | 419.2238 | 553.112 | 812.2987 | 0 | 209.6119 | 405.1118 | 136.2376 | 102.301 | 576.2108 | 755.6357 | 1086.449 | 755.6357 | 5744 | 8 | 7 | 2017-07-28 08:00 | WEEKDAY | 21.2075 | 2.05 | 574.507 | 0 | 0 | 0 | 2367.4385 | 0 | 0 | NA | 78.91%
| 8 | 8 | 2017-08-28 08:00 | 897.4421 | 1295.5724 | 715.0209 | 455.0689 | 1635.9712 | 654.3295 | 818.938 | 1338.4298 | 890.0419 | 327.1648 | 482.099 | 202.9941 | 121.7422 | 829.0916 | 897.4421 | 1635.9712 | 897.4421 | 5745 | 9 | 7 | 2017-07-28 09:00 | WEEKDAY | 23.3591 | 1.95 | 853.179 | 827.5836 | 0 | 827.5836 | 2941.9455 | 0 | 0 | NA | 98.06%
| 9 | 8 | 2017-08-28 09:00 | 903.6502 | 1661.5578 | 885.9908 | 755.569 | 1722.6071 | 839.1706 | 890.637 | 1595.2591 | 980.5051 | 419.5853 | 704.0993 | 229.4561 | 177.8028 | 922.1571 | 903.6502 | 1722.6071 | 903.6502 | 5746 | 10 | 7 | 2017-07-28 10:00 | WEEKDAY | 24.8956 | 1.95 | 928.879 | 901.0126 | 0 | 901.0126 | 2941.9455 | 0 | 0 | NA | 98.06%
| 10 | 8 | 2017-08-28 10:00 | 895.9072 | 1743.6933 | 942.3365 | 732.883 | 1838.6284 | 880.6532 | 900.844 | 1920.1064 | 976.1886 | 440.3266 | 913.8148 | 232.603 | 230.7613 | 932.06 | 895.9072 | 1838.6284 | 895.9072 | 5747 | 11 | 7 | 2017-07-28 11:00 | WEEKDAY | 29.9171 | 1.95 | 939.627 | 911.4382 | 0 | 911.4382 | 2941.9455 | 0 | 0 | NA | 98.06%
| 11 | 8 | 2017-08-28 11:00 | 883.1844 | 1743.1154 | 943.0215 | 746.2414 | 1792.3021 | 880.3613 | 880.707 | 1683.2529 | 934.6445 | 440.1807 | 904.788 | 220.8101 | 228.4818 | 914.4532 | 883.1844 | 1792.3021 | 883.1844 | 5748 | 12 | 7 | 2017-07-28 12:00 | WEEKDAY | 34.5321 | 1.95 | 918.267 | 890.719 | 0 | 890.719 | 2941.9455 | 0 | 0 | NA | 98.06%
| 12 | 8 | 2017-08-28 12:00 | 882.6355 | 1762.1618 | 879.1536 | 616.8774 | 1662.3029 | 889.9807 | 842.453 | 1683.3784 | 908.017 | 444.9903 | 863.0237 | 203.589 | 217.9353 | 699.0881 | 882.6355 | 1662.3029 | 882.6355 | 5749 | 13 | 7 | 2017-07-28 13:00 | WEEKDAY | 44.4664 | 1.95 | 877.681 | 851.3506 | 0 | 851.3506 | 2941.9455 | 0 | 0 | NA | 98.06%
| 13 | 8 | 2017-08-28 13:00 | 904.1935 | 1825.9372 | 899.2627 | 141.725 | 1699.0347 | 922.1905 | 839.466 | 1754.1975 | 899.0358 | 461.0953 | 776.3361 | 216.3804 | 196.0445 | 787.9575 | 904.1935 | 1699.0347 | 904.1935 | 5750 | 14 | 7 | 2017-07-28 14:00 | WEEKDAY | 45.3599 | 0 | 874.511 | 848.2757 | 0 | 848.2757 | 2941.9455 | 0 | 0 | NA | 98.06%
| 14 | 8 | 2017-08-28 14:00 | 813.0781 | 1663.4885 | 933.4414 | 632.8908 | 1006.1035 | 840.1457 | 847.876 | 1747.7477 | 990 | 420.0728 | 840.4638 | 213.1344 | 212.2383 | 858.4101 | 813.0781 | 1006.1035 | 813.0781 | 5751 | 15 | 7 | 2017-07-28 15:00 | WEEKDAY | 100.5066 | 0 | 883.388 | 856.8864 | 133.1136 | 990 | 2941.9455 | 0 | 0 | NA | 98.06%
| 15 | 8 | 2017-08-28 15:00 | 873.3459 | 1701.92 | 912.9679 | 393.5274 | 877.3701 | 859.5556 | 862.612 | 1859.6136 | 990 | 429.7778 | 981.0041 | 131.4489 | 247.7283 | 895.749 | 873.3459 | 877.3701 | 873.3459 | 5752 | 16 | 7 | 2017-07-28 16:00 | WEEKDAY | 105.2052 | 0 | 898.971 | 872.0019 | 117.9981 | 990 | 2804.7149 | 0 | 0 | NA | 93.49%
| 16 | 8 | 2017-08-28 16:00 | 571.4589 | 1406.6839 | 810.4522 | 554.7329 | 545.7875 | 710.4464 | 848.771 | 1592.5145 | 990 | 355.2232 | 667.6336 | 70.5967 | 168.5943 | 794.2649 | 571.4589 | 545.7875 | 571.4589 | 5753 | 17 | 7 | 2017-07-28 17:00 | WEEKDAY | 154.8517 | 0 | 884.38 | 857.8486 | 132.1514 | 990 | 2683.0674 | 0 | 0 | NA | 89.44%
| 17 | 8 | 2017-08-28 17:00 | 152.8762 | 1287.6361 | 583.6047 | 84.8196 | 271.4571 | 650.3212 | 776.087 | 1219.2623 | 990 | 325.1606 | 724.5092 | 124.8208 | 182.9569 | 555.8992 | 152.8762 | 271.4571 | 152.8762 | 5754 | 18 | 7 | 2017-07-28 18:00 | WEEKDAY | 65.493 | 0 | 807.787 | 783.5534 | 206.4466 | 990 | 2546.8288 | 0 | 0 | NA | 84.89%
| 18 | 8 | 2017-08-28 18:00 | 0 | 238.1773 | 137.8547 | 2.6613 | 92.2137 | 120.2915 | 541.054 | 191.8075 | 0 | 60.1458 | 158.4759 | 35.8053 | 40.0192 | 75.5499 | 0 | 92.2137 | 0 | 5755 | 19 | 7 | 2017-07-28 19:00 | WEEKDAY | 43.1053 | 0 | 561.775 | 0 | 0 | 0 | 2333.9972 | 0 | 0 | NA | 77.8%
| 19 | 8 | 2017-08-28 19:00 | 0 | 0 | 0 | 0 | 0 | 0 | 0 | 0 | 0 | 0 | 0 | 0 | 0 | 0 | 0 | 0 | 0 | 5756 | 20 | 7 | 2017-07-28 20:00 | WEEKDAY | 37.6274 | 2.06 | 0 | 0 | 0 | 0 | 2895.7722 | 0 | 0 | NA | 96.53%
| 20 | 8 | 2017-08-28 20:00 | 0 | 0 | 0 | 0 | 0 | 0 | 0 | 0 | 0 | 0 | 0 | 0 | 0 | 0 | 0 | 0 | 0 | 5757 | 21 | 7 | 2017-07-28 21:00 | WEEKDAY | 36.3664 | 2.06 | 0 | 0 | 0 | 0 | 2895.7722 | 0 | 0 | NA | 96.53%
| 21 | 8 | 2017-08-28 21:00 | 0 | 0 | 0 | 0 | 0 | 0 | 0 | 0 | 0 | 0 | 0 | 0 | 0 | 0 | 0 | 0 | 0 | 5758 | 22 | 7 | 2017-07-28 22:00 | WEEKDAY | 33.6943 | 2.06 | 0 | 0 | 0 | 0 | 2895.7722 | 0 | 0 | NA | 96.53%
| 22 | 8 | 2017-08-28 22:00 | 0 | 0 | 0 | 0 | 0 | 0 | 0 | 0 | 0 | 0 | 0 | 0 | 0 | 0 | 0 | 0 | 0 | 5759 | 23 | 7 | 2017-07-28 23:00 | WEEKDAY | 28.8148 | 2.3 | 0 | 0 | 0 | 0 | 2895.7722 | 0 | 0 | NA | 96.53%
| 23 | 8 | 2017-08-28 23:00 | 0 | 0 | 0 | 0 | 0 | 0 | 0 | 0 | 0 | 0 | 0 | 0 | 0 | 0 | 0 | 0 | 0 | 5760 | 0 | 7 | 2017-07-29 | WEEKEND | 25.4718 | 2.3 | 0 | 0 | 0 | 0 | 2895.7722 | 0 | 0 | NA | 96.53%
| 0 | 8 | 2017-08-29 | 0 | 0 | 0 | 0 | 0 | 0 | 0 | 0 | 0 | 0 | 0 | 0 | 0 | 0 | 0 | 0 | 0 | 5761 | 1 | 7 | 2017-07-29 01:00 | WEEKEND | 23.7767 | 2.3 | 0 | 0 | 0 | 0 | 2895.7722 | 0 | 0 | NA | 96.53%
| 1 | 8 | 2017-08-29 01:00 | 0 | 0 | 0 | 0 | 0 | 0 | 0 | 0 | 0 | 0 | 0 | 0 | 0 | 0 | 0 | 0 | 0 | 5762 | 2 | 7 | 2017-07-29 02:00 | WEEKEND | 23.5595 | 2.3 | 0 | 0 | 0 | 0 | 2895.7722 | 0 | 0 | NA | 96.53%
| 2 | 8 | 2017-08-29 02:00 | 0 | 0 | 0 | 0 | 0 | 0 | 0 | 0 | 0 | 0 | 0 | 0 | 0 | 0 | 0 | 0 | 0 | 5763 | 3 | 7 | 2017-07-29 03:00 | WEEKEND | 22.4294 | 2.3 | 0 | 0 | 0 | 0 | 2895.7722 | 0 | 0 | NA | 96.53%
| 3 | 8 | 2017-08-29 03:00 | 0 | 0 | 0 | 0 | 0 | 0 | 0 | 0 | 0 | 0 | 0 | 0 | 0 | 0 | 0 | 0 | 0 | 5764 | 4 | 7 | 2017-07-29 04:00 | WEEKEND | 21.2131 | 2.3 | 0 | 0 | 0 | 0 | 2895.7722 | 0 | 0 | NA | 96.53%
| 4 | 8 | 2017-08-29 04:00 | 0 | 0 | 0 | 0 | 0 | 0 | 0 | 0 | 0 | 0 | 0 | 0 | 0 | 0 | 0 | 0 | 0 | 5765 | 5 | 7 | 2017-07-29 05:00 | WEEKEND | 20.8011 | 2.3 | 0 | 0 | 0 | 0 | 2895.7722 | 0 | 0 | NA | 96.53%
| 5 | 8 | 2017-08-29 05:00 | 4.6838 | 0 | 0 | 0 | 0 | 0 | 0 | 0 | 0 | 0 | 0 | 0 | 0 | 0 | 4.6838 | 0 | 4.6838 | 5766 | 6 | 7 | 2017-07-29 06:00 | WEEKEND | 21.1156 | 2.3 | 0 | 0 | 0 | 0 | 2895.7722 | 0 | 0 | NA | 96.53%
| 6 | 8 | 2017-08-29 06:00 | 361.7497 | 0 | 16.7801 | 0 | 82.2987 | 0 | 0 | 128.9262 | 0 | 0 | 8.6106 | 16.414 | 2.1744 | 56.5896 | 361.7497 | 82.2987 | 361.7497 | 5767 | 7 | 7 | 2017-07-29 07:00 | WEEKEND | 21.8199 | 2.3 | 0 | 0 | 0 | 0 | 2895.7722 | 0 | 0 | NA | 96.53%
| 7 | 8 | 2017-08-29 07:00 | 796.4048 | 690.1602 | 385.6968 | 119.3582 | 798.3633 | 348.5658 | 552.022 | 1121.6178 | 0 | 174.2829 | 101.8816 | 139.247 | 25.7277 | 515.3253 | 796.4048 | 798.3633 | 796.4048 | 5768 | 8 | 7 | 2017-07-29 08:00 | WEEKEND | 22.3571 | 2.3 | 573.335 | 556.135 | 0 | 556.135 | 2895.7722 | 0 | 0 | NA | 96.53%
| 8 | 8 | 2017-08-29 08:00 | 846.1874 | 811.3088 | 778.5075 | 184.1395 | 1054.26 | 409.7519 | 813.839 | 1639.5868 | 851.0043 | 204.876 | 132.6281 | 209.6962 | 33.4919 | 786.0519 | 846.1874 | 1054.26 | 846.1874 | 5769 | 9 | 7 | 2017-07-29 09:00 | WEEKEND | 23.6765 | 2.3 | 847.733 | 822.301 | 0 | 822.301 | 2895.7722 | 0 | 0 | NA | 96.53%
| 9 | 8 | 2017-08-29 09:00 | 879.8203 | 763.765 | 918.2565 | 232.9024 | 1787.244 | 385.7399 | 857.294 | 1748.9919 | 948.3273 | 192.8699 | 300.3003 | 226.0436 | 75.8334 | 885.5523 | 879.8203 | 1787.244 | 879.8203 | 5770 | 10 | 7 | 2017-07-29 10:00 | WEEKEND | 28.3611 | 2.3 | 893.405 | 866.6028 | 0 | 866.6028 | 2895.7722 | 0 | 0 | NA | 96.53%
| 10 | 8 | 2017-08-29 10:00 | 871.8343 | 1543.9802 | 949.6143 | 449.4303 | 1539.4679 | 779.788 | 865.436 | 1658.9129 | 940.9427 | 389.894 | 312.1464 | 232.9014 | 78.8249 | 913.9209 | 871.8343 | 1539.4679 | 871.8343 | 5771 | 11 | 7 | 2017-07-29 11:00 | WEEKEND | 32.7674 | 2.3 | 901.952 | 874.8934 | 0 | 874.8934 | 2895.7722 | 0 | 0 | NA | 96.53%
| 11 | 8 | 2017-08-29 11:00 | 880.7932 | 1566.617 | 950.5961 | 675.4706 | 1665.5404 | 791.2207 | 803.063 | 1787.62 | 899.8341 | 395.6103 | 423.4131 | 228.3862 | 106.9225 | 682.2452 | 880.7932 | 1665.5404 | 880.7932 | 5772 | 12 | 7 | 2017-07-29 12:00 | WEEKEND | 41.4909 | 2.3 | 835.879 | 810.8026 | 0 | 810.8026 | 2895.7722 | 0 | 0 | NA | 96.53%
| 12 | 8 | 2017-08-29 12:00 | 751.2614 | 1761.2477 | 928.1538 | 827.9373 | 1825.1685 | 889.5191 | 790.425 | 1796.8116 | 873.0786 | 444.7595 | 436.6699 | 227.461 | 110.2702 | 579.2265 | 751.2614 | 1825.1685 | 751.2614 | 5773 | 13 | 7 | 2017-07-29 13:00 | WEEKEND | 76.6771 | 2.3 | 822.546 | 797.8696 | 192 | 989.8696 | 2895.7722 | 0 | 0 | NA | 96.53%
| 13 | 8 | 2017-08-29 13:00 | 505.0772 | 1551.5101 | 935.6604 | 743.5341 | 1803.5872 | 783.5909 | 789.241 | 1679.2816 | 873.2212 | 391.7955 | 714.1989 | 173.0235 | 180.3533 | 378.1207 | 505.0772 | 1803.5872 | 505.0772 | 5774 | 14 | 7 | 2017-07-29 14:00 | WEEKEND | 264.6162 | 2.3 | 821.289 | 796.6503 | 193 | 989.6503 | 2697.8341 | 0 | 0 | NA | 89.93%
| 14 | 8 | 2017-08-29 14:00 | 288.1283 | 1506.673 | 938.3041 | 688.27 | 1745.3657 | 760.9459 | 796.946 | 1705.3572 | 990 | 380.473 | 648.0486 | 188.6473 | 163.6486 | 822.8419 | 288.1283 | 1745.3657 | 288.1283 | 5775 | 15 | 7 | 2017-07-29 15:00 | WEEKEND | 63.4193 | 2.3 | 829.405 | 804.5228 | 185 | 989.5228 | 2498.865 | 0 | 0 | NA | 83.3%
| 15 | 8 | 2017-08-29 15:00 | 658.4866 | 1098.0539 | 935.1745 | 540.539 | 1412.3026 | 554.5727 | 811.672 | 1683.9797 | 990 | 277.2863 | 867.6838 | 220.3593 | 219.1121 | 874.2931 | 658.4866 | 1412.3026 | 658.4866 | 5776 | 16 | 7 | 2017-07-29 16:00 | WEEKEND | 75.0988 | 2.3 | 844.937 | 819.5889 | 170 | 989.5889 | 2308.1434 | 0 | 0 | NA | 76.94%
| 16 | 8 | 2017-08-29 16:00 | 258.1041 | 1022.2228 | 839.631 | 780.0514 | 1300.5657 | 516.2741 | 801.438 | 1451.7445 | 990 | 258.1371 | 825.1078 | 195.4666 | 208.3605 | 759.9725 | 258.1041 | 1300.5657 | 258.1041 | 5777 | 17 | 7 | 2017-07-29 17:00 | WEEKEND | 61.8215 | 2.3 | 834.194 | 0 | 0 | 0 | 2132.8856 | 0 | 0 | NA | 71.1%
| 17 | 8 | 2017-08-29 17:00 | 116.9289 | 1144.2127 | 656.6148 | 550.3197 | 1053.5339 | 577.8852 | 738.631 | 1059.1798 | 990 | 288.9426 | 730.6691 | 173.4629 | 184.5124 | 493.5765 | 116.9289 | 1053.5339 | 116.9289 | 5778 | 18 | 7 | 2017-07-29 18:00 | WEEKEND | 49.8414 | 2.3 | 768.19 | 745.1443 | 0 | 745.1443 | 2967.0796 | 0 | 0 | NA | 98.9%
| 18 | 8 | 2017-08-29 18:00 | 0 | 160.8505 | 170.8282 | 2.529 | 180.6745 | 81.2376 | 536.74 | 140.1677 | 0 | 40.6188 | 175.4316 | 39.6099 | 44.3009 | 54.3776 | 0 | 180.6745 | 0 | 5779 | 19 | 7 | 2017-07-29 19:00 | WEEKEND | 36.8702 | 2.3 | 557.252 | 540.5344 | 0 | 540.5344 | 2967.0796 | 0 | 0 | NA | 98.9%
| 19 | 8 | 2017-08-29 19:00 | 0 | 0 | 0 | 0 | 0 | 0 | 0 | 0 | 0 | 0 | 0 | 0 | 0 | 0 | 0 | 0 | 0 | 5780 | 20 | 7 | 2017-07-29 20:00 | WEEKEND | 34.6601 | 2.3 | 0 | 0 | 970 | 970 | 2967.0796 | 0 | 0 | NA | 98.9%
| 20 | 8 | 2017-08-29 20:00 | 0 | 0 | 0 | 0 | 0 | 0 | 0 | 0 | 0 | 0 | 0 | 0 | 0 | 0 | 0 | 0 | 0 | 5781 | 21 | 7 | 2017-07-29 21:00 | WEEKEND | 35.42 | 2.3 | 0 | 0 | 0 | 0 | 1967.0796 | 0 | 0 | NA | 65.57%
| 21 | 8 | 2017-08-29 21:00 | 0 | 0 | 0 | 0 | 0 | 0 | 0 | 0 | 0 | 0 | 0 | 0 | 0 | 0 | 0 | 0 | 0 | 5782 | 22 | 7 | 2017-07-29 22:00 | WEEKEND | 32.5335 | 2.3 | 0 | 0 | 0 | 0 | 1967.0796 | 0 | 0 | NA | 65.57%
| 22 | 8 | 2017-08-29 22:00 | 0 | 0 | 0 | 0 | 0 | 0 | 0 | 0 | 0 | 0 | 0 | 0 | 0 | 0 | 0 | 0 | 0 | 5783 | 23 | 7 | 2017-07-29 23:00 | WEEKEND | 28.7591 | 2.3 | 0 | 0 | 0 | 0 | 1967.0796 | 0 | 0 | NA | 65.57%
| 23 | 8 | 2017-08-29 23:00 | 0 | 0 | 0 | 0 | 0 | 0 | 0 | 0 | 0 | 0 | 0 | 0 | 0 | 0 | 0 | 0 | 0 | 5784 | 0 | 7 | 2017-07-30 | WEEKEND | 25.0682 | 2.3 | 0 | 0 | 0 | 0 | 1967.0796 | 0 | 0 | NA | 65.57%
| 0 | 8 | 2017-08-30 | 0 | 0 | 0 | 0 | 0 | 0 | 0 | 0 | 0 | 0 | 0 | 0 | 0 | 0 | 0 | 0 | 0 | 5785 | 1 | 7 | 2017-07-30 01:00 | WEEKEND | 25.2992 | 2.3 | 0 | 0 | 0 | 0 | 1967.0796 | 0 | 0 | NA | 65.57%
| 1 | 8 | 2017-08-30 01:00 | 0 | 0 | 0 | 0 | 0 | 0 | 0 | 0 | 0 | 0 | 0 | 0 | 0 | 0 | 0 | 0 | 0 | 5786 | 2 | 7 | 2017-07-30 02:00 | WEEKEND | 23.7878 | 2.3 | 0 | 0 | 0 | 0 | 1967.0796 | 0 | 0 | NA | 65.57%
| 2 | 8 | 2017-08-30 02:00 | 0 | 0 | 0 | 0 | 0 | 0 | 0 | 0 | 0 | 0 | 0 | 0 | 0 | 0 | 0 | 0 | 0 | 5787 | 3 | 7 | 2017-07-30 03:00 | WEEKEND | 23.5651 | 2.3 | 0 | 0 | 0 | 0 | 1967.0796 | 0 | 0 | NA | 65.57%
| 3 | 8 | 2017-08-30 03:00 | 0 | 0 | 0 | 0 | 0 | 0 | 0 | 0 | 0 | 0 | 0 | 0 | 0 | 0 | 0 | 0 | 0 | 5788 | 4 | 7 | 2017-07-30 04:00 | WEEKEND | 23.4482 | 2.3 | 0 | 0 | 0 | 0 | 1967.0796 | 0 | 0 | NA | 65.57%
| 4 | 8 | 2017-08-30 04:00 | 0 | 0 | 0 | 0 | 0 | 0 | 0 | 0 | 0 | 0 | 0 | 0 | 0 | 0 | 0 | 0 | 0 | 5789 | 5 | 7 | 2017-07-30 05:00 | WEEKEND | 23.1448 | 2.3 | 0 | 0 | 0 | 0 | 1967.0796 | 0 | 0 | NA | 65.57%
| 5 | 8 | 2017-08-30 05:00 | 0 | 0 | 0 | 0 | 0 | 0 | 0 | 0 | 0 | 0 | 0 | 0 | 0 | 0 | 0 | 0 | 0 | 5790 | 6 | 7 | 2017-07-30 06:00 | WEEKEND | 23.0168 | 2.3 | 0 | 0 | 0 | 0 | 1967.0796 | 0 | 0 | NA | 65.57%
| 6 | 8 | 2017-08-30 06:00 | 147.7873 | 0 | 27.1823 | 0 | 54.7986 | 0 | 0 | 141.4187 | 0 | 0 | 14.4232 | 11.0483 | 3.6422 | 88.2639 | 147.7873 | 54.7986 | 147.7873 | 5791 | 7 | 7 | 2017-07-30 07:00 | WEEKEND | 22.6382 | 2.3 | 0 | 0 | 0 | 0 | 1967.0796 | 0 | 0 | NA | 65.57%
| 7 | 8 | 2017-08-30 07:00 | 703.6045 | 930.1032 | 455.7127 | 557.2897 | 419.149 | 469.7491 | 541.663 | 821.2367 | 0 | 234.8745 | 108.9263 | 116.6402 | 27.5067 | 622.817 | 703.6045 | 419.149 | 703.6045 | 5792 | 8 | 7 | 2017-07-30 08:00 | WEEKEND | 22.641 | 2.3 | 562.482 | 0 | 0 | 0 | 1967.0796 | 0 | 0 | NA | 65.57%
| 8 | 8 | 2017-08-30 08:00 | 868.6531 | 834.3353 | 836.8245 | 759.5645 | 694.6836 | 421.3815 | 793.686 | 1488.9839 | 815.3762 | 210.6907 | 154.8603 | 194.2074 | 39.1061 | 852.9344 | 868.6531 | 694.6836 | 868.6531 | 5793 | 9 | 7 | 2017-07-30 09:00 | WEEKEND | 23.7516 | 2.3 | 826.378 | 801.5867 | 0 | 801.5867 | 2529.5616 | 0 | 0 | NA | 84.32%
| 9 | 8 | 2017-08-30 09:00 | 893.5919 | 1359.4586 | 945.6694 | 883.9218 | 1556.5808 | 686.5952 | 853.221 | 842.9111 | 901.8022 | 343.2976 | 766.7074 | 223.5982 | 193.613 | 934.6196 | 893.5919 | 1556.5808 | 893.5919 | 5794 | 10 | 7 | 2017-07-30 10:00 | WEEKEND | 25.4802 | 2.3 | 889.079 | 862.4066 | 0 | 862.4066 | 2529.5616 | 0 | 0 | NA | 84.32%
| 10 | 8 | 2017-08-30 10:00 | 880.571 | 1771.7216 | 954.8994 | 871.4261 | 1652.2074 | 894.8089 | 815.838 | 1794.1488 | 896.0297 | 447.4044 | 491.6248 | 215.8188 | 124.1477 | 924.1815 | 880.571 | 1652.2074 | 880.571 | 5795 | 11 | 7 | 2017-07-30 11:00 | WEEKEND | 29.7862 | 2.3 | 849.355 | 823.8744 | 0 | 823.8744 | 2529.5616 | 0 | 0 | NA | 84.32%
| 11 | 8 | 2017-08-30 11:00 | 872.697 | 1660.2893 | 944.154 | 896.3846 | 1749.0879 | 838.5299 | 797.041 | 1468.1012 | 845.0106 | 419.265 | 737.4773 | 219.2473 | 186.2316 | 930.8972 | 872.697 | 1749.0879 | 872.697 | 5796 | 12 | 7 | 2017-07-30 12:00 | WEEKEND | 32.5141 | 2.3 | 829.515 | 804.6295 | 0 | 804.6295 | 2529.5616 | 0 | 0 | NA | 84.32%
| 12 | 8 | 2017-08-30 12:00 | 841.3073 | 1666.0602 | 921.7417 | 886.918 | 1774.2359 | 841.4446 | 718.653 | 928.1142 | 824.5097 | 420.7223 | 860.1411 | 215.2369 | 217.2074 | 897.595 | 841.3073 | 1774.2359 | 841.3073 | 5797 | 13 | 7 | 2017-07-30 13:00 | WEEKEND | 31.9407 | 2.3 | 747.103 | 724.6899 | 0 | 724.6899 | 2529.5616 | 0 | 0 | NA | 84.32%
| 13 | 8 | 2017-08-30 13:00 | 537.4248 | 1766.2658 | 925.7423 | 841.7339 | 1368.3263 | 892.0534 | 783.443 | 693.1737 | 828.4072 | 446.0267 | 467.9161 | 210.5241 | 118.1606 | 912.282 | 537.4248 | 1368.3263 | 537.4248 | 5798 | 14 | 7 | 2017-07-30 14:00 | WEEKEND | 32.6449 | 2.3 | 815.174 | 790.7188 | 0 | 790.7188 | 2529.5616 | 0 | 0 | NA | 84.32%
| 14 | 8 | 2017-08-30 14:00 | 120.8159 | 1560.2315 | 935.2961 | 863.1571 | 1659.7158 | 787.9957 | 792.101 | 892.1131 | 990 | 393.9978 | 543.8861 | 203.1269 | 137.345 | 809.2499 | 120.8159 | 1659.7158 | 120.8159 | 5799 | 15 | 7 | 2017-07-30 15:00 | WEEKEND | 35.3031 | 2.3 | 824.295 | 799.5661 | 190 | 989.5661 | 2529.5616 | 0 | 0 | NA | 84.32%
| 15 | 8 | 2017-08-30 15:00 | 126.6619 | 1671.3092 | 936.4289 | 880.7737 | 1705.8659 | 844.0956 | 805.997 | 1124.5572 | 990 | 422.0478 | 352.2407 | 201.2699 | 88.9497 | 792.7942 | 126.6619 | 1705.8659 | 126.6619 | 5800 | 16 | 7 | 2017-07-30 16:00 | WEEKEND | 33.6803 | 2.3 | 838.944 | 813.7757 | 0 | 813.7757 | 2333.6854 | 0 | 0 | NA | 77.79%
| 16 | 8 | 2017-08-30 16:00 | 103.7738 | 1229.7494 | 894.3396 | 385.0765 | 1469.8946 | 621.0856 | 796.767 | 456.3427 | 990 | 310.5428 | 256.6179 | 192.6887 | 64.8025 | 820.8372 | 103.7738 | 1469.8946 | 103.7738 | 5801 | 17 | 7 | 2017-07-30 17:00 | WEEKEND | 34.0561 | 2.3 | 829.263 | 804.3851 | 0 | 804.3851 | 2333.6854 | 0 | 0 | NA | 77.79%
| 17 | 8 | 2017-08-30 17:00 | 230.6699 | 1218.1185 | 723.594 | 96.3638 | 979.511 | 615.2114 | 733.719 | 244.1711 | 990 | 307.6057 | 136.3351 | 154.4877 | 34.428 | 592.5938 | 230.6699 | 979.511 | 230.6699 | 5802 | 18 | 7 | 2017-07-30 18:00 | WEEKEND | 34.5794 | 2.3 | 763.019 | 740.1284 | 0 | 740.1284 | 2333.6854 | 0 | 0 | NA | 77.79%
| 18 | 8 | 2017-08-30 18:00 | 0 | 205.3047 | 206.9979 | 59.4052 | 106.605 | 103.6892 | 529.433 | 110.7335 | 0 | 51.8446 | 80.2392 | 28.4239 | 20.2624 | 82.5005 | 0 | 106.605 | 0 | 5803 | 19 | 7 | 2017-07-30 19:00 | WEEKEND | 36.0241 | 2.3 | 549.637 | 0 | 0 | 0 | 2333.6854 | 0 | 0 | NA | 77.79%
| 19 | 8 | 2017-08-30 19:00 | 0 | 0 | 0 | 0 | 0 | 0 | 0 | 0 | 0 | 0 | 0 | 0 | 0 | 0 | 0 | 0 | 0 | 5804 | 20 | 7 | 2017-07-30 20:00 | WEEKEND | 31.91 | 2.3 | 0 | 0 | 0 | 0 | 2883.3224 | 0 | 0 | NA | 96.11%
| 20 | 8 | 2017-08-30 20:00 | 0 | 0 | 0 | 0 | 0 | 0 | 0 | 0 | 0 | 0 | 0 | 0 | 0 | 0 | 0 | 0 | 0 | 5805 | 21 | 7 | 2017-07-30 21:00 | WEEKEND | 32.5502 | 2.3 | 0 | 0 | 0 | 0 | 2883.3224 | 0 | 0 | NA | 96.11%
| 21 | 8 | 2017-08-30 21:00 | 0 | 0 | 0 | 0 | 0 | 0 | 0 | 0 | 0 | 0 | 0 | 0 | 0 | 0 | 0 | 0 | 0 | 5806 | 22 | 7 | 2017-07-30 22:00 | WEEKEND | 30.9943 | 2.3 | 0 | 0 | 0 | 0 | 2883.3224 | 0 | 0 | NA | 96.11%
| 22 | 8 | 2017-08-30 22:00 | 0 | 0 | 0 | 0 | 0 | 0 | 0 | 0 | 0 | 0 | 0 | 0 | 0 | 0 | 0 | 0 | 0 | 5807 | 23 | 7 | 2017-07-30 23:00 | WEEKEND | 28.1969 | 2.3 | 0 | 0 | 0 | 0 | 2883.3224 | 0 | 0 | NA | 96.11%
| 23 | 8 | 2017-08-30 23:00 | 0 | 0 | 0 | 0 | 0 | 0 | 0 | 0 | 0 | 0 | 0 | 0 | 0 | 0 | 0 | 0 | 0 | 5808 | 0 | 7 | 2017-07-31 | WEEKDAY | 26.1565 | 2.3 | 0 | 0 | 0 | 0 | 2883.3224 | 0 | 0 | NA | 96.11%
| 0 | 8 | 2017-08-31 | 0 | 0 | 0 | 0 | 0 | 0 | 0 | 0 | 0 | 0 | 0 | 0 | 0 | 0 | 0 | 0 | 0 | 5809 | 1 | 7 | 2017-07-31 01:00 | WEEKDAY | 23.9576 | 2.3 | 0 | 0 | 0 | 0 | 2883.3224 | 0 | 0 | NA | 96.11%
| 1 | 8 | 2017-08-31 01:00 | 0 | 0 | 0 | 0 | 0 | 0 | 0 | 0 | -870 | 0 | 0 | 0 | 0 | 0 | 0 | 0 | 0 | 5810 | 2 | 7 | 2017-07-31 02:00 | WEEKDAY | 23.2728 | 2.3 | 0 | 0 | -100 | -100 | 2883.3224 | 0 | 0 | NA | 96.11%
| 2 | 8 | 2017-08-31 02:00 | 0 | 0 | 0 | 0 | 0 | 0 | 0 | 0 | 0 | 0 | 0 | 0 | 0 | 0 | 0 | 0 | 0 | 5811 | 3 | 7 | 2017-07-31 03:00 | WEEKDAY | 22.474 | 2.3 | 0 | 0 | 0 | 0 | 2980.3224 | 0 | 0 | NA | 99.34%
| 3 | 8 | 2017-08-31 03:00 | 0 | 0 | 0 | 0 | 0 | 0 | 0 | 0 | 0 | 0 | 0 | 0 | 0 | 0 | 0 | 0 | 0 | 5812 | 4 | 7 | 2017-07-31 04:00 | WEEKDAY | 22.1956 | 2.3 | 0 | 0 | 0 | 0 | 2980.3224 | 0 | 0 | NA | 99.34%
| 4 | 8 | 2017-08-31 04:00 | 0 | 0 | 0 | 0 | 0 | 0 | 0 | 0 | 0 | 0 | 0 | 0 | 0 | 0 | 0 | 0 | 0 | 5813 | 5 | 7 | 2017-07-31 05:00 | WEEKDAY | 22.332 | 2.3 | 0 | 0 | 0 | 0 | 2980.3224 | 0 | 0 | NA | 99.34%
| 5 | 8 | 2017-08-31 05:00 | 0 | 0 | 0 | 0 | 0 | 0 | 0 | 0 | 0 | 0 | 0 | 0 | 0 | 0 | 0 | 0 | 0 | 5814 | 6 | 7 | 2017-07-31 06:00 | WEEKDAY | 22.9138 | 2.05 | 0 | 0 | 0 | 0 | 2980.3224 | 0 | 0 | NA | 99.34%
| 6 | 8 | 2017-08-31 06:00 | 92.888 | 0 | 27.8627 | 0 | 91.1785 | 0 | 0 | 117.0113 | 0 | 0 | 48.7414 | 13.7751 | 12.3084 | 100.1452 | 92.888 | 91.1785 | 92.888 | 5815 | 7 | 7 | 2017-07-31 07:00 | WEEKDAY | 23.4844 | 2.05 | 0 | 0 | 0 | 0 | 2980.3224 | 0 | 0 | NA | 99.34%
| 7 | 8 | 2017-08-31 07:00 | 435.0979 | 627.7433 | 490.2206 | 577.9678 | 891.5619 | 317.0421 | 538.598 | 407.0815 | 360.3346 | 158.521 | 512.8959 | 129.7744 | 129.5192 | 651.9967 | 435.0979 | 891.5619 | 435.0979 | 5816 | 8 | 7 | 2017-07-31 08:00 | WEEKDAY | 23.5122 | 2.05 | 559.286 | 542.5074 | 0 | 542.5074 | 2980.3224 | 0 | 0 | NA | 99.34%
| 8 | 8 | 2017-08-31 08:00 | 496.5824 | 224.2287 | 824.11 | 777.4117 | 1447.7237 | 113.2468 | 796.032 | 347.2799 | 244.99 | 56.6234 | 843.5303 | 206.1241 | 213.0127 | 861.5058 | 496.5824 | 1447.7237 | 496.5824 | 5817 | 9 | 7 | 2017-07-31 09:00 | WEEKDAY | 24.1997 | 1.95 | 828.854 | 803.9884 | 0 | 803.9884 | 2980.3224 | 0 | 0 | NA | 99.34%
| 9 | 8 | 2017-08-31 09:00 | 820.8888 | 812.4181 | 947.9184 | 883.9623 | 1672.0605 | 410.3122 | 855.705 | 731.3584 | 879.1634 | 205.1561 | 697.4299 | 227.6775 | 176.1187 | 933.1774 | 820.8888 | 1672.0605 | 820.8888 | 5818 | 10 | 7 | 2017-07-31 10:00 | WEEKDAY | 27.8907 | 1.95 | 891.708 | 864.9568 | 0 | 864.9568 | 2980.3224 | 0 | 0 | NA | 99.34%
| 10 | 8 | 2017-08-31 10:00 | 436.4637 | 1592.7621 | 959.6713 | 890.8248 | 1805.4004 | 804.4253 | 814.183 | 949.208 | 880.5631 | 402.2127 | 766.2176 | 232.94 | 193.4893 | 920.1321 | 436.4637 | 1805.4004 | 436.4637 | 5819 | 11 | 7 | 2017-07-31 11:00 | WEEKDAY | 32.1299 | 1.95 | 847.594 | 822.1662 | 0 | 822.1662 | 2980.3224 | 0 | 0 | NA | 99.34%
| 11 | 8 | 2017-08-31 11:00 | 823.8271 | 890.786 | 937.7526 | 883.7095 | 1824.9783 | 449.8919 | 795.019 | 1277.1273 | 853.761 | 224.946 | 751.8098 | 232.3158 | 189.851 | 663.1787 | 823.8271 | 1824.9783 | 823.8271 | 5820 | 12 | 7 | 2017-07-31 12:00 | WEEKDAY | 34.6379 | 1.95 | 827.37 | 802.5489 | 0 | 802.5489 | 2980.3224 | 0 | 0 | NA | 99.34%
| 12 | 8 | 2017-08-31 12:00 | 901.8687 | 1253.7744 | 945.8849 | 835.4111 | 1808.8879 | 633.2194 | 782.452 | 1112.3197 | 831.3443 | 316.6097 | 768.1035 | 231.9227 | 193.9655 | 901.9924 | 901.8687 | 1808.8879 | 901.8687 | 5821 | 13 | 7 | 2017-07-31 13:00 | WEEKDAY | 37.6051 | 1.95 | 814.129 | 789.7051 | 0 | 789.7051 | 2980.3224 | 0 | 0 | NA | 99.34%
| 13 | 8 | 2017-08-31 13:00 | 925.0222 | 457.4139 | 909.6286 | 515.7952 | 1799.4558 | 231.0171 | 780.817 | 1068.311 | 830.3724 | 115.5086 | 762.054 | 217.0214 | 192.4379 | 884.6044 | 925.0222 | 1799.4558 | 925.0222 | 5822 | 14 | 7 | 2017-07-31 14:00 | WEEKDAY | 43.9375 | 0 | 812.407 | 788.0348 | 0 | 788.0348 | 2980.3224 | 0 | 0 | NA | 99.34%
| 14 | 8 | 2017-08-31 14:00 | 431.1897 | 616.7488 | 937.7751 | 787.722 | 1738.3133 | 311.4893 | 461.125 | 690.9449 | 990 | 155.7447 | 919.5432 | 217.9168 | 232.2079 | 666.7183 | 431.1897 | 1738.3133 | 431.1897 | 5823 | 15 | 7 | 2017-07-31 15:00 | WEEKDAY | 47.4392 | 0 | 478.551 | 464.1945 | 525.8055 | 990 | 2980.3224 | 0 | 0 | NA | 99.34%
| 15 | 8 | 2017-08-31 15:00 | 813.3961 | 749.523 | 945.0421 | 747.7964 | 1704.644 | 378.547 | 846.898 | 1084.6206 | 990 | 189.2735 | 821.2979 | 217.397 | 207.3985 | 816.463 | 813.3961 | 1704.644 | 813.3961 | 5824 | 16 | 7 | 2017-07-31 16:00 | WEEKDAY | 89.1611 | 0 | 882.301 | 855.832 | 134.168 | 990 | 2438.2548 | 0 | 0 | NA | 81.28%
| 16 | 8 | 2017-08-31 16:00 | 718.4379 | 153.2019 | 908.7319 | 427.7147 | 1414.8611 | 77.3747 | 833.141 | 843.5234 | 990 | 38.6874 | 835.9851 | 211.4008 | 211.1073 | 834.8947 | 718.4379 | 1414.8611 | 718.4379 | 5825 | 17 | 7 | 2017-07-31 17:00 | WEEKDAY | 69.6821 | 0 | 867.822 | 841.7873 | 148.2127 | 990 | 2299.9372 | 0 | 0 | NA | 76.66%
| 17 | 8 | 2017-08-31 17:00 | 278.8166 | 245.7779 | 748.0744 | 79.6413 | 981.5602 | 124.1303 | 774.879 | 607.6393 | 990 | 62.0651 | 607.3855 | 167.0931 | 153.3802 | 616.6893 | 278.8166 | 981.5602 | 278.8166 | 5826 | 18 | 7 | 2017-07-31 18:00 | WEEKDAY | 52.224 | 0 | 806.564 | 782.3671 | 207.6329 | 990 | 2147.1407 | 0 | 0 | NA | 71.57%
| 18 | 8 | 2017-08-31 18:00 | 0 | 46.9458 | 229.2035 | 32.9779 | 124.8194 | 23.71 | 547.293 | 67.2566 | 0 | 11.855 | 126.3523 | 31.1983 | 31.9071 | 91.3939 | 0 | 124.8194 | 0 | 5827 | 19 | 7 | 2017-07-31 19:00 | WEEKDAY | 39.0581 | 0 | 568.362 | 0 | 0 | 0 | 1933.0861 | 0 | 0 | NA | 64.44%
| 19 | 8 | 2017-08-31 19:00 | 0 | 0 | 0 | 0 | 0 | 0 | 0 | 0 | 0 | 0 | 0 | 0 | 0 | 0 | 0 | 0 | 0 | 5828 | 20 | 7 | 2017-07-31 20:00 | WEEKDAY | 36.667 | 2.06 | 0 | 0 | 0 | 0 | 2501.4481 | 0 | 0 | NA | 83.38%
| 20 | 8 | 2017-08-31 20:00 | 0 | 0 | 0 | 0 | 0 | 0 | 0 | 0 | 0 | 0 | 0 | 0 | 0 | 0 | 0 | 0 | 0 | 5829 | 21 | 7 | 2017-07-31 21:00 | WEEKDAY | 36.6448 | 2.06 | 0 | 0 | 0 | 0 | 2501.4481 | 0 | 0 | NA | 83.38%
| 21 | 8 | 2017-08-31 21:00 | 0 | 0 | 0 | 0 | 0 | 0 | 0 | 0 | 0 | 0 | 0 | 0 | 0 | 0 | 0 | 0 | 0 | 5830 | 22 | 7 | 2017-07-31 22:00 | WEEKDAY | 32.5447 | 2.06 | 0 | 0 | 0 | 0 | 2501.4481 | 0 | 0 | NA | 83.38%
| 22 | 8 | 2017-08-31 22:00 | 0 | 0 | 0 | 0 | 0 | 0 | 0 | 0 | 0 | 0 | 0 | 0 | 0 | 0 | 0 | 0 | 0 | 5831 | 23 | 7 | 2017-07-31 23:00 | WEEKDAY | 29.0236 | 2.3 | 0 | 0 | 0 | 0 | 2501.4481 | 0 | 0 | NA | 83.38%
| 23 | 8 | 2017-08-31 23:00 | 0 | 0 | 0 | 0 | 0 | 0 | 0 | 0 | 0 | 0 | 0 | 0 | 0 | 0 | 0 | 0 | 0 | 5832 | 0 | 8 | 2017-08-01 | WEEKDAY | 26.883 | 2.3 | 0 | 0 | 0 | 0 | 2501.4481 | 0 | 0 | NA | 83.38%
| 0 | 9 | 2017-09-01 | 0 | 0 | 0 | 0 | 0 | 0 | 0 | 0 | 0 | 0 | 0 | 0 | 0 | 0 | 0 | 0 | 0 | 5833 | 1 | 8 | 2017-08-01 01:00 | WEEKDAY | 23.6959 | 2.3 | 0 | 0 | 0 | 0 | 2501.4481 | 0 | 0 | NA | 83.38%
| 1 | 9 | 2017-09-01 01:00 | 0 | 0 | 0 | 0 | 0 | 0 | 0 | 0 | -800 | 0 | 0 | 0 | 0 | 0 | 0 | 0 | 0 | 5834 | 2 | 8 | 2017-08-01 02:00 | WEEKDAY | 22.8163 | 2.3 | 0 | 0 | -500 | -500 | 2501.4481 | 0 | 0 | NA | 83.38%
| 2 | 9 | 2017-09-01 02:00 | 0 | 0 | 0 | 0 | 0 | 0 | 0 | 0 | 0 | 0 | 0 | 0 | 0 | 0 | 0 | 0 | 0 | 5835 | 3 | 8 | 2017-08-01 03:00 | WEEKDAY | 21.9841 | 2.3 | 0 | 0 | 0 | 0 | 2986.4481 | 0 | 0 | NA | 99.55%
| 3 | 9 | 2017-09-01 03:00 | 0 | 0 | 0 | 0 | 0 | 0 | 0 | 0 | 0 | 0 | 0 | 0 | 0 | 0 | 0 | 0 | 0 | 5836 | 4 | 8 | 2017-08-01 04:00 | WEEKDAY | 21.188 | 2.3 | 0 | 0 | 0 | 0 | 2986.4481 | 0 | 0 | NA | 99.55%
| 4 | 9 | 2017-09-01 04:00 | 0 | 0 | 0 | 0 | 0 | 0 | 0 | 0 | 0 | 0 | 0 | 0 | 0 | 0 | 0 | 0 | 0 | 5837 | 5 | 8 | 2017-08-01 05:00 | WEEKDAY | 21.1546 | 2.3 | 0 | 0 | 0 | 0 | 2986.4481 | 0 | 0 | NA | 99.55%
| 5 | 9 | 2017-09-01 05:00 | 4.197 | 0 | 0 | 0 | 0 | 0 | 0 | 0 | 0 | 0 | 0 | 0 | 0 | 0 | 4.197 | 0 | 4.197 | 5838 | 6 | 8 | 2017-08-01 06:00 | WEEKDAY | 22.5658 | 2.05 | 0 | 0 | 0 | 0 | 2986.4481 | 0 | 0 | NA | 99.55%
| 6 | 9 | 2017-09-01 06:00 | 417.5191 | 39.8274 | 31.5454 | 11.4476 | 16.1087 | 20.1148 | 0 | 0 | 0 | 10.0574 | 36.3964 | 11.2092 | 9.191 | 43.2949 | 417.5191 | 16.1087 | 417.5191 | 5839 | 7 | 8 | 2017-08-01 07:00 | WEEKDAY | 23.643 | 2.05 | 0 | 0 | 0 | 0 | 2986.4481 | 0 | 0 | NA | 99.55%
| 7 | 9 | 2017-09-01 07:00 | 704.4463 | 978.6243 | 142.8662 | 46.5981 | 78.6558 | 494.2547 | 548.155 | 1035.9247 | 359.4451 | 247.1274 | 419.4765 | 120.3562 | 105.9284 | 497.4655 | 704.4463 | 78.6558 | 704.4463 | 5840 | 8 | 8 | 2017-08-01 08:00 | WEEKDAY | 23.8435 | 2.05 | 569.36 | 552.2792 | 0 | 552.2792 | 2986.4481 | 0 | 0 | NA | 99.55%
| 8 | 9 | 2017-09-01 08:00 | 946.7235 | 686.2326 | 347.9007 | 124.3758 | 246.0514 | 346.5821 | 822.677 | 1484.0271 | 762.3017 | 173.2911 | 743.9445 | 199.904 | 187.8648 | 821.409 | 946.7235 | 246.0514 | 946.7235 | 5841 | 9 | 8 | 2017-08-01 09:00 | WEEKDAY | 29.4689 | 1.95 | 857.147 | 831.4326 | 0 | 831.4326 | 2986.4481 | 0 | 0 | NA | 99.55%
| 9 | 9 | 2017-09-01 09:00 | 978.7404 | 551.1434 | 709.188 | 722.0545 | 768.1873 | 278.3553 | 894.61 | 1797.6942 | 324.302 | 139.1776 | 859.7997 | 227.2616 | 217.1211 | 901.3806 | 978.7404 | 768.1873 | 978.7404 | 5842 | 10 | 8 | 2017-08-01 10:00 | WEEKDAY | 41.1902 | 1.95 | 933.107 | 905.1138 | 0 | 905.1138 | 2986.4481 | 0 | 0 | NA | 99.55%
| 10 | 9 | 2017-09-01 10:00 | 918.7601 | 1784.3354 | 681.0811 | 575.9705 | 1378.946 | 901.1795 | 881.58 | 1712.4077 | 868.8183 | 450.5897 | 911.8098 | 233.2304 | 230.255 | 807.8348 | 918.7601 | 1378.946 | 918.7601 | 5843 | 11 | 8 | 2017-08-01 11:00 | WEEKDAY | 74.0662 | 1.95 | 919.15 | 891.5755 | 0 | 891.5755 | 2986.4481 | 0 | 0 | NA | 99.55%
| 11 | 9 | 2017-09-01 11:00 | 944.0532 | 489.6517 | 418.1916 | 620.5334 | 1491.7185 | 247.2989 | 861.188 | 1690.6402 | 531.5328 | 123.6494 | 795.2108 | 234.4632 | 200.8108 | 781.943 | 944.0532 | 1491.7185 | 944.0532 | 5844 | 12 | 8 | 2017-08-01 12:00 | WEEKDAY | 37.6274 | 1.95 | 897.559 | 870.6322 | 0 | 870.6322 | 2986.4481 | 0 | 0 | NA | 99.55%
| 12 | 9 | 2017-09-01 12:00 | 901.5489 | 1802.1799 | 564.2477 | 785.0472 | 1646.2246 | 910.1919 | 850.161 | 1637.7892 | 539.643 | 455.0959 | 828.2272 | 235.1089 | 209.1483 | 839.028 | 901.5489 | 1646.2246 | 901.5489 | 5845 | 13 | 8 | 2017-08-01 13:00 | WEEKDAY | 35.9406 | 1.95 | 885.905 | 859.3278 | 0 | 859.3278 | 2986.4481 | 0 | 0 | NA | 99.55%
| 13 | 9 | 2017-09-01 13:00 | 627.1919 | 1320.5898 | 255.0343 | 919.483 | 1947.1285 | 666.9646 | 810.37 | 1474.9018 | 629.6891 | 333.4823 | 703.7247 | 237.6993 | 177.7082 | 838.4819 | 627.1919 | 1947.1285 | 627.1919 | 5846 | 14 | 8 | 2017-08-01 14:00 | WEEKDAY | 36.4388 | 0 | 843.715 | 818.4035 | 0 | 818.4035 | 2986.4481 | 0 | 0 | NA | 99.55%
| 14 | 9 | 2017-09-01 14:00 | 715.2975 | 1457.5661 | 344.5386 | 918.6392 | 1702.8183 | 736.1445 | 818.859 | 1596.6698 | 990 | 368.0722 | 341.7143 | 235.3641 | 86.2915 | 866.8997 | 715.2975 | 1702.8183 | 715.2975 | 5847 | 15 | 8 | 2017-08-01 15:00 | WEEKDAY | 44.7698 | 0 | 852.668 | 827.088 | 162.912 | 990 | 2986.4481 | 0 | 0 | NA | 99.55%
| 15 | 9 | 2017-09-01 15:00 | 875.1813 | 1552.2856 | 251.2338 | 718.992 | 1210.4439 | 783.9826 | 833.656 | 1578.9112 | 990 | 391.9913 | 214.1353 | 232.8587 | 54.0746 | 869.0726 | 875.1813 | 1210.4439 | 875.1813 | 5848 | 16 | 8 | 2017-08-01 16:00 | WEEKDAY | 38.7268 | 0 | 868.297 | 842.2481 | 147.7519 | 990 | 2818.4976 | 0 | 0 | NA | 93.95%
| 16 | 9 | 2017-09-01 16:00 | 720.7234 | 1370.0193 | 210.6501 | 556.7493 | 1201.7589 | 691.9289 | 619.685 | 1322.5416 | 990 | 345.9645 | 355.8919 | 209.9456 | 89.8717 | 712.5608 | 720.7234 | 1201.7589 | 720.7234 | 5849 | 17 | 8 | 2017-08-01 17:00 | WEEKDAY | 35.7652 | 0 | 643.686 | 624.3754 | 365.6246 | 990 | 2666.176 | 0 | 0 | NA | 88.87%
| 17 | 9 | 2017-09-01 17:00 | 113.4915 | 1203.7893 | 188.829 | 60.1182 | 406.9296 | 607.9744 | 571.575 | 663.3907 | 990 | 303.9872 | 112.638 | 145.5751 | 28.4439 | 515.0314 | 113.4915 | 406.9296 | 113.4915 | 5850 | 18 | 8 | 2017-08-01 18:00 | WEEKDAY | 37.4075 | 0 | 593.502 | 575.6969 | 414.3031 | 990 | 2289.2435 | 0 | 0 | NA | 76.31%
| 18 | 9 | 2017-09-01 18:00 | 0 | 164.2059 | 111.0684 | 17.9977 | 27.4611 | 82.9323 | 361.589 | 99.5668 | 0 | 41.4661 | 10.4462 | 24.713 | 2.6379 | 62.7892 | 0 | 27.4611 | 0 | 5851 | 19 | 8 | 2017-08-01 19:00 | WEEKDAY | 34.109 | 0 | 375.654 | 0 | 0 | 0 | 1862.1269 | 0 | 0 | NA | 62.07%
| 19 | 9 | 2017-09-01 19:00 | 0 | 0 | 0 | 0 | 0 | 0 | 0 | 0 | 0 | 0 | 0 | 0 | 0 | 0 | 0 | 0 | 0 | 5852 | 20 | 8 | 2017-08-01 20:00 | WEEKDAY | 33.1348 | 2.06 | 0 | 0 | 0 | 0 | 2237.7809 | 0 | 0 | NA | 74.59%
| 20 | 9 | 2017-09-01 20:00 | 0 | 0 | 0 | 0 | 0 | 0 | 0 | 0 | 0 | 0 | 0 | 0 | 0 | 0 | 0 | 0 | 0 | 5853 | 21 | 8 | 2017-08-01 21:00 | WEEKDAY | 45.2263 | 2.06 | 0 | 0 | 0 | 0 | 2237.7809 | 0 | 0 | NA | 74.59%
| 21 | 9 | 2017-09-01 21:00 | 0 | 0 | 0 | 0 | 0 | 0 | 0 | 0 | 0 | 0 | 0 | 0 | 0 | 0 | 0 | 0 | 0 | 5854 | 22 | 8 | 2017-08-01 22:00 | WEEKDAY | 33.1376 | 2.06 | 0 | 0 | 0 | 0 | 2237.7809 | 0 | 0 | NA | 74.59%
| 22 | 9 | 2017-09-01 22:00 | 0 | 0 | 0 | 0 | 0 | 0 | 0 | 0 | 0 | 0 | 0 | 0 | 0 | 0 | 0 | 0 | 0 | 5855 | 23 | 8 | 2017-08-01 23:00 | WEEKDAY | 34.7603 | 2.3 | 0 | 0 | 0 | 0 | 2237.7809 | 0 | 0 | NA | 74.59%
| 23 | 9 | 2017-09-01 23:00 | 0 | 0 | 0 | 0 | 0 | 0 | 0 | 0 | 0 | 0 | 0 | 0 | 0 | 0 | 0 | 0 | 0 | 5856 | 0 | 8 | 2017-08-02 | WEEKDAY | 28.0827 | 2.3 | 0 | 0 | 0 | 0 | 2237.7809 | 0 | 0 | NA | 74.59%
| 0 | 9 | 2017-09-02 | 0 | 0 | 0 | 0 | 0 | 0 | 0 | 0 | 0 | 0 | 0 | 0 | 0 | 0 | 0 | 0 | 0 | 5857 | 1 | 8 | 2017-08-02 01:00 | WEEKDAY | 24.595 | 2.3 | 0 | 0 | -700 | -700 | 2237.7809 | 0 | 0 | NA | 74.59%
| 1 | 9 | 2017-09-02 01:00 | 0 | 0 | 0 | 0 | 0 | 0 | 0 | 0 | 0 | 0 | 0 | 0 | 0 | 0 | 0 | 0 | 0 | 5858 | 2 | 8 | 2017-08-02 02:00 | WEEKDAY | 23.451 | 2.3 | 0 | 0 | 0 | 0 | 2916.7809 | 0 | 0 | NA | 97.23%
| 2 | 9 | 2017-09-02 02:00 | 0 | 0 | 0 | 0 | 0 | 0 | 0 | 0 | 0 | 0 | 0 | 0 | 0 | 0 | 0 | 0 | 0 | 5859 | 3 | 8 | 2017-08-02 03:00 | WEEKDAY | 22.5937 | 2.3 | 0 | 0 | -80 | -80 | 2916.7809 | 0 | 0 | NA | 97.23%
| 3 | 9 | 2017-09-02 03:00 | 0 | 0 | 0 | 0 | 0 | 0 | 0 | 0 | 0 | 0 | 0 | 0 | 0 | 0 | 0 | 0 | 0 | 5860 | 4 | 8 | 2017-08-02 04:00 | WEEKDAY | 22.3432 | 2.3 | 0 | 0 | 0 | 0 | 2994.3809 | 0 | 0 | NA | 99.81%
| 4 | 9 | 2017-09-02 04:00 | 0 | 0 | 0 | 0 | 0 | 0 | 0 | 0 | 0 | 0 | 0 | 0 | 0 | 0 | 0 | 0 | 0 | 5861 | 5 | 8 | 2017-08-02 05:00 | WEEKDAY | 22.5185 | 2.3 | 0 | 0 | 0 | 0 | 2994.3809 | 0 | 0 | NA | 99.81%
| 5 | 9 | 2017-09-02 05:00 | 4.8616 | 0 | 0 | 0 | 0 | 0 | 0 | 0 | 0 | 0 | 0 | 0 | 0 | 0 | 4.8616 | 0 | 4.8616 | 5862 | 6 | 8 | 2017-08-02 06:00 | WEEKDAY | 23.0975 | 2.05 | 0 | 0 | 0 | 0 | 2994.3809 | 0 | 0 | NA | 99.81%
| 6 | 9 | 2017-09-02 06:00 | 462.518 | 85.3143 | 36.8178 | 4.9196 | 44.3806 | 43.088 | 0 | 0 | 0 | 21.544 | 19.3066 | 9.4685 | 4.8754 | 87.965 | 462.518 | 44.3806 | 462.518 | 5863 | 7 | 8 | 2017-08-02 07:00 | WEEKDAY | 23.4955 | 2.05 | 0 | 0 | 0 | 0 | 2994.3809 | 0 | 0 | NA | 99.81%
| 7 | 9 | 2017-09-02 07:00 | 782.3619 | 1043.0041 | 120.7304 | 46.0633 | 286.8899 | 526.7698 | 207.643 | 811.5104 | 0 | 263.3849 | 51.3184 | 105.8151 | 12.9592 | 601.5334 | 782.3619 | 286.8899 | 782.3619 | 5864 | 8 | 8 | 2017-08-02 08:00 | WEEKDAY | 23.3647 | 2.05 | 217.309 | 210.7897 | 0 | 210.7897 | 2994.3809 | 0 | 0 | NA | 99.81%
| 8 | 9 | 2017-09-02 08:00 | 931.3655 | 1624.0354 | 385.6928 | 88.2756 | 1287.3991 | 820.2199 | 355.218 | 1445.8276 | 0 | 410.1099 | 103.4331 | 185.8231 | 26.1195 | 825.4198 | 931.3655 | 1287.3991 | 931.3655 | 5865 | 9 | 8 | 2017-08-02 09:00 | WEEKDAY | 23.5985 | 1.95 | 369.188 | 358.1124 | 0 | 358.1124 | 2994.3809 | 0 | 0 | NA | 99.81%
| 9 | 9 | 2017-09-02 09:00 | 935.7656 | 1814.6914 | 703.0307 | 649.9524 | 1242.063 | 916.5108 | 161.177 | 1667.9686 | 620.9407 | 458.2554 | 121.8649 | 221.2965 | 30.774 | 904.4821 | 935.7656 | 1242.063 | 935.7656 | 5866 | 10 | 8 | 2017-08-02 10:00 | WEEKDAY | 26.1315 | 1.95 | 169.663 | 164.5731 | 0 | 164.5731 | 2994.3809 | 0 | 0 | NA | 99.81%
| 10 | 9 | 2017-09-02 10:00 | 926.0449 | 1844.7015 | 446.2163 | 851.2816 | 1156.6898 | 931.6674 | 902.53 | 1376.8086 | 462.334 | 465.8337 | 248.6707 | 224.625 | 62.7956 | 918.2138 | 926.0449 | 1156.6898 | 926.0449 | 5867 | 11 | 8 | 2017-08-02 11:00 | WEEKDAY | 28.5977 | 1.95 | 941.477 | 913.2327 | 0 | 913.2327 | 2994.3809 | 0 | 0 | NA | 99.81%
| 11 | 9 | 2017-09-02 11:00 | 923.0551 | 1725.4742 | 632.8396 | 854.5507 | 1755.9248 | 871.4516 | 882.166 | 684.5226 | 631.1266 | 435.7258 | 201.8979 | 228.2235 | 50.9843 | 901.386 | 923.0551 | 1755.9248 | 923.0551 | 5868 | 12 | 8 | 2017-08-02 12:00 | WEEKDAY | 29.2936 | 1.95 | 919.892 | 892.2952 | 0 | 892.2952 | 2994.3809 | 0 | 0 | NA | 99.81%
| 12 | 9 | 2017-09-02 12:00 | 900.9004 | 1415.2081 | 858.8608 | 863.6751 | 1718.1247 | 714.7516 | 469.154 | 688.2464 | 701.8745 | 357.3758 | 441.2779 | 228.5503 | 111.4338 | 838.8432 | 900.9004 | 1718.1247 | 900.9004 | 5869 | 13 | 8 | 2017-08-02 13:00 | WEEKDAY | 30.766 | 1.95 | 487.115 | 472.5016 | 0 | 472.5016 | 2994.3809 | 0 | 0 | NA | 99.81%
| 13 | 9 | 2017-09-02 13:00 | 911.2423 | 1817.3247 | 896.4834 | 573.771 | 1210.314 | 917.8407 | 166.029 | 368.9354 | 615.9364 | 458.9204 | 889.8699 | 226.9908 | 224.7146 | 832.6452 | 911.2423 | 1210.314 | 911.2423 | 5870 | 14 | 8 | 2017-08-02 14:00 | WEEKDAY | 27.7404 | 0 | 174.588 | 169.3504 | 0 | 169.3504 | 2994.3809 | 0 | 0 | NA | 99.81%
| 14 | 9 | 2017-09-02 14:00 | 860.3502 | 1731.4017 | 895.9316 | 728.8491 | 794.9196 | 874.4453 | 247.809 | 371.6398 | 526.0378 | 437.2227 | 888.7523 | 221.3058 | 224.4324 | 891.0808 | 860.3502 | 794.9196 | 860.3502 | 5871 | 15 | 8 | 2017-08-02 15:00 | WEEKDAY | 26.4015 | 0 | 258.473 | 250.7188 | 599.2812 | 850 | 2994.3809 | 0 | 0 | NA | 99.81%
| 15 | 9 | 2017-09-02 15:00 | 805.8779 | 1610.6893 | 851.0872 | 673.4924 | 1095.6024 | 813.4794 | 136.373 | 427.986 | 667.1078 | 406.7397 | 829.4669 | 219.351 | 209.4613 | 734.9812 | 805.8779 | 1095.6024 | 805.8779 | 5872 | 16 | 8 | 2017-08-02 16:00 | WEEKDAY | 26.9192 | 0 | 144.241 | 139.9138 | 710.0862 | 850 | 2376.5652 | 0 | 0 | NA | 79.22%
| 16 | 9 | 2017-09-02 16:00 | 710.6736 | 1635.5727 | 843.3118 | 444.8167 | 879.3544 | 826.0468 | 16.6214 | 1188.3036 | 989.8988 | 413.0234 | 823.9851 | 198.8584 | 208.077 | 794.0268 | 710.6736 | 879.3544 | 710.6736 | 5873 | 17 | 8 | 2017-08-02 17:00 | WEEKDAY | 27.2532 | 0 | 22.0393 | 21.3781 | 828.6219 | 850 | 1644.5176 | 0 | 0 | NA | 54.82%
| 17 | 9 | 2017-09-02 17:00 | 209.338 | 1253.7853 | 751.3503 | 338.2761 | 491.7477 | 633.2249 | 261.602 | 616.9186 | 989.5646 | 316.6124 | 703.3313 | 144.5344 | 177.6089 | 568.8683 | 209.338 | 491.7477 | 209.338 | 5874 | 18 | 8 | 2017-08-02 18:00 | WEEKDAY | 26.5073 | 0 | 272.717 | 264.5355 | 585.4645 | 850 | 790.2682 | 0 | 0 | NA | 26.34%
| 18 | 9 | 2017-09-02 18:00 | 0 | 186.6036 | 218.9365 | 65.6671 | 102.5713 | 94.2443 | 43.9714 | 75.6852 | 970 | 47.1221 | 143.4311 | 20.218 | 36.22 | 71.1627 | 0 | 102.5713 | 0 | 5875 | 19 | 8 | 2017-08-02 19:00 | WEEKDAY | 25.9645 | 0 | 49.9539 | 0 | 0 | 0 | 186.6966 | 0 | 0 | NA | 6.223%
| 19 | 9 | 2017-09-02 19:00 | 0 | 0 | 0 | 0 | 0 | 0 | 0 | 0 | 400 | 0 | 0 | 0 | 0 | 0 | 0 | 0 | 0 | 5876 | 20 | 8 | 2017-08-02 20:00 | WEEKDAY | 23.7961 | 2.06 | 0 | 0 | 0 | 0 | 236.6505 | 0 | 0 | NA | 7.888%
| 20 | 9 | 2017-09-02 20:00 | 0 | 0 | 0 | 0 | 0 | 0 | 0 | 0 | 0 | 0 | 0 | 0 | 0 | 0 | 0 | 0 | 0 | 5877 | 21 | 8 | 2017-08-02 21:00 | WEEKDAY | 23.8268 | 2.06 | 0 | 0 | 0 | 0 | 236.6505 | 0 | 0 | NA | 7.888%
| 21 | 9 | 2017-09-02 21:00 | 0 | 0 | 0 | 0 | 0 | 0 | 0 | 0 | 0 | 0 | 0 | 0 | 0 | 0 | 0 | 0 | 0 | 5878 | 22 | 8 | 2017-08-02 22:00 | WEEKDAY | 23.5902 | 2.06 | 0 | 0 | 0 | 0 | 236.6505 | 0 | 0 | NA | 7.888%
| 22 | 9 | 2017-09-02 22:00 | 0 | 0 | 0 | 0 | 0 | 0 | 0 | 0 | 0 | 0 | 0 | 0 | 0 | 0 | 0 | 0 | 0 | 5879 | 23 | 8 | 2017-08-02 23:00 | WEEKDAY | 23.4009 | 2.3 | 0 | 0 | 0 | 0 | 236.6505 | 0 | 0 | NA | 7.888%
| 23 | 9 | 2017-09-02 23:00 | 0 | 0 | 0 | 0 | 0 | 0 | 0 | 0 | 0 | 0 | 0 | 0 | 0 | 0 | 0 | 0 | 0 | 5880 | 0 | 8 | 2017-08-03 | WEEKDAY | 22.4935 | 2.3 | 0 | 0 | 0 | 0 | 236.6505 | 0 | 0 | NA | 7.888%
| 0 | 9 | 2017-09-03 | 0 | 0 | 0 | 0 | 0 | 0 | 0 | 0 | 0 | 0 | 0 | 0 | 0 | 0 | 0 | 0 | 0 | 5881 | 1 | 8 | 2017-08-03 01:00 | WEEKDAY | 21.6445 | 2.3 | 0 | 0 | 0 | 0 | 236.6505 | 0 | 0 | NA | 7.888%
| 1 | 9 | 2017-09-03 01:00 | 0 | 0 | 0 | 0 | 0 | 0 | 0 | 0 | 0 | 0 | 0 | 0 | 0 | 0 | 0 | 0 | 0 | 5882 | 2 | 8 | 2017-08-03 02:00 | WEEKDAY | 20.9486 | 2.3 | 0 | 0 | -970 | -970 | 236.6505 | 0 | 0 | NA | 7.888%
| 2 | 9 | 2017-09-03 02:00 | 0 | 0 | 0 | 0 | 0 | 0 | 0 | 0 | 0 | 0 | 0 | 0 | 0 | 0 | 0 | 0 | 0 | 5883 | 3 | 8 | 2017-08-03 03:00 | WEEKDAY | 20.4253 | 2.3 | 0 | 0 | -970 | -970 | 1177.5505 | 0 | 0 | NA | 39.25%
| 3 | 9 | 2017-09-03 03:00 | 0 | 0 | 0 | 0 | 0 | 0 | 0 | 0 | 0 | 0 | 0 | 0 | 0 | 0 | 0 | 0 | 0 | 5884 | 4 | 8 | 2017-08-03 04:00 | WEEKDAY | 20.2834 | 2.3 | 0 | 0 | -900 | -900 | 2118.4505 | 0 | 0 | NA | 70.62%
| 4 | 9 | 2017-09-03 04:00 | 0 | 0 | 0 | 0 | 0 | 0 | 0 | 0 | 0 | 0 | 0 | 0 | 0 | 0 | 0 | 0 | 0 | 5885 | 5 | 8 | 2017-08-03 05:00 | WEEKDAY | 20.3474 | 2.3 | 0 | 0 | 0 | 0 | 2991.4505 | 0 | 0 | NA | 99.72%
| 5 | 9 | 2017-09-03 05:00 | 4.6308 | 0 | 0 | 0 | 0 | 0 | 0 | 0 | 0 | 0 | 0 | 0 | 0 | 0 | 4.6308 | 0 | 4.6308 | 5886 | 6 | 8 | 2017-08-03 06:00 | WEEKDAY | 20.79 | 2.05 | 0 | 0 | 0 | 0 | 2991.4505 | 0 | 0 | NA | 99.72%
| 6 | 9 | 2017-09-03 06:00 | 462.7603 | 95.3423 | 27.9276 | 21.6921 | 10.2416 | 48.1527 | 0 | 0 | 0 | 24.0763 | 21.2214 | 15.9299 | 5.3589 | 44.323 | 462.7603 | 10.2416 | 462.7603 | 5887 | 7 | 8 | 2017-08-03 07:00 | WEEKDAY | 21.9702 | 2.05 | 0 | 0 | 0 | 0 | 2991.4505 | 0 | 0 | NA | 99.72%
| 7 | 9 | 2017-09-03 07:00 | 879.9439 | 1063.7154 | 422.2821 | 36.5573 | 161.2611 | 537.23 | 83.3073 | 1155.9387 | 0 | 268.615 | 81.9514 | 143.8413 | 20.6948 | 462.2046 | 879.9439 | 161.2611 | 879.9439 | 5888 | 8 | 8 | 2017-08-03 08:00 | WEEKDAY | 22.6466 | 2.05 | 90.108 | 87.4048 | 0 | 87.4048 | 2991.4505 | 0 | 0 | NA | 99.72%
| 8 | 9 | 2017-09-03 08:00 | 920.7285 | 1658.6279 | 806.6583 | 75.2673 | 1330.4225 | 837.6909 | 8.5624 | 1235.1891 | 0 | 418.8454 | 391.344 | 219.0493 | 98.8242 | 756.4917 | 920.7285 | 1330.4225 | 920.7285 | 5889 | 9 | 8 | 2017-08-03 09:00 | WEEKDAY | 23.3675 | 1.95 | 13.8557 | 13.44 | 0 | 13.44 | 2991.4505 | 0 | 0 | NA | 99.72%
| 9 | 9 | 2017-09-03 09:00 | 957.106 | 1822.9642 | 926.1916 | 791.0402 | 898.0425 | 920.689 | 89.441 | 1795.9565 | 0 | 460.3445 | 874.3577 | 236.4973 | 220.7974 | 879.4027 | 957.106 | 898.0425 | 957.106 | 5890 | 10 | 8 | 2017-08-03 10:00 | WEEKDAY | 23.7266 | 1.95 | 96.3217 | 93.432 | 0 | 93.432 | 2991.4505 | 0 | 0 | NA | 99.72%
| 10 | 9 | 2017-09-03 10:00 | 953.448 | 1858.5884 | 878.195 | 753.891 | 703.832 | 938.681 | 37.6586 | 1743.091 | 843.9078 | 469.3405 | 709.66 | 237.5969 | 179.2071 | 899.2508 | 953.448 | 703.832 | 953.448 | 5891 | 11 | 8 | 2017-08-03 11:00 | WEEKDAY | 25.1461 | 1.95 | 43.486 | 42.1814 | 0 | 42.1814 | 2991.4505 | 0 | 0 | NA | 99.72%
| 11 | 9 | 2017-09-03 11:00 | 942.6569 | 1962.2223 | 932.5617 | 850.6597 | 933.0973 | 991.0214 | 106.475 | 1782.8849 | 831.8274 | 495.5107 | 837.807 | 238.8743 | 211.5674 | 902.564 | 942.6569 | 933.0973 | 942.6569 | 5892 | 12 | 8 | 2017-08-03 12:00 | WEEKDAY | 29.9004 | 1.95 | 113.674 | 110.2638 | 0 | 110.2638 | 2991.4505 | 0 | 0 | NA | 99.72%
| 12 | 9 | 2017-09-03 12:00 | 920.9003 | 1696.8881 | 874.8641 | 826.5072 | 1257.5042 | 857.0142 | 76.9714 | 1434.9717 | 806.9828 | 428.5071 | 898.1882 | 218.2359 | 226.8152 | 889.6053 | 920.9003 | 1257.5042 | 920.9003 | 5893 | 13 | 8 | 2017-08-03 13:00 | WEEKDAY | 32.5447 | 1.95 | 83.5377 | 81.0316 | 0 | 81.0316 | 2991.4505 | 0 | 0 | NA | 99.72%
| 13 | 9 | 2017-09-03 13:00 | 922.7677 | 1830.9705 | 926.2702 | 924.4341 | 802.2227 | 924.7326 | 94.6872 | 1698.6967 | 989.6303 | 462.3663 | 854.3894 | 218.5654 | 215.7549 | 892.3428 | 922.7677 | 802.2227 | 922.7677 | 5894 | 14 | 8 | 2017-08-03 14:00 | WEEKDAY | 35.6761 | 0 | 101.616 | 98.5675 | 0 | 98.5675 | 2991.4505 | 0 | 0 | NA | 99.72%
| 14 | 9 | 2017-09-03 14:00 | 938.3367 | 1729.0068 | 853.0716 | 862.7583 | 533.7459 | 873.2358 | 205.585 | 1722.3539 | 0 | 436.6179 | 433.5139 | 208.901 | 109.4732 | 888.9534 | 938.3367 | 533.7459 | 938.3367 | 5895 | 15 | 8 | 2017-08-03 15:00 | WEEKDAY | 54.0556 | 0 | 215.086 | 208.6334 | 641.3666 | 850 | 2991.4505 | 0 | 0 | NA | 99.72%
| 15 | 9 | 2017-09-03 15:00 | 856.5191 | 1753.7167 | 857.5576 | 734.4613 | 730.2707 | 885.7155 | 424.868 | 1733.8783 | 863.1884 | 442.8578 | 346.8006 | 222.5002 | 87.5759 | 854.8129 | 856.5191 | 730.2707 | 856.5191 | 5896 | 16 | 8 | 2017-08-03 16:00 | WEEKDAY | 86.5724 | 0 | 441.133 | 427.899 | 422.101 | 850 | 2330.2478 | 0 | 0 | NA | 77.67%
| 16 | 9 | 2017-09-03 16:00 | 596.4508 | 1714.274 | 513.2358 | 788.4647 | 443.7566 | 865.7949 | 254.322 | 1585.0125 | 817.1096 | 432.8975 | 553.7164 | 198.9763 | 139.8274 | 726.8045 | 596.4508 | 443.7566 | 596.4508 | 5897 | 17 | 8 | 2017-08-03 17:00 | WEEKDAY | 51.4335 | 0 | 265.172 | 257.2168 | 592.7832 | 850 | 1895.0921 | 0 | 0 | NA | 63.17%
| 17 | 9 | 2017-09-03 17:00 | 192.9471 | 1175.2241 | 484.9839 | 548.5307 | 135.4687 | 593.5475 | 106.246 | 1102.9398 | 605.602 | 296.7738 | 366.0805 | 175.9831 | 92.4446 | 432.4707 | 192.9471 | 135.4687 | 192.9471 | 5898 | 18 | 8 | 2017-08-03 18:00 | WEEKDAY | 84.9135 | 0 | 113.464 | 110.0601 | 739.9399 | 850 | 1283.9755 | 0 | 0 | NA | 42.8%
| 18 | 9 | 2017-09-03 18:00 | 0 | 191.3573 | 138.9479 | 56.6847 | 27.4403 | 96.6451 | 106.159 | 131.8828 | 0 | 48.3226 | 83.1446 | 33.1094 | 20.9961 | 24.3916 | 0 | 27.4403 | 0 | 5899 | 19 | 8 | 2017-08-03 19:00 | WEEKDAY | 39.4366 | 0 | 113.38 | 0 | 0 | 0 | 521.1508 | 0 | 0 | NA | 17.37%
| 19 | 9 | 2017-09-03 19:00 | 0 | 0 | 0 | 0 | 0 | 0 | 0 | 0 | 0 | 0 | 0 | 0 | 0 | 0 | 0 | 0 | 0 | 5900 | 20 | 8 | 2017-08-03 20:00 | WEEKDAY | 55.6255 | 2.06 | 0 | 0 | 0 | 0 | 634.5308 | 0 | 0 | NA | 21.15%
| 20 | 9 | 2017-09-03 20:00 | 0 | 0 | 0 | 0 | 0 | 0 | 0 | 0 | 0 | 0 | 0 | 0 | 0 | 0 | 0 | 0 | 0 | 5901 | 21 | 8 | 2017-08-03 21:00 | WEEKDAY | 34.8967 | 2.06 | 0 | 0 | 0 | 0 | 634.5308 | 0 | 0 | NA | 21.15%
| 21 | 9 | 2017-09-03 21:00 | 0 | 0 | 0 | 0 | 0 | 0 | 0 | 0 | 0 | 0 | 0 | 0 | 0 | 0 | 0 | 0 | 0 | 5902 | 22 | 8 | 2017-08-03 22:00 | WEEKDAY | 31.5259 | 2.06 | 0 | 0 | 0 | 0 | 634.5308 | 0 | 0 | NA | 21.15%
| 22 | 9 | 2017-09-03 22:00 | 0 | 0 | 0 | 0 | 0 | 0 | 0 | 0 | 0 | 0 | 0 | 0 | 0 | 0 | 0 | 0 | 0 | 5903 | 23 | 8 | 2017-08-03 23:00 | WEEKDAY | 27.7654 | 2.3 | 0 | 0 | 0 | 0 | 634.5308 | 0 | 0 | NA | 21.15%
| 23 | 9 | 2017-09-03 23:00 | 0 | 0 | 0 | 0 | 0 | 0 | 0 | 0 | 0 | 0 | 0 | 0 | 0 | 0 | 0 | 0 | 0 | 5904 | 0 | 8 | 2017-08-04 | WEEKDAY | 23.8546 | 2.3 | 0 | 0 | 0 | 0 | 634.5308 | 0 | 0 | NA | 21.15%
| 0 | 9 | 2017-09-04 | 0 | 0 | 0 | 0 | 0 | 0 | 0 | 0 | 0 | 0 | 0 | 0 | 0 | 0 | 0 | 0 | 0 | 5905 | 1 | 8 | 2017-08-04 01:00 | WEEKDAY | 23.1114 | 2.3 | 0 | 0 | -970 | -970 | 634.5308 | 0 | 0 | NA | 21.15%
| 1 | 9 | 2017-09-04 01:00 | 0 | 0 | 0 | 0 | 0 | 0 | 0 | 0 | 0 | 0 | 0 | 0 | 0 | 0 | 0 | 0 | 0 | 5906 | 2 | 8 | 2017-08-04 02:00 | WEEKDAY | 22.3265 | 2.3 | 0 | 0 | -970 | -970 | 1575.4308 | 0 | 0 | NA | 52.51%
| 2 | 9 | 2017-09-04 02:00 | 0 | 0 | 0 | 0 | 0 | 0 | 0 | 0 | 0 | 0 | 0 | 0 | 0 | 0 | 0 | 0 | 0 | 5907 | 3 | 8 | 2017-08-04 03:00 | WEEKDAY | 21.6695 | 2.3 | 0 | 0 | -400 | -400 | 2516.3308 | 0 | 0 | NA | 83.88%
| 3 | 9 | 2017-09-04 03:00 | 0 | 0 | 0 | 0 | 0 | 0 | 0 | 0 | 0 | 0 | 0 | 0 | 0 | 0 | 0 | 0 | 0 | 5908 | 4 | 8 | 2017-08-04 04:00 | WEEKDAY | 21.1045 | 2.3 | 0 | 0 | 0 | 0 | 2904.3308 | 0 | 0 | NA | 96.81%
| 4 | 9 | 2017-09-04 04:00 | 0 | 0 | 0 | 0 | 0 | 0 | 0 | 0 | 0 | 0 | 0 | 0 | 0 | 0 | 0 | 0 | 0 | 5909 | 5 | 8 | 2017-08-04 05:00 | WEEKDAY | 20.815 | 2.3 | 0 | 0 | 0 | 0 | 2904.3308 | 0 | 0 | NA | 96.81%
| 5 | 9 | 2017-09-04 05:00 | 1.8397 | 0 | 0 | 0 | 0 | 0 | 0 | 0 | 0 | 0 | 0 | 0 | 0 | 0 | 1.8397 | 0 | 1.8397 | 5910 | 6 | 8 | 2017-08-04 06:00 | WEEKDAY | 21.4942 | 2.05 | 0 | 0 | 0 | 0 | 2904.3308 | 0 | 0 | NA | 96.81%
| 6 | 9 | 2017-09-04 06:00 | 423.994 | 87.6619 | 26.5639 | 67.0427 | 32.0397 | 44.2737 | 0 | 0 | 0 | 22.1369 | 11.8704 | 14.9917 | 2.9976 | 62.7618 | 423.994 | 32.0397 | 423.994 | 5911 | 7 | 8 | 2017-08-04 07:00 | WEEKDAY | 22.4823 | 2.05 | 0 | 0 | 0 | 0 | 2904.3308 | 0 | 0 | NA | 96.81%
| 7 | 9 | 2017-09-04 07:00 | 801.5313 | 1052.3827 | 348.4977 | 566.0323 | 229.1283 | 531.5064 | 0 | 972.6619 | 324.9781 | 265.7532 | 130.0411 | 141.8917 | 32.8387 | 509.6059 | 801.5313 | 229.1283 | 801.5313 | 5912 | 8 | 8 | 2017-08-04 08:00 | WEEKDAY | 23.1337 | 2.05 | 1.2809 | 0 | 0 | 0 | 2904.3308 | 0 | 0 | NA | 96.81%
| 8 | 9 | 2017-09-04 08:00 | 936.3957 | 1680.3677 | 673.2514 | 652.8363 | 510.7583 | 848.6706 | 10.2456 | 1446.837 | 726.5329 | 424.3353 | 262.8348 | 216.5525 | 66.3724 | 664.6418 | 936.3957 | 510.7583 | 936.3957 | 5913 | 9 | 8 | 2017-08-04 09:00 | WEEKDAY | 25.2463 | 1.95 | 15.5933 | 0 | 0 | 0 | 2905.6117 | 0 | 0 | NA | 96.85%
| 9 | 9 | 2017-09-04 09:00 | 949.3765 | 1878.1174 | 234.5003 | 968.5059 | 473.8389 | 948.5441 | 153.456 | 1698.3321 | 836.9276 | 474.2721 | 153.9243 | 239.202 | 38.8698 | 331.9532 | 949.3765 | 473.8389 | 949.3765 | 5914 | 10 | 8 | 2017-08-04 10:00 | WEEKDAY | 33.3547 | 1.95 | 161.797 | 156.9431 | 0 | 156.9431 | 2921.205 | 0 | 0 | NA | 97.37%
| 10 | 9 | 2017-09-04 10:00 | 914.4246 | 1902.8838 | 285.0973 | 961.503 | 1742.8544 | 961.0524 | 161.502 | 1777.9816 | 837.5455 | 480.5262 | 297.1296 | 239.8319 | 75.0327 | 712.4841 | 914.4246 | 1742.8544 | 914.4246 | 5915 | 11 | 8 | 2017-08-04 11:00 | WEEKDAY | 39.5869 | 1.95 | 170.029 | 164.9281 | 0 | 164.9281 | 2921.205 | 0 | 0 | NA | 97.37%
| 11 | 9 | 2017-09-04 11:00 | 900.8947 | 1882.2147 | 503.9493 | 948.629 | 1562.1383 | 950.6135 | 209.26 | 1675.7114 | 811.3177 | 475.3068 | 255.8614 | 239.1823 | 64.6115 | 860.6393 | 900.8947 | 1562.1383 | 900.8947 | 5916 | 12 | 8 | 2017-08-04 12:00 | WEEKDAY | 37.079 | 1.95 | 218.974 | 212.4048 | 0 | 212.4048 | 2921.205 | 0 | 0 | NA | 97.37%
| 12 | 9 | 2017-09-04 12:00 | 903.4762 | 1770.6457 | 327.8705 | 939.0326 | 1925.7969 | 894.2655 | 182.428 | 1713.9997 | 786.2587 | 447.1327 | 355.5123 | 216.0628 | 89.7758 | 879.243 | 903.4762 | 1925.7969 | 903.4762 | 5917 | 13 | 8 | 2017-08-04 13:00 | WEEKDAY | 38.3483 | 1.95 | 191.458 | 185.7143 | 0 | 185.7143 | 2921.205 | 0 | 0 | NA | 97.37%
| 13 | 9 | 2017-09-04 13:00 | 916.6833 | 1606.8459 | 856.2156 | 945.823 | 1626.0599 | 811.5383 | 269.615 | 1766.7477 | 791.6345 | 405.7692 | 799.1328 | 219.6994 | 201.8012 | 911.9119 | 916.6833 | 1626.0599 | 916.6833 | 5918 | 14 | 8 | 2017-08-04 14:00 | WEEKDAY | 41.8972 | 0 | 280.975 | 272.5457 | 0 | 272.5457 | 2921.205 | 0 | 0 | NA | 97.37%
| 14 | 9 | 2017-09-04 14:00 | 925.0259 | 1247.7568 | 519.3979 | 951.4404 | 1721.2442 | 630.1802 | 110.212 | 1669.7594 | 990 | 315.0901 | 719.393 | 229.0693 | 181.6649 | 876.1622 | 925.0259 | 1721.2442 | 925.0259 | 5919 | 15 | 8 | 2017-08-04 15:00 | WEEKDAY | 57.5823 | 0 | 117.564 | 114.0371 | 735.9629 | 850 | 2921.205 | 0 | 0 | NA | 97.37%
| 15 | 9 | 2017-09-04 15:00 | 905.0667 | 1893.4552 | 440.6212 | 932.2099 | 1549.9362 | 956.2905 | 146.821 | 1303.061 | 990 | 478.1452 | 772.9641 | 223.1948 | 195.193 | 811.4816 | 905.0667 | 1549.9362 | 905.0667 | 5920 | 16 | 8 | 2017-08-04 16:00 | WEEKDAY | 49.5185 | 0 | 154.997 | 150.3471 | 699.6529 | 850 | 2162.4803 | 0 | 0 | NA | 72.08%
| 16 | 9 | 2017-09-04 16:00 | 740.4203 | 1715.2394 | 362.9857 | 834.9359 | 1146.6729 | 866.2825 | 85.7881 | 1404.4861 | 990 | 433.1413 | 480.2125 | 223.9132 | 121.2658 | 548.2497 | 740.4203 | 1146.6729 | 740.4203 | 5921 | 17 | 8 | 2017-08-04 17:00 | WEEKDAY | 48.9868 | 0 | 92.6278 | 89.849 | 760.151 | 850 | 1441.1887 | 0 | 0 | NA | 48.04%
| 17 | 9 | 2017-09-04 17:00 | 215.0279 | 1266.1892 | 69.4901 | 569.2009 | 850.519 | 639.4895 | 244.229 | 324.7672 | 990 | 319.7448 | 153.1597 | 177.2629 | 38.6767 | 491.3445 | 215.0279 | 850.519 | 215.0279 | 5922 | 18 | 8 | 2017-08-04 18:00 | WEEKDAY | 44.0322 | 0 | 254.865 | 247.2191 | 602.7809 | 850 | 657.5278 | 0 | 0 | NA | 21.92%
| 18 | 9 | 2017-09-04 18:00 | 0 | 127.66 | 34.3355 | 62.1541 | 87.2997 | 64.4748 | 95.8805 | 103.1719 | 0 | 32.2374 | 30.8682 | 32.7879 | 7.795 | 45.0193 | 0 | 87.2997 | 0 | 5923 | 19 | 8 | 2017-08-04 19:00 | WEEKDAY | 35.2836 | 0 | 102.934 | 0 | 0 | 0 | 36.1042 | 0 | 0 | NA | 1.203%
| 19 | 9 | 2017-09-04 19:00 | 0 | 0 | 0 | 0 | 0 | 0 | 0 | 0 | 0 | 0 | 0 | 0 | 0 | 0 | 0 | 0 | 0 | 5924 | 20 | 8 | 2017-08-04 20:00 | WEEKDAY | 32.0798 | 2.06 | 0 | 0 | 0 | 0 | 139.0382 | 0 | 0 | NA | 4.635%
| 20 | 9 | 2017-09-04 20:00 | 0 | 0 | 0 | 0 | 0 | 0 | 0 | 0 | 0 | 0 | 0 | 0 | 0 | 0 | 0 | 0 | 0 | 5925 | 21 | 8 | 2017-08-04 21:00 | WEEKDAY | 33.0095 | 2.06 | 0 | 0 | 0 | 0 | 139.0382 | 0 | 0 | NA | 4.635%
| 21 | 9 | 2017-09-04 21:00 | 0 | 0 | 0 | 0 | 0 | 0 | 0 | 0 | 0 | 0 | 0 | 0 | 0 | 0 | 0 | 0 | 0 | 5926 | 22 | 8 | 2017-08-04 22:00 | WEEKDAY | 31.0666 | 2.06 | 0 | 0 | 0 | 0 | 139.0382 | 0 | 0 | NA | 4.635%
| 22 | 9 | 2017-09-04 22:00 | 0 | 0 | 0 | 0 | 0 | 0 | 0 | 0 | 0 | 0 | 0 | 0 | 0 | 0 | 0 | 0 | 0 | 5927 | 23 | 8 | 2017-08-04 23:00 | WEEKDAY | 24.6201 | 2.3 | 0 | 0 | 0 | 0 | 139.0382 | 0 | 0 | NA | 4.635%
| 23 | 9 | 2017-09-04 23:00 | 0 | 0 | 0 | 0 | 0 | 0 | 0 | 0 | 0 | 0 | 0 | 0 | 0 | 0 | 0 | 0 | 0 | 5928 | 0 | 8 | 2017-08-05 | WEEKEND | 23.3369 | 2.3 | 0 | 0 | 0 | 0 | 139.0382 | 0 | 0 | NA | 4.635%
| 0 | 9 | 2017-09-05 | 0 | 0 | 0 | 0 | 0 | 0 | 0 | 0 | 0 | 0 | 0 | 0 | 0 | 0 | 0 | 0 | 0 | 5929 | 1 | 8 | 2017-08-05 01:00 | WEEKEND | 22.936 | 2.3 | 0 | 0 | 0 | 0 | 139.0382 | 0 | 0 | NA | 4.635%
| 1 | 9 | 2017-09-05 01:00 | 0 | 0 | 0 | 0 | 0 | 0 | 0 | 0 | 0 | 0 | 0 | 0 | 0 | 0 | 0 | 0 | 0 | 5930 | 2 | 8 | 2017-08-05 02:00 | WEEKEND | 21.934 | 2.3 | 0 | 0 | 0 | 0 | 139.0382 | 0 | 0 | NA | 4.635%
| 2 | 9 | 2017-09-05 02:00 | 0 | 0 | 0 | 0 | 0 | 0 | 0 | 0 | -970 | 0 | 0 | 0 | 0 | 0 | 0 | 0 | 0 | 5931 | 3 | 8 | 2017-08-05 03:00 | WEEKEND | 20.2249 | 2.3 | 0 | 0 | 0 | 0 | 139.0382 | 0 | 0 | NA | 4.635%
| 3 | 9 | 2017-09-05 03:00 | 0 | 0 | 0 | 0 | 0 | 0 | 0 | 0 | -190 | 0 | 0 | 0 | 0 | 0 | 0 | 0 | 0 | 5932 | 4 | 8 | 2017-08-05 04:00 | WEEKEND | 19.504 | 2.3 | 0 | 0 | 0 | 0 | 139.0382 | 0 | 0 | NA | 4.635%
| 4 | 9 | 2017-09-05 04:00 | 0 | 0 | 0 | 0 | 0 | 0 | 0 | 0 | 0 | 0 | 0 | 0 | 0 | 0 | 0 | 0 | 0 | 5933 | 5 | 8 | 2017-08-05 05:00 | WEEKEND | 18.9501 | 2.3 | 0 | 0 | 0 | 0 | 139.0382 | 0 | 0 | NA | 4.635%
| 5 | 9 | 2017-09-05 05:00 | 0.29998 | 0 | 0 | 0 | 0 | 0 | 0 | 0 | 0 | 0 | 0 | 0 | 0 | 0 | 0.29998 | 0 | 0.29998 | 5934 | 6 | 8 | 2017-08-05 06:00 | WEEKEND | 19.2785 | 2.3 | 0 | 0 | 0 | 0 | 139.0382 | 0 | 0 | NA | 4.635%
| 6 | 9 | 2017-09-05 06:00 | 387.8661 | 93.9407 | 6.5264 | 48.3038 | 79.059 | 47.4448 | 0 | 0 | 0 | 23.7224 | 22.0028 | 5.389 | 5.5563 | 53.5416 | 387.8661 | 79.059 | 387.8661 | 5935 | 7 | 8 | 2017-08-05 07:00 | WEEKEND | 19.4539 | 2.3 | 0 | 0 | 0 | 0 | 139.0382 | 0 | 0 | NA | 4.635%
| 7 | 9 | 2017-09-05 07:00 | 787.7387 | 1104.1237 | 73.658 | 580.5487 | 832.7873 | 557.6382 | 174.077 | 1180.5063 | 19.3484 | 278.8191 | 218.4091 | 68.6713 | 55.1538 | 395.117 | 787.7387 | 832.7873 | 787.7387 | 5936 | 8 | 8 | 2017-08-05 08:00 | WEEKEND | 19.7851 | 2.3 | 182.937 | 0 | 0 | 0 | 139.0382 | 0 | 0 | NA | 4.635%
| 8 | 9 | 2017-09-05 08:00 | 921.1078 | 374.7755 | 321.6544 | 844.8247 | 1102.8174 | 189.2805 | 430.137 | 1669.488 | 96.6047 | 94.6403 | 718.4765 | 168.4643 | 181.4335 | 777.1345 | 921.1078 | 1102.8174 | 921.1078 | 5937 | 9 | 8 | 2017-08-05 09:00 | WEEKEND | 22.2179 | 2.3 | 446.761 | 0 | 0 | 0 | 321.9752 | 0 | 0 | NA | 10.73%
| 9 | 9 | 2017-09-05 09:00 | 930.275 | 570.4478 | 510.6828 | 961.6507 | 1677.555 | 288.1049 | 500.544 | 1803.7273 | 154.0088 | 144.0525 | 779.7464 | 204.5286 | 196.9057 | 923.91 | 930.275 | 1677.555 | 930.275 | 5938 | 10 | 8 | 2017-08-05 10:00 | WEEKEND | 22.5742 | 2.3 | 519.843 | 0 | 0 | 0 | 768.7362 | 0 | 0 | NA | 25.62%
| 10 | 9 | 2017-09-05 10:00 | 926.2647 | 467.59 | 425.4674 | 965.1428 | 1687.0326 | 236.1565 | 643.073 | 1812.5446 | 261.8515 | 118.0783 | 906.5806 | 229.1631 | 228.9345 | 903.5569 | 926.2647 | 1687.0326 | 926.2647 | 5939 | 11 | 8 | 2017-08-05 11:00 | WEEKEND | 23.0418 | 2.3 | 668.492 | 0 | 0 | 0 | 1288.5792 | 0 | 0 | NA | 42.95%
| 11 | 9 | 2017-09-05 11:00 | 908.3852 | 1316.3313 | 574.5942 | 945.6157 | 1417.4759 | 664.8138 | 941.141 | 1780.216 | 263.7013 | 332.4069 | 878.9786 | 231.896 | 221.9643 | 646.6893 | 908.3852 | 1417.4759 | 908.3852 | 5940 | 12 | 8 | 2017-08-05 12:00 | WEEKEND | 24.8177 | 2.3 | 982.602 | 0 | 0 | 0 | 1957.0712 | 0 | 0 | NA | 65.24%
| 12 | 9 | 2017-09-05 12:00 | 908.8337 | 1702.062 | 747.6776 | 945.044 | 1543.9753 | 859.6273 | 923.417 | 1685.475 | 260.2733 | 429.8136 | 897.8474 | 224.9199 | 226.7291 | 408.9154 | 908.8337 | 1543.9753 | 908.8337 | 5941 | 13 | 8 | 2017-08-05 13:00 | WEEKEND | 29.1015 | 2.3 | 963.755 | 934.8424 | 0 | 934.8424 | 2939.6732 | 0 | 0 | NA | 97.99%
| 13 | 9 | 2017-09-05 13:00 | 936.5706 | 1615.7346 | 780.885 | 942.46 | 1443.6283 | 816.0276 | 924.031 | 1802.9802 | 398.7233 | 408.0138 | 821.1172 | 220.495 | 207.3528 | 755.4512 | 936.5706 | 1443.6283 | 936.5706 | 5942 | 14 | 8 | 2017-08-05 14:00 | WEEKEND | 29.6916 | 2.3 | 964.385 | 935.4534 | 55 | 990.4534 | 2939.6732 | 0 | 0 | NA | 97.99%
| 14 | 9 | 2017-09-05 14:00 | 943.132 | 1621.6808 | 585.5635 | 951.0424 | 1523.3875 | 819.0307 | 939.389 | 1750.0064 | 850 | 409.5153 | 849.6743 | 190.2089 | 214.5642 | 848.067 | 943.132 | 1523.3875 | 943.132 | 5943 | 15 | 8 | 2017-08-05 15:00 | WEEKEND | 29.75 | 2.3 | 980.677 | 951.2567 | 0 | 951.2567 | 2882.9721 | 0 | 0 | NA | 96.1%
| 15 | 9 | 2017-09-05 15:00 | 895.7594 | 1243.1439 | 405.6938 | 931.6405 | 1687.463 | 627.8504 | 257.445 | 1739.616 | 850 | 313.9252 | 716.551 | 198.0877 | 180.9472 | 205.3072 | 895.7594 | 1687.463 | 895.7594 | 5944 | 16 | 8 | 2017-08-05 16:00 | WEEKEND | 31.8711 | 2.3 | 268.408 | 260.3558 | 730 | 990.3558 | 2882.9721 | 0 | 0 | NA | 96.1%
| 16 | 9 | 2017-09-05 16:00 | 645.7586 | 773.0088 | 382.0037 | 837.9039 | 612.8104 | 390.4085 | 576.911 | 1355.3163 | 850 | 195.2042 | 619.0244 | 49.7188 | 156.3193 | 436.4566 | 645.7586 | 612.8104 | 645.7586 | 5945 | 17 | 8 | 2017-08-05 17:00 | WEEKEND | 41.0177 | 2.3 | 599.301 | 581.322 | 409 | 990.322 | 2130.3948 | 0 | 0 | NA | 71.01%
| 17 | 9 | 2017-09-05 17:00 | 149.4623 | 1290.9991 | 279.8932 | 588.702 | 762.274 | 652.0198 | 866.968 | 1114.2592 | 850 | 326.0099 | 416.5091 | 62.0449 | 105.1791 | 467.1621 | 149.4623 | 762.274 | 149.4623 | 5946 | 18 | 8 | 2017-08-05 18:00 | WEEKEND | 37.5912 | 2.3 | 904.038 | 876.9169 | 113 | 989.9169 | 1708.7453 | 0 | 0 | NA | 56.96%
| 18 | 9 | 2017-09-05 18:00 | 0 | 176.845 | 57.4579 | 70.5118 | 101.0702 | 89.3157 | 603.595 | 108.3908 | 0 | 44.6578 | 44.9637 | 10.4939 | 11.3545 | 38.1899 | 0 | 101.0702 | 0 | 5947 | 19 | 8 | 2017-08-05 19:00 | WEEKEND | 182.2524 | 2.3 | 627.236 | 0 | 0 | 0 | 1592.2505 | 0 | 0 | NA | 53.08%
| 19 | 9 | 2017-09-05 19:00 | 0 | 0 | 0 | 0 | 0 | 0 | 0 | 0 | 0 | 0 | 0 | 0 | 0 | 0 | 0 | 0 | 0 | 5948 | 20 | 8 | 2017-08-05 20:00 | WEEKEND | 32.0631 | 2.3 | 0 | 0 | 0 | 0 | 2219.4865 | 0 | 0 | NA | 73.98%
| 20 | 9 | 2017-09-05 20:00 | 0 | 0 | 0 | 0 | 0 | 0 | 0 | 0 | 0 | 0 | 0 | 0 | 0 | 0 | 0 | 0 | 0 | 5949 | 21 | 8 | 2017-08-05 21:00 | WEEKEND | 34.1396 | 2.3 | 0 | 0 | 0 | 0 | 2219.4865 | 0 | 0 | NA | 73.98%
| 21 | 9 | 2017-09-05 21:00 | 0 | 0 | 0 | 0 | 0 | 0 | 0 | 0 | 0 | 0 | 0 | 0 | 0 | 0 | 0 | 0 | 0 | 5950 | 22 | 8 | 2017-08-05 22:00 | WEEKEND | 27.9964 | 2.3 | 0 | 0 | 0 | 0 | 2219.4865 | 0 | 0 | NA | 73.98%
| 22 | 9 | 2017-09-05 22:00 | 0 | 0 | 0 | 0 | 0 | 0 | 0 | 0 | 0 | 0 | 0 | 0 | 0 | 0 | 0 | 0 | 0 | 5951 | 23 | 8 | 2017-08-05 23:00 | WEEKEND | 26.0925 | 2.3 | 0 | 0 | 0 | 0 | 2219.4865 | 0 | 0 | NA | 73.98%
| 23 | 9 | 2017-09-05 23:00 | 0 | 0 | 0 | 0 | 0 | 0 | 0 | 0 | 0 | 0 | 0 | 0 | 0 | 0 | 0 | 0 | 0 | 5952 | 0 | 8 | 2017-08-06 | WEEKEND | 23.2645 | 2.3 | 0 | 0 | 0 | 0 | 2219.4865 | 0 | 0 | NA | 73.98%
| 0 | 9 | 2017-09-06 | 0 | 0 | 0 | 0 | 0 | 0 | 0 | 0 | 0 | 0 | 0 | 0 | 0 | 0 | 0 | 0 | 0 | 5953 | 1 | 8 | 2017-08-06 01:00 | WEEKEND | 22.4127 | 2.3 | 0 | 0 | 0 | 0 | 2219.4865 | 0 | 0 | NA | 73.98%
| 1 | 9 | 2017-09-06 01:00 | 0 | 0 | 0 | 0 | 0 | 0 | 0 | 0 | 0 | 0 | 0 | 0 | 0 | 0 | 0 | 0 | 0 | 5954 | 2 | 8 | 2017-08-06 02:00 | WEEKEND | 22.2346 | 2.3 | 0 | 0 | 0 | 0 | 2219.4865 | 0 | 0 | NA | 73.98%
| 2 | 9 | 2017-09-06 02:00 | 0 | 0 | 0 | 0 | 0 | 0 | 0 | 0 | 0 | 0 | 0 | 0 | 0 | 0 | 0 | 0 | 0 | 5955 | 3 | 8 | 2017-08-06 03:00 | WEEKEND | 21.6751 | 2.3 | 0 | 0 | 0 | 0 | 2219.4865 | 0 | 0 | NA | 73.98%
| 3 | 9 | 2017-09-06 03:00 | 0 | 0 | 0 | 0 | 0 | 0 | 0 | 0 | 0 | 0 | 0 | 0 | 0 | 0 | 0 | 0 | 0 | 5956 | 4 | 8 | 2017-08-06 04:00 | WEEKEND | 21.458 | 2.3 | 0 | 0 | 0 | 0 | 2219.4865 | 0 | 0 | NA | 73.98%
| 4 | 9 | 2017-09-06 04:00 | 0 | 0 | 0 | 0 | 0 | 0 | 0 | 0 | 0 | 0 | 0 | 0 | 0 | 0 | 0 | 0 | 0 | 5957 | 5 | 8 | 2017-08-06 05:00 | WEEKEND | 22.1066 | 2.3 | 0 | 0 | 0 | 0 | 2219.4865 | 0 | 0 | NA | 73.98%
| 5 | 9 | 2017-09-06 05:00 | 0 | 0 | 0 | 0 | 0 | 0 | 0 | 0 | 0 | 0 | 0 | 0 | 0 | 0 | 0 | 0 | 0 | 5958 | 6 | 8 | 2017-08-06 06:00 | WEEKEND | 22.9305 | 2.3 | 0 | 0 | 0 | 0 | 2219.4865 | 0 | 0 | NA | 73.98%
| 6 | 9 | 2017-09-06 06:00 | 391.9903 | 10.1062 | 16.6319 | 62.226 | 51.1859 | 5.1041 | 0 | 0 | 0 | 2.5521 | 37.2223 | 10.2595 | 9.3996 | 26.427 | 391.9903 | 51.1859 | 391.9903 | 5959 | 7 | 8 | 2017-08-06 07:00 | WEEKEND | 23.0112 | 2.3 | 0 | 0 | 0 | 0 | 2219.4865 | 0 | 0 | NA | 73.98%
| 7 | 9 | 2017-09-06 07:00 | 777.463 | 1028.4896 | 104.3899 | 575.8243 | 454.1884 | 519.4392 | 591.215 | 1173.8406 | 0 | 259.7196 | 449.9421 | 76.6109 | 113.6218 | 288.9079 | 777.463 | 454.1884 | 777.463 | 5960 | 8 | 8 | 2017-08-06 08:00 | WEEKEND | 22.6187 | 2.3 | 614.359 | 0 | 0 | 0 | 2219.4865 | 0 | 0 | NA | 73.98%
| 8 | 9 | 2017-09-06 08:00 | 936.2257 | 1387.5106 | 339.2699 | 843.6366 | 862.3929 | 700.7629 | 886.35 | 1633.8439 | 0 | 350.3815 | 434.0506 | 181.0684 | 109.6087 | 146.7607 | 936.2257 | 862.3929 | 936.2257 | 5961 | 9 | 8 | 2017-08-06 09:00 | WEEKEND | 22.7189 | 2.3 | 924.565 | 896.8281 | 0 | 896.8281 | 2833.8455 | 0 | 0 | NA | 94.46%
| 9 | 9 | 2017-09-06 09:00 | 953.6685 | 1552.0784 | 474.8923 | 932.9849 | 1096.4377 | 783.878 | 958.181 | 1722.0752 | 0 | 391.939 | 298.0234 | 199.6031 | 75.2584 | 214.8301 | 953.6685 | 1096.4377 | 953.6685 | 5962 | 10 | 8 | 2017-08-06 10:00 | WEEKEND | 22.3654 | 2.3 | 1000.65 | 970.6305 | 0 | 970.6305 | 2833.8455 | 0 | 0 | NA | 94.46%
| 10 | 9 | 2017-09-06 10:00 | 909.9092 | 1785.3706 | 232.7785 | 921.9115 | 1980.0001 | 901.7023 | 954.207 | 1785.1378 | 0 | 450.8512 | 399.9451 | 123.2356 | 100.9962 | 279.7558 | 909.9092 | 1980.0001 | 909.9092 | 5963 | 11 | 8 | 2017-08-06 11:00 | WEEKEND | 23.4872 | 2.3 | 996.384 | 966.4925 | 0 | 966.4925 | 2833.8455 | 0 | 0 | NA | 94.46%
| 11 | 9 | 2017-09-06 11:00 | 904.3081 | 526.8858 | 387.2326 | 911.1728 | 1830.5861 | 266.1039 | 935.085 | 1182.7282 | 0 | 133.052 | 359.8251 | 107.2232 | 90.8649 | 588.7129 | 904.3081 | 1830.5861 | 904.3081 | 5964 | 12 | 8 | 2017-08-06 12:00 | WEEKEND | 25.5609 | 2.3 | 976.049 | 946.7675 | 0 | 946.7675 | 2833.8455 | 0 | 0 | NA | 94.46%
| 12 | 9 | 2017-09-06 12:00 | 872.8604 | 1860.2734 | 507.2583 | 908.8262 | 1457.8377 | 939.532 | 917.983 | 1450.1376 | 0 | 469.766 | 582.0508 | 183.7189 | 146.9825 | 841.6937 | 872.8604 | 1457.8377 | 872.8604 | 5965 | 13 | 8 | 2017-08-06 13:00 | WEEKEND | 29.7139 | 2.3 | 957.887 | 929.1504 | 0 | 929.1504 | 2833.8455 | 0 | 0 | NA | 94.46%
| 13 | 9 | 2017-09-06 13:00 | 205.6838 | 1498.7041 | 793.4427 | 857.0907 | 1632.2045 | 756.9212 | 915.78 | 1133.0791 | 0 | 378.4606 | 453.5675 | 215.0157 | 114.5372 | 890.6154 | 205.6838 | 1632.2045 | 205.6838 | 5966 | 14 | 8 | 2017-08-06 14:00 | WEEKEND | 38.7547 | 2.3 | 955.539 | 926.8728 | 0 | 926.8728 | 2833.8455 | 0 | 0 | NA | 94.46%
| 14 | 9 | 2017-09-06 14:00 | 623.8518 | 1118.5506 | 870.3118 | 872.5849 | 1654.8835 | 564.9246 | 928.613 | 1069.809 | 990 | 282.4623 | 669.5421 | 171.7416 | 169.0763 | 821.1913 | 623.8518 | 1654.8835 | 623.8518 | 5967 | 15 | 8 | 2017-08-06 15:00 | WEEKEND | 36.4332 | 2.3 | 969.146 | 940.0716 | 0 | 940.0716 | 2833.8455 | 0 | 0 | NA | 94.46%
| 15 | 9 | 2017-09-06 15:00 | 802.6256 | 1857.175 | 896.3413 | 905.6724 | 1529.981 | 937.9672 | 948.206 | 964.3002 | 990 | 468.9836 | 634.6204 | 107.2043 | 160.2577 | 862.2401 | 802.6256 | 1529.981 | 802.6256 | 5968 | 16 | 8 | 2017-08-06 16:00 | WEEKEND | 40.6168 | 2.3 | 989.952 | 960.2534 | 0 | 960.2534 | 2833.8455 | 0 | 0 | NA | 94.46%
| 16 | 9 | 2017-09-06 16:00 | 584.3015 | 1680.2219 | 761.8249 | 778.3378 | 1262.8159 | 848.5969 | 937.024 | 1552.6138 | 990 | 424.2985 | 584.1572 | 76.7098 | 147.5145 | 668.5243 | 584.3015 | 1262.8159 | 584.3015 | 5969 | 17 | 8 | 2017-08-06 17:00 | WEEKEND | 35.3282 | 2.3 | 978.118 | 948.7745 | 0 | 948.7745 | 2833.8455 | 0 | 0 | NA | 94.46%
| 17 | 9 | 2017-09-06 17:00 | 69.9075 | 1254.2249 | 604.8409 | 483.3519 | 1032.9578 | 633.4469 | 851.153 | 863.907 | 990 | 316.7235 | 422.369 | 126.8235 | 106.6588 | 459.0566 | 69.9075 | 1032.9578 | 69.9075 | 5970 | 18 | 8 | 2017-08-06 18:00 | WEEKEND | 32.464 | 2.3 | 887.235 | 860.6179 | 0 | 860.6179 | 2833.8455 | 0 | 0 | NA | 94.46%
| 18 | 9 | 2017-09-06 18:00 | 0 | 167.3965 | 94.4631 | 54.7735 | 96.7054 | 84.5437 | 595.04 | 0.72478 | 0 | 42.2719 | 87.2879 | 12.1274 | 22.0424 | 33.9285 | 0 | 96.7054 | 0 | 5971 | 19 | 8 | 2017-08-06 19:00 | WEEKEND | 35.1946 | 2.3 | 618.256 | 599.7083 | 0 | 599.7083 | 2833.8455 | 0 | 0 | NA | 94.46%
| 19 | 9 | 2017-09-06 19:00 | 0 | 0 | 0 | 0 | 0 | 0 | 0 | 0 | 0 | 0 | 0 | 0 | 0 | 0 | 0 | 0 | 0 | 5972 | 20 | 8 | 2017-08-06 20:00 | WEEKEND | 38.0978 | 2.3 | 0 | 0 | 0 | 0 | 2833.8455 | 0 | 0 | NA | 94.46%
| 20 | 9 | 2017-09-06 20:00 | 0 | 0 | 0 | 0 | 0 | 0 | 0 | 0 | 0 | 0 | 0 | 0 | 0 | 0 | 0 | 0 | 0 | 5973 | 21 | 8 | 2017-08-06 21:00 | WEEKEND | 40.2745 | 2.3 | 0 | 0 | 0 | 0 | 2833.8455 | 0 | 0 | NA | 94.46%
| 21 | 9 | 2017-09-06 21:00 | 0 | 0 | 0 | 0 | 0 | 0 | 0 | 0 | 0 | 0 | 0 | 0 | 0 | 0 | 0 | 0 | 0 | 5974 | 22 | 8 | 2017-08-06 22:00 | WEEKEND | 38.5765 | 2.3 | 0 | 0 | 0 | 0 | 2833.8455 | 0 | 0 | NA | 94.46%
| 22 | 9 | 2017-09-06 22:00 | 0 | 0 | 0 | 0 | 0 | 0 | 0 | 0 | 0 | 0 | 0 | 0 | 0 | 0 | 0 | 0 | 0 | 5975 | 23 | 8 | 2017-08-06 23:00 | WEEKEND | 27.6847 | 2.3 | 0 | 0 | 0 | 0 | 2833.8455 | 0 | 0 | NA | 94.46%
| 23 | 9 | 2017-09-06 23:00 | 0 | 0 | 0 | 0 | 0 | 0 | 0 | 0 | 0 | 0 | 0 | 0 | 0 | 0 | 0 | 0 | 0 | 5976 | 0 | 8 | 2017-08-07 | WEEKDAY | 24.9513 | 2.3 | 0 | 0 | 0 | 0 | 2833.8455 | 0 | 0 | NA | 94.46%
| 0 | 9 | 2017-09-07 | 0 | 0 | 0 | 0 | 0 | 0 | 0 | 0 | 0 | 0 | 0 | 0 | 0 | 0 | 0 | 0 | 0 | 5977 | 1 | 8 | 2017-08-07 01:00 | WEEKDAY | 23.5094 | 2.3 | 0 | 0 | 0 | 0 | 2833.8455 | 0 | 0 | NA | 94.46%
| 1 | 9 | 2017-09-07 01:00 | 0 | 0 | 0 | 0 | 0 | 0 | 0 | 0 | 0 | 0 | 0 | 0 | 0 | 0 | 0 | 0 | 0 | 5978 | 2 | 8 | 2017-08-07 02:00 | WEEKDAY | 22.7384 | 2.3 | 0 | 0 | 0 | 0 | 2833.8455 | 0 | 0 | NA | 94.46%
| 2 | 9 | 2017-09-07 02:00 | 0 | 0 | 0 | 0 | 0 | 0 | 0 | 0 | 0 | 0 | 0 | 0 | 0 | 0 | 0 | 0 | 0 | 5979 | 3 | 8 | 2017-08-07 03:00 | WEEKDAY | 22.6326 | 2.3 | 0 | 0 | 0 | 0 | 2833.8455 | 0 | 0 | NA | 94.46%
| 3 | 9 | 2017-09-07 03:00 | 0 | 0 | 0 | 0 | 0 | 0 | 0 | 0 | 0 | 0 | 0 | 0 | 0 | 0 | 0 | 0 | 0 | 5980 | 4 | 8 | 2017-08-07 04:00 | WEEKDAY | 22.7412 | 2.3 | 0 | 0 | 0 | 0 | 2833.8455 | 0 | 0 | NA | 94.46%
| 4 | 9 | 2017-09-07 04:00 | 0 | 0 | 0 | 0 | 0 | 0 | 0 | 0 | 0 | 0 | 0 | 0 | 0 | 0 | 0 | 0 | 0 | 5981 | 5 | 8 | 2017-08-07 05:00 | WEEKDAY | 23.3396 | 2.3 | 0 | 0 | 0 | 0 | 2833.8455 | 0 | 0 | NA | 94.46%
| 5 | 9 | 2017-09-07 05:00 | 0 | 0 | 0 | 0 | 0 | 0 | 0 | 0 | 0 | 0 | 0 | 0 | 0 | 0 | 0 | 0 | 0 | 5982 | 6 | 8 | 2017-08-07 06:00 | WEEKDAY | 24.1246 | 2.05 | 0 | 0 | 0 | 0 | 2833.8455 | 0 | 0 | NA | 94.46%
| 6 | 9 | 2017-09-07 06:00 | 323.2872 | 78.5182 | 9.1186 | 36.6173 | 30.6259 | 39.6557 | 0 | 0 | 0 | 19.8278 | 39.8179 | 8.4817 | 10.055 | 13.5717 | 323.2872 | 30.6259 | 323.2872 | 5983 | 7 | 8 | 2017-08-07 07:00 | WEEKDAY | 25.2797 | 2.05 | 0 | 0 | 0 | 0 | 2833.8455 | 0 | 0 | NA | 94.46%
| 7 | 9 | 2017-09-07 07:00 | 740.2841 | 1008.627 | 122.4669 | 461.7714 | 344.8611 | 509.4076 | 499.912 | 1092.1914 | 0 | 254.7038 | 104.8285 | 129.4338 | 26.4718 | 163.2842 | 740.2841 | 344.8611 | 740.2841 | 5984 | 8 | 8 | 2017-08-07 08:00 | WEEKDAY | 24.0968 | 2.05 | 519.167 | 503.592 | 0 | 503.592 | 2833.8455 | 0 | 0 | NA | 94.46%
| 8 | 9 | 2017-09-07 08:00 | 902.0812 | 1622.8431 | 140.3697 | 747.0127 | 823.5235 | 819.6178 | 679.239 | 1556.3087 | 0 | 409.8089 | 644.4399 | 211.5227 | 162.7374 | 462.9659 | 902.0812 | 823.5235 | 902.0812 | 5985 | 9 | 8 | 2017-08-07 09:00 | WEEKDAY | 23.5929 | 1.95 | 706.29 | 685.1013 | 0 | 685.1013 | 2833.8455 | 0 | 0 | NA | 94.46%
| 9 | 9 | 2017-09-07 09:00 | 943.26 | 1759.1528 | 113.138 | 848.4791 | 1220.8503 | 888.461 | 716.41 | 1708.4932 | 0 | 444.2305 | 900.6834 | 234.128 | 227.4453 | 520.9406 | 943.26 | 1220.8503 | 943.26 | 5986 | 10 | 8 | 2017-08-07 10:00 | WEEKDAY | 23.5317 | 1.95 | 745.2 | 722.844 | 0 | 722.844 | 2833.8455 | 0 | 0 | NA | 94.46%
| 10 | 9 | 2017-09-07 10:00 | 866.0532 | 1845.8848 | 278.7005 | 565.7578 | 1573.1263 | 932.2651 | 803.864 | 1711.7932 | 0 | 466.1325 | 980.1697 | 237.8648 | 247.5176 | 625.8505 | 866.0532 | 1573.1263 | 866.0532 | 5987 | 11 | 8 | 2017-08-07 11:00 | WEEKDAY | 23.9799 | 1.95 | 837.151 | 812.0365 | 0 | 812.0365 | 2833.8455 | 0 | 0 | NA | 94.46%
| 11 | 9 | 2017-09-07 11:00 | 849.0916 | 1435.3676 | 208.9626 | 770.3566 | 1441.6098 | 724.9331 | 849.495 | 1719.4617 | 263.614 | 362.4666 | 632.631 | 239.8971 | 159.7553 | 577.9744 | 849.0916 | 1441.6098 | 849.0916 | 5988 | 12 | 8 | 2017-08-07 12:00 | WEEKDAY | 25.9617 | 1.95 | 885.047 | 858.4956 | 0 | 858.4956 | 2833.8455 | 0 | 0 | NA | 94.46%
| 12 | 9 | 2017-09-07 12:00 | 863.625 | 1328.3419 | 278.8449 | 819.2644 | 1366.5781 | 670.8797 | 873.975 | 1781.861 | 489.0653 | 335.4399 | 436.0255 | 220.3132 | 110.1074 | 714.3004 | 863.625 | 1366.5781 | 863.625 | 5989 | 13 | 8 | 2017-08-07 13:00 | WEEKDAY | 27.8573 | 1.95 | 911.114 | 883.7806 | 0 | 883.7806 | 2833.8455 | 0 | 0 | NA | 94.46%
| 13 | 9 | 2017-09-07 13:00 | 871.7295 | 667.2695 | 222.8039 | 676.2609 | 1253.8065 | 337.0048 | 872.205 | 1711.4767 | 471.4307 | 168.5024 | 594.0351 | 221.5258 | 150.0089 | 471.8732 | 871.7295 | 1253.8065 | 871.7295 | 5990 | 14 | 8 | 2017-08-07 14:00 | WEEKDAY | 26.9693 | 0 | 909.231 | 881.9541 | 0 | 881.9541 | 2833.8455 | 0 | 0 | NA | 94.46%
| 14 | 9 | 2017-09-07 14:00 | 848.5057 | 1429.7943 | 205.7512 | 530.683 | 1618.3785 | 722.1183 | 884.146 | 1652.545 | 990 | 361.0592 | 780.426 | 226.2967 | 197.0773 | 225.8447 | 848.5057 | 1618.3785 | 848.5057 | 5991 | 15 | 8 | 2017-08-07 15:00 | WEEKDAY | 27.3451 | 0 | 921.864 | 894.2081 | 95.7919 | 990 | 2833.8455 | 0 | 0 | NA | 94.46%
| 15 | 9 | 2017-09-07 15:00 | 814.2363 | 1610.3675 | 181.4639 | 305.1862 | 1428.4711 | 813.3169 | 903.187 | 1773.2491 | 990 | 406.6585 | 531.966 | 231.5197 | 134.3349 | 172.9041 | 814.2363 | 1428.4711 | 814.2363 | 5992 | 16 | 8 | 2017-08-07 16:00 | WEEKDAY | 28.0104 | 0 | 942.037 | 913.7759 | 76.2241 | 990 | 2735.0909 | 0 | 0 | NA | 91.17%
| 16 | 9 | 2017-09-07 16:00 | 597.7429 | 1502.4105 | 130.1911 | 535.6996 | 1090.7308 | 758.7932 | 501.022 | 1588.5611 | 990 | 379.3966 | 247.2091 | 200.0315 | 62.4265 | 537.2263 | 597.7429 | 1090.7308 | 597.7429 | 5993 | 17 | 8 | 2017-08-07 17:00 | WEEKDAY | 28.2442 | 0 | 520.155 | 504.5503 | 485.4497 | 990 | 2656.5094 | 0 | 0 | NA | 88.55%
| 17 | 9 | 2017-09-07 17:00 | 113.1962 | 1107.8563 | 95.1307 | 306.3803 | 710.6902 | 559.5234 | 317.753 | 1041.2368 | 990 | 279.7617 | 91.2595 | 124.5324 | 23.0453 | 181.6444 | 113.1962 | 710.6902 | 113.1962 | 5994 | 18 | 8 | 2017-08-07 18:00 | WEEKDAY | 27.5539 | 0 | 330.479 | 320.5646 | 669.4354 | 990 | 2156.0458 | 0 | 0 | NA | 71.87%
| 18 | 9 | 2017-09-07 18:00 | 0 | 131.9564 | 24.2012 | 13.4198 | 61.7423 | 66.6447 | 302.98 | 94.9826 | 0 | 33.3223 | 15.5166 | 25.2592 | 3.9183 | 10.9197 | 0 | 61.7423 | 0 | 5995 | 19 | 8 | 2017-08-07 19:00 | WEEKDAY | 25.7168 | 0 | 315.289 | 0 | 0 | 0 | 1465.9062 | 0 | 0 | NA | 48.86%
| 19 | 9 | 2017-09-07 19:00 | 0 | 0 | 0 | 0 | 0 | 0 | 0 | 0 | 0 | 0 | 0 | 0 | 0 | 0 | 0 | 0 | 0 | 5996 | 20 | 8 | 2017-08-07 20:00 | WEEKDAY | 23.6263 | 2.06 | 0 | 0 | 0 | 0 | 1781.1952 | 0 | 0 | NA | 59.37%
| 20 | 9 | 2017-09-07 20:00 | 0 | 0 | 0 | 0 | 0 | 0 | 0 | 0 | 0 | 0 | 0 | 0 | 0 | 0 | 0 | 0 | 0 | 5997 | 21 | 8 | 2017-08-07 21:00 | WEEKDAY | 27.9992 | 2.06 | 0 | 0 | 0 | 0 | 1781.1952 | 0 | 0 | NA | 59.37%
| 21 | 9 | 2017-09-07 21:00 | 0 | 0 | 0 | 0 | 0 | 0 | 0 | 0 | 0 | 0 | 0 | 0 | 0 | 0 | 0 | 0 | 0 | 5998 | 22 | 8 | 2017-08-07 22:00 | WEEKDAY | 26.4265 | 2.06 | 0 | 0 | 0 | 0 | 1781.1952 | 0 | 0 | NA | 59.37%
| 22 | 9 | 2017-09-07 22:00 | 0 | 0 | 0 | 0 | 0 | 0 | 0 | 0 | 0 | 0 | 0 | 0 | 0 | 0 | 0 | 0 | 0 | 5999 | 23 | 8 | 2017-08-07 23:00 | WEEKDAY | 23.9687 | 2.3 | 0 | 0 | 0 | 0 | 1781.1952 | 0 | 0 | NA | 59.37%
| 23 | 9 | 2017-09-07 23:00 | 0 | 0 | 0 | 0 | 0 | 0 | 0 | 0 | 0 | 0 | 0 | 0 | 0 | 0 | 0 | 0 | 0 | 6000 | 0 | 8 | 2017-08-08 | WEEKDAY | 23.245 | 2.3 | 0 | 0 | 0 | 0 | 1781.1952 | 0 | 0 | NA | 59.37%
| 0 | 9 | 2017-09-08 | 0 | 0 | 0 | 0 | 0 | 0 | 0 | 0 | 0 | 0 | 0 | 0 | 0 | 0 | 0 | 0 | 0 | 6001 | 1 | 8 | 2017-08-08 01:00 | WEEKDAY | 21.7308 | 2.3 | 0 | 0 | 0 | 0 | 1781.1952 | 0 | 0 | NA | 59.37%
| 1 | 9 | 2017-09-08 01:00 | 0 | 0 | 0 | 0 | 0 | 0 | 0 | 0 | 0 | 0 | 0 | 0 | 0 | 0 | 0 | 0 | 0 | 6002 | 2 | 8 | 2017-08-08 02:00 | WEEKDAY | 20.4838 | 2.3 | 0 | 0 | 0 | 0 | 1781.1952 | 0 | 0 | NA | 59.37%
| 2 | 9 | 2017-09-08 02:00 | 0 | 0 | 0 | 0 | 0 | 0 | 0 | 0 | 0 | 0 | 0 | 0 | 0 | 0 | 0 | 0 | 0 | 6003 | 3 | 8 | 2017-08-08 03:00 | WEEKDAY | 20.0857 | 2.3 | 0 | 0 | 0 | 0 | 1781.1952 | 0 | 0 | NA | 59.37%
| 3 | 9 | 2017-09-08 03:00 | 0 | 0 | 0 | 0 | 0 | 0 | 0 | 0 | 0 | 0 | 0 | 0 | 0 | 0 | 0 | 0 | 0 | 6004 | 4 | 8 | 2017-08-08 04:00 | WEEKDAY | 19.8992 | 2.3 | 0 | 0 | 0 | 0 | 1781.1952 | 0 | 0 | NA | 59.37%
| 4 | 9 | 2017-09-08 04:00 | 0 | 0 | 0 | 0 | 0 | 0 | 0 | 0 | 0 | 0 | 0 | 0 | 0 | 0 | 0 | 0 | 0 | 6005 | 5 | 8 | 2017-08-08 05:00 | WEEKDAY | 20.1943 | 2.3 | 0 | 0 | 0 | 0 | 1781.1952 | 0 | 0 | NA | 59.37%
| 5 | 9 | 2017-09-08 05:00 | 0 | 0 | 0 | 0 | 0 | 0 | 0 | 0 | 0 | 0 | 0 | 0 | 0 | 0 | 0 | 0 | 0 | 6006 | 6 | 8 | 2017-08-08 06:00 | WEEKDAY | 20.8818 | 2.05 | 0 | 0 | 0 | 0 | 1781.1952 | 0 | 0 | NA | 59.37%
| 6 | 9 | 2017-09-08 06:00 | 425.3424 | 63.5084 | 12.1477 | 7.2159 | 44.5351 | 32.0749 | 0 | 0 | 0 | 16.0375 | 4.084 | 8.4554 | 1.0313 | 35.5693 | 425.3424 | 44.5351 | 425.3424 | 6007 | 7 | 8 | 2017-08-08 07:00 | WEEKDAY | 22.1789 | 2.05 | 0 | 0 | 0 | 0 | 1781.1952 | 0 | 0 | NA | 59.37%
| 7 | 9 | 2017-09-08 07:00 | 871.8458 | 61.9346 | 94.9873 | 54.8941 | 370.7188 | 31.2801 | 364.945 | 920.86 | 0 | 15.64 | 28.8382 | 113.9626 | 7.2824 | 592.0954 | 871.8458 | 370.7188 | 871.8458 | 6008 | 8 | 8 | 2017-08-08 08:00 | WEEKDAY | 22.4155 | 2.05 | 379.308 | 0 | 0 | 0 | 1781.1952 | 0 | 0 | NA | 59.37%
| 8 | 9 | 2017-09-08 08:00 | 906.1781 | 709.7892 | 217.1544 | 134.0702 | 1056.1228 | 358.4794 | 679.717 | 1632.3023 | 0 | 179.2397 | 107.3279 | 203.0997 | 27.103 | 848.0538 | 906.1781 | 1056.1228 | 906.1781 | 6009 | 9 | 8 | 2017-08-08 09:00 | WEEKDAY | 23.3898 | 1.95 | 706.853 | 0 | 0 | 0 | 2160.5032 | 0 | 0 | NA | 72.02%
| 9 | 9 | 2017-09-08 09:00 | 905.8828 | 1445.315 | 372.4971 | 189.3296 | 782.1238 | 729.9571 | 532.47 | 1755.4273 | 894.5738 | 364.9785 | 153.6861 | 230.5263 | 38.8096 | 890.1628 | 905.8828 | 782.1238 | 905.8828 | 6010 | 10 | 8 | 2017-08-08 10:00 | WEEKDAY | 23.5818 | 1.95 | 552.962 | 536.3731 | 0 | 536.3731 | 2867.3562 | 0 | 0 | NA | 95.58%
| 10 | 9 | 2017-09-08 10:00 | 913.7546 | 1766.2071 | 449.0453 | 308.7274 | 378.3913 | 892.0238 | 680.538 | 1727.1716 | 886.2327 | 446.0119 | 345.3881 | 236.1796 | 87.2192 | 901.7359 | 913.7546 | 378.3913 | 913.7546 | 6011 | 11 | 8 | 2017-08-08 11:00 | WEEKDAY | 23.8908 | 1.95 | 707.607 | 686.3788 | 0 | 686.3788 | 2867.3562 | 0 | 0 | NA | 95.58%
| 11 | 9 | 2017-09-08 11:00 | 895.6231 | 790.6064 | 392.7081 | 353.7327 | 1067.967 | 399.2962 | 750.348 | 1727.6638 | 850.4368 | 199.6481 | 439.8615 | 228.8407 | 111.0761 | 945.1722 | 895.6231 | 1067.967 | 895.6231 | 6012 | 12 | 8 | 2017-08-08 12:00 | WEEKDAY | 25.533 | 1.95 | 780.892 | 757.4652 | 0 | 757.4652 | 2867.3562 | 0 | 0 | NA | 95.58%
| 12 | 9 | 2017-09-08 12:00 | 912.0644 | 1656.5156 | 385.3166 | 617.7906 | 867.8054 | 836.6241 | 887.105 | 1706.4261 | 819.1165 | 418.312 | 468.8227 | 229.0225 | 118.3896 | 814.1126 | 912.0644 | 867.8054 | 912.0644 | 6013 | 13 | 8 | 2017-08-08 13:00 | WEEKDAY | 28.4251 | 1.95 | 925.184 | 897.4285 | 0 | 897.4285 | 2867.3562 | 0 | 0 | NA | 95.58%
| 13 | 9 | 2017-09-08 13:00 | 928.8436 | 1692.2847 | 342.131 | 350.8233 | 765.3366 | 854.6893 | 757.895 | 973.8651 | 822.5765 | 427.3446 | 551.7537 | 215.3325 | 139.3317 | 896.3388 | 928.8436 | 765.3366 | 928.8436 | 6014 | 14 | 8 | 2017-08-08 14:00 | WEEKDAY | 32.8982 | 0 | 788.747 | 765.0846 | 0 | 765.0846 | 2867.3562 | 0 | 0 | NA | 95.58%
| 14 | 9 | 2017-09-08 14:00 | 956.5165 | 670.4117 | 469.4915 | 302.2974 | 1343.8944 | 338.5917 | 675.095 | 1746.8404 | 990 | 169.2959 | 470.8403 | 223.4722 | 118.8991 | 890.9187 | 956.5165 | 1343.8944 | 956.5165 | 6015 | 15 | 8 | 2017-08-08 15:00 | WEEKDAY | 33.8947 | 0 | 701.831 | 680.7761 | 309.2239 | 990 | 2867.3562 | 0 | 0 | NA | 95.58%
| 15 | 9 | 2017-09-08 15:00 | 876.8574 | 1818.8655 | 603.4991 | 235.1868 | 1420.0367 | 918.6189 | 623.626 | 1730.6622 | 990 | 459.3095 | 331.2821 | 216.7485 | 83.6571 | 834.6846 | 876.8574 | 1420.0367 | 876.8574 | 6016 | 16 | 8 | 2017-08-08 16:00 | WEEKDAY | 53.7271 | 0 | 647.972 | 628.5328 | 361.4672 | 990 | 2548.5687 | 0 | 0 | NA | 84.95%
| 16 | 9 | 2017-09-08 16:00 | 757.0972 | 1614.3924 | 546.2774 | 698.064 | 1182.1319 | 815.3497 | 899.365 | 1578.869 | 990 | 407.6748 | 333.2043 | 181.9862 | 84.1425 | 760.2014 | 757.0972 | 1182.1319 | 757.0972 | 6017 | 17 | 8 | 2017-08-08 17:00 | WEEKDAY | 52.4411 | 0 | 938.201 | 910.055 | 79.945 | 990 | 2175.9221 | 0 | 0 | NA | 72.53%
| 17 | 9 | 2017-09-08 17:00 | 162.1007 | 1079.4449 | 284.9543 | 332.894 | 822.3321 | 545.1742 | 213.742 | 1002.4768 | 990 | 272.5871 | 229.219 | 88.3932 | 57.8836 | 478.8163 | 162.1007 | 822.3321 | 162.1007 | 6018 | 18 | 8 | 2017-08-08 18:00 | WEEKDAY | 47.1887 | 0 | 223.528 | 216.8222 | 773.1778 | 990 | 2093.5046 | 0 | 0 | NA | 69.78%
| 18 | 9 | 2017-09-08 18:00 | 0 | 105.125 | 79.6362 | 19.2167 | 69.5994 | 53.0934 | 487.441 | 69.9873 | 0 | 26.5467 | 56.464 | 15.9228 | 14.2586 | 37.4204 | 0 | 69.5994 | 0 | 6019 | 19 | 8 | 2017-08-08 19:00 | WEEKDAY | 32.9232 | 0 | 506.154 | 0 | 0 | 0 | 1296.414 | 0 | 0 | NA | 43.21%
| 19 | 9 | 2017-09-08 19:00 | 0 | 0 | 0 | 0 | 0 | 0 | 0 | 0 | 0 | 0 | 0 | 0 | 0 | 0 | 0 | 0 | 0 | 6020 | 20 | 8 | 2017-08-08 20:00 | WEEKDAY | 30.4125 | 2.06 | 0 | 0 | 0 | 0 | 1802.568 | 0 | 0 | NA | 60.09%
| 20 | 9 | 2017-09-08 20:00 | 0 | 0 | 0 | 0 | 0 | 0 | 0 | 0 | 0 | 0 | 0 | 0 | 0 | 0 | 0 | 0 | 0 | 6021 | 21 | 8 | 2017-08-08 21:00 | WEEKDAY | 29.3353 | 2.06 | 0 | 0 | 0 | 0 | 1802.568 | 0 | 0 | NA | 60.09%
| 21 | 9 | 2017-09-08 21:00 | 0 | 0 | 0 | 0 | 0 | 0 | 0 | 0 | 0 | 0 | 0 | 0 | 0 | 0 | 0 | 0 | 0 | 6022 | 22 | 8 | 2017-08-08 22:00 | WEEKDAY | 34.9719 | 2.06 | 0 | 0 | 0 | 0 | 1802.568 | 0 | 0 | NA | 60.09%
| 22 | 9 | 2017-09-08 22:00 | 0 | 0 | 0 | 0 | 0 | 0 | 0 | 0 | 0 | 0 | 0 | 0 | 0 | 0 | 0 | 0 | 0 | 6023 | 23 | 8 | 2017-08-08 23:00 | WEEKDAY | 24.1079 | 2.3 | 0 | 0 | 0 | 0 | 1802.568 | 0 | 0 | NA | 60.09%
| 23 | 9 | 2017-09-08 23:00 | 0 | 0 | 0 | 0 | 0 | 0 | 0 | 0 | 0 | 0 | 0 | 0 | 0 | 0 | 0 | 0 | 0 | 6024 | 0 | 8 | 2017-08-09 | WEEKDAY | 22.6382 | 2.3 | 0 | 0 | 0 | 0 | 1802.568 | 0 | 0 | NA | 60.09%
| 0 | 9 | 2017-09-09 | 0 | 0 | 0 | 0 | 0 | 0 | 0 | 0 | 0 | 0 | 0 | 0 | 0 | 0 | 0 | 0 | 0 | 6025 | 1 | 8 | 2017-08-09 01:00 | WEEKDAY | 21.5053 | 2.3 | 0 | 0 | 0 | 0 | 1802.568 | 0 | 0 | NA | 60.09%
| 1 | 9 | 2017-09-09 01:00 | 0 | 0 | 0 | 0 | 0 | 0 | 0 | 0 | 0 | 0 | 0 | 0 | 0 | 0 | 0 | 0 | 0 | 6026 | 2 | 8 | 2017-08-09 02:00 | WEEKDAY | 20.5868 | 2.3 | 0 | 0 | 0 | 0 | 1802.568 | 0 | 0 | NA | 60.09%
| 2 | 9 | 2017-09-09 02:00 | 0 | 0 | 0 | 0 | 0 | 0 | 0 | 0 | 0 | 0 | 0 | 0 | 0 | 0 | 0 | 0 | 0 | 6027 | 3 | 8 | 2017-08-09 03:00 | WEEKDAY | 20.0885 | 2.3 | 0 | 0 | 0 | 0 | 1802.568 | 0 | 0 | NA | 60.09%
| 3 | 9 | 2017-09-09 03:00 | 0 | 0 | 0 | 0 | 0 | 0 | 0 | 0 | 0 | 0 | 0 | 0 | 0 | 0 | 0 | 0 | 0 | 6028 | 4 | 8 | 2017-08-09 04:00 | WEEKDAY | 19.696 | 2.3 | 0 | 0 | 0 | 0 | 1802.568 | 0 | 0 | NA | 60.09%
| 4 | 9 | 2017-09-09 04:00 | 0 | 0 | 0 | 0 | 0 | 0 | 0 | 0 | 0 | 0 | 0 | 0 | 0 | 0 | 0 | 0 | 0 | 6029 | 5 | 8 | 2017-08-09 05:00 | WEEKDAY | 19.7573 | 2.3 | 0 | 0 | 0 | 0 | 1802.568 | 0 | 0 | NA | 60.09%
| 5 | 9 | 2017-09-09 05:00 | 0 | 0 | 0 | 0 | 0 | 0 | 0 | 0 | 0 | 0 | 0 | 0 | 0 | 0 | 0 | 0 | 0 | 6030 | 6 | 8 | 2017-08-09 06:00 | WEEKDAY | 20.5701 | 2.05 | 0 | 0 | 0 | 0 | 1802.568 | 0 | 0 | NA | 60.09%
| 6 | 9 | 2017-09-09 06:00 | 379.5451 | 92.9709 | 14.7154 | 7.2479 | 72.3251 | 46.955 | 0 | 0 | 0 | 23.4775 | 36.1931 | 10.2515 | 9.1397 | 17.5438 | 379.5451 | 72.3251 | 379.5451 | 6031 | 7 | 8 | 2017-08-09 07:00 | WEEKDAY | 21.5944 | 2.05 | 0 | 0 | 0 | 0 | 1802.568 | 0 | 0 | NA | 60.09%
| 7 | 9 | 2017-09-09 07:00 | 800.4873 | 1069.2181 | 57.188 | 93.7948 | 954.4111 | 540.0091 | 24.6286 | 86.1163 | 0 | 270.0046 | 392.6466 | 128.9823 | 99.1532 | 518.9343 | 800.4873 | 954.4111 | 800.4873 | 6032 | 8 | 8 | 2017-08-09 08:00 | WEEKDAY | 22.0119 | 2.05 | 30.254 | 0 | 0 | 0 | 1802.568 | 0 | 0 | NA | 60.09%
| 8 | 9 | 2017-09-09 08:00 | 903.1238 | 1680.5564 | 122.426 | 106.8776 | 1697.5419 | 848.7659 | 28.2691 | 1391.602 | 0 | 424.3829 | 700.8433 | 214.2026 | 176.9806 | 378.1093 | 903.1238 | 1697.5419 | 903.1238 | 6033 | 9 | 8 | 2017-08-09 09:00 | WEEKDAY | 22.9945 | 1.95 | 33.9357 | 0 | 0 | 0 | 1832.822 | 0 | 0 | NA | 61.09%
| 9 | 9 | 2017-09-09 09:00 | 927.6364 | 1872.0667 | 352.1281 | 154.3926 | 1903.2911 | 945.4882 | 62.356 | 1749.1556 | 0 | 472.7441 | 854.747 | 235.4468 | 215.8452 | 675.4972 | 927.6364 | 1903.2911 | 927.6364 | 6034 | 10 | 8 | 2017-08-09 10:00 | WEEKDAY | 24.222 | 1.95 | 68.6718 | 0 | 0 | 0 | 1866.7577 | 0 | 0 | NA | 62.23%
| 10 | 9 | 2017-09-09 10:00 | 867.9082 | 1874.4304 | 446.6719 | 242.7132 | 1912.8784 | 946.682 | 300.318 | 1726.3634 | 0 | 473.341 | 917.4648 | 237.9035 | 231.683 | 814.8145 | 867.9082 | 1912.8784 | 867.9082 | 6035 | 11 | 8 | 2017-08-09 11:00 | WEEKDAY | 26.4488 | 1.95 | 312.509 | 0 | 0 | 0 | 1935.4295 | 0 | 0 | NA | 64.51%
| 11 | 9 | 2017-09-09 11:00 | 918.7874 | 1838.9838 | 498.0033 | 282.4959 | 1918.5193 | 928.7797 | 520.621 | 1670.1444 | 855.8892 | 464.3898 | 915.0021 | 233.0275 | 231.0611 | 862.5034 | 918.7874 | 1918.5193 | 918.7874 | 6036 | 12 | 8 | 2017-08-09 12:00 | WEEKDAY | 32.2997 | 1.95 | 540.552 | 0 | 0 | 0 | 2247.9385 | 0 | 0 | NA | 74.93%
| 12 | 9 | 2017-09-09 12:00 | 886.9192 | 540.9088 | 483.9967 | 344.6425 | 1897.6923 | 273.1863 | 855.592 | 1671.0574 | 989.6974 | 136.5931 | 848.2527 | 223.5193 | 214.2052 | 813.4376 | 886.9192 | 1897.6923 | 886.9192 | 6037 | 13 | 8 | 2017-08-09 13:00 | WEEKDAY | 40.6976 | 1.95 | 891.752 | 864.9994 | 0 | 864.9994 | 2788.4905 | 0 | 0 | NA | 92.95%
| 13 | 9 | 2017-09-09 13:00 | 905.0545 | 701.9953 | 652.551 | 519.7531 | 1913.8827 | 354.5431 | 857.112 | 1679.9977 | 989.8842 | 177.2715 | 874.3335 | 216.1064 | 220.7913 | 860.3701 | 905.0545 | 1913.8827 | 905.0545 | 6038 | 14 | 8 | 2017-08-09 14:00 | WEEKDAY | 294.6084 | 0 | 893.362 | 866.5611 | 0 | 866.5611 | 2788.4905 | 0 | 0 | NA | 92.95%
| 14 | 9 | 2017-09-09 14:00 | 284.2478 | 1764.0687 | 573.8602 | 236.3438 | 1897.2465 | 890.9438 | 893.295 | 1754.5417 | 989.9763 | 445.4719 | 827.8839 | 230.7558 | 209.0616 | 852.1605 | 284.2478 | 1897.2465 | 284.2478 | 6039 | 15 | 8 | 2017-08-09 15:00 | WEEKDAY | 173.7516 | 0 | 931.769 | 903.8159 | 86.1841 | 990 | 2788.4905 | 0 | 0 | NA | 92.95%
| 15 | 9 | 2017-09-09 15:00 | 696.6553 | 1853.0381 | 690.2674 | 368.3814 | 1867.9033 | 935.8778 | 911.18 | 1572.344 | 990.3034 | 467.9389 | 779.3956 | 220.9472 | 196.8171 | 922.4769 | 696.6553 | 1867.9033 | 696.6553 | 6040 | 16 | 8 | 2017-08-09 16:00 | WEEKDAY | 487.9448 | 0 | 950.722 | 922.2003 | 67.7997 | 990 | 2699.641 | 0 | 0 | NA | 89.99%
| 16 | 9 | 2017-09-09 16:00 | 47.7023 | 1462.7079 | 719.9927 | 266.9843 | 1667.2803 | 738.7414 | 893.285 | 1101.9179 | 833.3862 | 369.3707 | 837.2028 | 200.458 | 211.4149 | 502.0617 | 47.7023 | 1667.2803 | 47.7023 | 6041 | 17 | 8 | 2017-08-09 17:00 | WEEKDAY | 249.1901 | 0 | 931.774 | 903.8208 | 86.1792 | 990 | 2629.7444 | 0 | 0 | NA | 87.66%
| 17 | 9 | 2017-09-09 17:00 | 12.3288 | 1161.0532 | 620.3927 | 65.182 | 1079.1106 | 586.3905 | 288.154 | 934.3496 | 0 | 293.1952 | 614.1099 | 135.5262 | 155.0782 | 198.3178 | 12.3288 | 1079.1106 | 12.3288 | 6042 | 18 | 8 | 2017-08-09 18:00 | WEEKDAY | 59.0269 | 0 | 300.02 | 291.0194 | 698.9806 | 990 | 2540.8998 | 0 | 0 | NA | 84.7%
| 18 | 9 | 2017-09-09 18:00 | 0 | 145.7273 | 120.2751 | 18.1029 | 82.8078 | 73.5996 | 371.135 | 14.753 | 0 | 36.7998 | 100.8451 | 15.046 | 25.4659 | 15.1221 | 0 | 82.8078 | 0 | 6043 | 19 | 8 | 2017-08-09 19:00 | WEEKDAY | 42.1144 | 0 | 385.639 | 0 | 0 | 0 | 1820.3013 | 0 | 0 | NA | 60.68%
| 19 | 9 | 2017-09-09 19:00 | 0 | 0 | 0 | 0 | 0 | 0 | 0 | 0 | 0 | 0 | 0 | 0 | 0 | 0 | 0 | 0 | 0 | 6044 | 20 | 8 | 2017-08-09 20:00 | WEEKDAY | 32.6393 | 2.06 | 0 | 0 | 0 | 0 | 2205.9403 | 0 | 0 | NA | 73.53%
| 20 | 9 | 2017-09-09 20:00 | 0 | 0 | 0 | 0 | 0 | 0 | 0 | 0 | 0 | 0 | 0 | 0 | 0 | 0 | 0 | 0 | 0 | 6045 | 21 | 8 | 2017-08-09 21:00 | WEEKDAY | 32.4834 | 2.06 | 0 | 0 | 0 | 0 | 2205.9403 | 0 | 0 | NA | 73.53%
| 21 | 9 | 2017-09-09 21:00 | 0 | 0 | 0 | 0 | 0 | 0 | 0 | 0 | 0 | 0 | 0 | 0 | 0 | 0 | 0 | 0 | 0 | 6046 | 22 | 8 | 2017-08-09 22:00 | WEEKDAY | 29.0681 | 2.06 | 0 | 0 | 0 | 0 | 2205.9403 | 0 | 0 | NA | 73.53%
| 22 | 9 | 2017-09-09 22:00 | 0 | 0 | 0 | 0 | 0 | 0 | 0 | 0 | 0 | 0 | 0 | 0 | 0 | 0 | 0 | 0 | 0 | 6047 | 23 | 8 | 2017-08-09 23:00 | WEEKDAY | 23.6709 | 2.3 | 0 | 0 | 0 | 0 | 2205.9403 | 0 | 0 | NA | 73.53%
| 23 | 9 | 2017-09-09 23:00 | 0 | 0 | 0 | 0 | 0 | 0 | 0 | 0 | 0 | 0 | 0 | 0 | 0 | 0 | 0 | 0 | 0 | 6048 | 0 | 8 | 2017-08-10 | WEEKDAY | 21.4858 | 2.3 | 0 | 0 | 0 | 0 | 2205.9403 | 0 | 0 | NA | 73.53%
| 0 | 9 | 2017-09-10 | 0 | 0 | 0 | 0 | 0 | 0 | 0 | 0 | 0 | 0 | 0 | 0 | 0 | 0 | 0 | 0 | 0 | 6049 | 1 | 8 | 2017-08-10 01:00 | WEEKDAY | 20.3669 | 2.3 | 0 | 0 | 0 | 0 | 2205.9403 | 0 | 0 | NA | 73.53%
| 1 | 9 | 2017-09-10 01:00 | 0 | 0 | 0 | 0 | 0 | 0 | 0 | 0 | 0 | 0 | 0 | 0 | 0 | 0 | 0 | 0 | 0 | 6050 | 2 | 8 | 2017-08-10 02:00 | WEEKDAY | 19.71 | 2.3 | 0 | 0 | 0 | 0 | 2205.9403 | 0 | 0 | NA | 73.53%
| 2 | 9 | 2017-09-10 02:00 | 0 | 0 | 0 | 0 | 0 | 0 | 0 | 0 | 0 | 0 | 0 | 0 | 0 | 0 | 0 | 0 | 0 | 6051 | 3 | 8 | 2017-08-10 03:00 | WEEKDAY | 18.8749 | 2.3 | 0 | 0 | 0 | 0 | 2205.9403 | 0 | 0 | NA | 73.53%
| 3 | 9 | 2017-09-10 03:00 | 0 | 0 | 0 | 0 | 0 | 0 | 0 | 0 | 0 | 0 | 0 | 0 | 0 | 0 | 0 | 0 | 0 | 6052 | 4 | 8 | 2017-08-10 04:00 | WEEKDAY | 18.7608 | 2.3 | 0 | 0 | 0 | 0 | 2205.9403 | 0 | 0 | NA | 73.53%
| 4 | 9 | 2017-09-10 04:00 | 0 | 0 | 0 | 0 | 0 | 0 | 0 | 0 | 0 | 0 | 0 | 0 | 0 | 0 | 0 | 0 | 0 | 6053 | 5 | 8 | 2017-08-10 05:00 | WEEKDAY | 19.3342 | 2.3 | 0 | 0 | 0 | 0 | 2205.9403 | 0 | 0 | NA | 73.53%
| 5 | 9 | 2017-09-10 05:00 | 0 | 0 | 0 | 0 | 0 | 0 | 0 | 0 | 0 | 0 | 0 | 0 | 0 | 0 | 0 | 0 | 0 | 6054 | 6 | 8 | 2017-08-10 06:00 | WEEKDAY | 20.1971 | 2.05 | 0 | 0 | 0 | 0 | 2205.9403 | 0 | 0 | NA | 73.53%
| 6 | 9 | 2017-09-10 06:00 | 389.044 | 75.8706 | 3.4333 | 26.8861 | 70.4696 | 38.3185 | 0 | 0 | 0 | 19.1592 | 32.3459 | 8.1639 | 8.1682 | 10.6853 | 389.044 | 70.4696 | 389.044 | 6055 | 7 | 8 | 2017-08-10 07:00 | WEEKDAY | 21.227 | 2.05 | 0 | 0 | 0 | 0 | 2205.9403 | 0 | 0 | NA | 73.53%
| 7 | 9 | 2017-09-10 07:00 | 802.2015 | 1059.3765 | 98.9288 | 261.8883 | 894.2842 | 535.0386 | 513.875 | 960.2816 | 99.8935 | 267.5193 | 467.2661 | 108.1467 | 117.9965 | 54.9239 | 802.2015 | 894.2842 | 802.2015 | 6056 | 8 | 8 | 2017-08-10 08:00 | WEEKDAY | 21.8143 | 2.05 | 533.567 | 0 | 0 | 0 | 2205.9403 | 0 | 0 | NA | 73.53%
| 8 | 9 | 2017-09-10 08:00 | 888.3467 | 1704.1945 | 265.8376 | 475.3838 | 1579.1424 | 860.7043 | 779.996 | 1605.4195 | 185.0256 | 430.3522 | 852.3561 | 202.8305 | 215.2414 | 129.4569 | 888.3467 | 1579.1424 | 888.3467 | 6057 | 9 | 8 | 2017-08-10 09:00 | WEEKDAY | 23.3619 | 1.95 | 811.926 | 787.5682 | 0 | 787.5682 | 2739.5073 | 0 | 0 | NA | 91.32%
| 9 | 9 | 2017-09-10 09:00 | 930.8479 | 1868.4697 | 735.593 | 801.2516 | 1796.3174 | 943.6716 | 877.147 | 1725.3835 | 276.2638 | 471.8358 | 949.9082 | 227.0951 | 239.8758 | 471.136 | 930.8479 | 1796.3174 | 930.8479 | 6058 | 10 | 8 | 2017-08-10 10:00 | WEEKDAY | 25.9617 | 1.95 | 914.541 | 887.1048 | 0 | 887.1048 | 2739.5073 | 0 | 0 | NA | 91.32%
| 10 | 9 | 2017-09-10 10:00 | 904.1953 | 1901.9866 | 843.3726 | 913.9608 | 1857.7211 | 960.5993 | 880.541 | 1723.2551 | 223.1369 | 480.2997 | 966.8706 | 231.441 | 244.1592 | 456.4718 | 904.1953 | 1857.7211 | 904.1953 | 6059 | 11 | 8 | 2017-08-10 11:00 | WEEKDAY | 37.4075 | 1.95 | 918.082 | 890.5395 | 0 | 890.5395 | 2739.5073 | 0 | 0 | NA | 91.32%
| 11 | 9 | 2017-09-10 11:00 | 881.7984 | 1888.4953 | 892.4964 | 911.0804 | 1879.9381 | 953.7855 | 857.071 | 1585.4667 | 76.2725 | 476.8927 | 955.9153 | 218.8514 | 241.3928 | 413.4246 | 881.7984 | 1879.9381 | 881.7984 | 6060 | 12 | 8 | 2017-08-10 12:00 | WEEKDAY | 41.5604 | 1.95 | 893.237 | 866.4399 | 0 | 866.4399 | 2739.5073 | 0 | 0 | NA | 91.32%
| 12 | 9 | 2017-09-10 12:00 | 906.637 | 1840.3565 | 831.8175 | 857.3987 | 1834.3714 | 929.473 | 842.464 | 1515.4038 | 211.46 | 464.7365 | 937.1672 | 218.3568 | 236.6584 | 788.3 | 906.637 | 1834.3714 | 906.637 | 6061 | 13 | 8 | 2017-08-10 13:00 | WEEKDAY | 50.707 | 1.95 | 877.795 | 851.4611 | 0 | 851.4611 | 2739.5073 | 0 | 0 | NA | 91.32%
| 13 | 9 | 2017-09-10 13:00 | 945.5768 | 1845.3864 | 821.6543 | 742.0585 | 1898.7674 | 932.0133 | 844.501 | 1517.6694 | 472.8973 | 466.0067 | 934.1143 | 108.3402 | 235.8875 | 400.7395 | 945.5768 | 1898.7674 | 945.5768 | 6062 | 14 | 8 | 2017-08-10 14:00 | WEEKDAY | 41.3016 | 0 | 879.949 | 853.5505 | 0 | 853.5505 | 2739.5073 | 0 | 0 | NA | 91.32%
| 14 | 9 | 2017-09-10 14:00 | 938.6937 | 1861.9169 | 619.2365 | 693.8067 | 1909.3576 | 940.3621 | 819.729 | 1789.0134 | 532.0954 | 470.181 | 944.1374 | 118.4907 | 238.4185 | 503.651 | 938.6937 | 1909.3576 | 938.6937 | 6063 | 15 | 8 | 2017-08-10 15:00 | WEEKDAY | 46.9326 | 0 | 853.614 | 828.0056 | 161.9944 | 990 | 2739.5073 | 0 | 0 | NA | 91.32%
| 15 | 9 | 2017-09-10 15:00 | 820.6742 | 809.1864 | 897.4308 | 802.6359 | 1853.1376 | 408.68 | 837.425 | 1271.3428 | 564.2519 | 204.34 | 940.7901 | 117.9783 | 237.5733 | 351.7251 | 820.6742 | 1853.1376 | 820.6742 | 6064 | 16 | 8 | 2017-08-10 16:00 | WEEKDAY | 43.6425 | 0 | 872.3 | 846.131 | 143.869 | 990 | 2572.5027 | 0 | 0 | NA | 85.75%
| 16 | 9 | 2017-09-10 16:00 | 507.6849 | 1771.7764 | 597.7463 | 202.1889 | 1564.1869 | 894.8366 | 715.672 | 158.9587 | 356.7641 | 447.4183 | 867.1079 | 51.6008 | 218.9666 | 757.1266 | 507.6849 | 1564.1869 | 507.6849 | 6065 | 17 | 8 | 2017-08-10 17:00 | WEEKDAY | 40.9592 | 0 | 744.206 | 721.8798 | 268.1202 | 990 | 2424.1842 | 0 | 0 | NA | 80.81%
| 17 | 9 | 2017-09-10 17:00 | 108.3905 | 965.494 | 623.7481 | 86.5148 | 932.4356 | 487.6232 | 771.478 | 137.9688 | 210.2252 | 243.8116 | 635.1684 | 69.219 | 160.3961 | 172.7253 | 108.3905 | 932.4356 | 108.3905 | 6066 | 18 | 8 | 2017-08-10 18:00 | WEEKDAY | 60.825 | 0 | 803.045 | 778.9536 | 211.0464 | 990 | 2147.7716 | 0 | 0 | NA | 71.59%
| 18 | 9 | 2017-09-10 18:00 | 0 | 132.4014 | 115.7225 | 18.0632 | 69.7651 | 66.8694 | 443.192 | 4.9619 | 0 | 33.4347 | 94.8374 | 8.4198 | 23.9488 | 15.2803 | 0 | 69.7651 | 0 | 6067 | 19 | 8 | 2017-08-10 19:00 | WEEKDAY | 58.9406 | 0 | 460.162 | 0 | 0 | 0 | 1930.1981 | 0 | 0 | NA | 64.34%
| 19 | 9 | 2017-09-10 19:00 | 0 | 0 | 0 | 0 | 0 | 0 | 0 | 0 | 0 | 0 | 0 | 0 | 0 | 0 | 0 | 0 | 0 | 6068 | 20 | 8 | 2017-08-10 20:00 | WEEKDAY | 35.665 | 2.06 | 0 | 0 | 0 | 0 | 2390.3601 | 0 | 0 | NA | 79.68%
| 20 | 9 | 2017-09-10 20:00 | 0 | 0 | 0 | 0 | 0 | 0 | 0 | 0 | 0 | 0 | 0 | 0 | 0 | 0 | 0 | 0 | 0 | 6069 | 21 | 8 | 2017-08-10 21:00 | WEEKDAY | 38.5515 | 2.06 | 0 | 0 | 0 | 0 | 2390.3601 | 0 | 0 | NA | 79.68%
| 21 | 9 | 2017-09-10 21:00 | 0 | 0 | 0 | 0 | 0 | 0 | 0 | 0 | 0 | 0 | 0 | 0 | 0 | 0 | 0 | 0 | 0 | 6070 | 22 | 8 | 2017-08-10 22:00 | WEEKDAY | 31.6846 | 2.06 | 0 | 0 | 0 | 0 | 2390.3601 | 0 | 0 | NA | 79.68%
| 22 | 9 | 2017-09-10 22:00 | 0 | 0 | 0 | 0 | 0 | 0 | 0 | 0 | 0 | 0 | 0 | 0 | 0 | 0 | 0 | 0 | 0 | 6071 | 23 | 8 | 2017-08-10 23:00 | WEEKDAY | 25.4022 | 2.3 | 0 | 0 | 0 | 0 | 2390.3601 | 0 | 0 | NA | 79.68%
| 23 | 9 | 2017-09-10 23:00 | 0 | 0 | 0 | 0 | 0 | 0 | 0 | 0 | 0 | 0 | 0 | 0 | 0 | 0 | 0 | 0 | 0 | 6072 | 0 | 8 | 2017-08-11 | WEEKDAY | 22.2374 | 2.3 | 0 | 0 | 0 | 0 | 2390.3601 | 0 | 0 | NA | 79.68%
| 0 | 9 | 2017-09-11 | 0 | 0 | 0 | 0 | 0 | 0 | 0 | 0 | 0 | 0 | 0 | 0 | 0 | 0 | 0 | 0 | 0 | 6073 | 1 | 8 | 2017-08-11 01:00 | WEEKDAY | 21.998 | 2.3 | 0 | 0 | 0 | 0 | 2390.3601 | 0 | 0 | NA | 79.68%
| 1 | 9 | 2017-09-11 01:00 | 0 | 0 | 0 | 0 | 0 | 0 | 0 | 0 | 0 | 0 | 0 | 0 | 0 | 0 | 0 | 0 | 0 | 6074 | 2 | 8 | 2017-08-11 02:00 | WEEKDAY | 20.5673 | 2.3 | 0 | 0 | 0 | 0 | 2390.3601 | 0 | 0 | NA | 79.68%
| 2 | 9 | 2017-09-11 02:00 | 0 | 0 | 0 | 0 | 0 | 0 | 0 | 0 | 0 | 0 | 0 | 0 | 0 | 0 | 0 | 0 | 0 | 6075 | 3 | 8 | 2017-08-11 03:00 | WEEKDAY | 19.8324 | 2.3 | 0 | 0 | 0 | 0 | 2390.3601 | 0 | 0 | NA | 79.68%
| 3 | 9 | 2017-09-11 03:00 | 0 | 0 | 0 | 0 | 0 | 0 | 0 | 0 | 0 | 0 | 0 | 0 | 0 | 0 | 0 | 0 | 0 | 6076 | 4 | 8 | 2017-08-11 04:00 | WEEKDAY | 19.8714 | 2.3 | 0 | 0 | 0 | 0 | 2390.3601 | 0 | 0 | NA | 79.68%
| 4 | 9 | 2017-09-11 04:00 | 0 | 0 | 0 | 0 | 0 | 0 | 0 | 0 | 0 | 0 | 0 | 0 | 0 | 0 | 0 | 0 | 0 | 6077 | 5 | 8 | 2017-08-11 05:00 | WEEKDAY | 20.2249 | 2.3 | 0 | 0 | 0 | 0 | 2390.3601 | 0 | 0 | NA | 79.68%
| 5 | 9 | 2017-09-11 05:00 | 0 | 0 | 0 | 0 | 0 | 0 | 0 | 0 | 0 | 0 | 0 | 0 | 0 | 0 | 0 | 0 | 0 | 6078 | 6 | 8 | 2017-08-11 06:00 | WEEKDAY | 20.9848 | 2.05 | 0 | 0 | 0 | 0 | 2390.3601 | 0 | 0 | NA | 79.68%
| 6 | 9 | 2017-09-11 06:00 | 372.1627 | 53.6725 | 17.0889 | 39.7121 | 62.6361 | 27.1073 | 0 | 0 | 0 | 13.5537 | 20.5888 | 9.9569 | 5.1992 | 13.7304 | 372.1627 | 62.6361 | 372.1627 | 6079 | 7 | 8 | 2017-08-11 07:00 | WEEKDAY | 22.7607 | 2.05 | 0 | 0 | 0 | 0 | 2390.3601 | 0 | 0 | NA | 79.68%
| 7 | 9 | 2017-09-11 07:00 | 732.4445 | 416.4903 | 206.4769 | 136.9011 | 913.4507 | 210.3487 | 500.559 | 1140.5185 | 273.9872 | 105.1743 | 319.9844 | 116.9868 | 80.8041 | 65.727 | 732.4445 | 913.4507 | 732.4445 | 6080 | 8 | 8 | 2017-08-11 08:00 | WEEKDAY | 22.847 | 2.05 | 519.715 | 0 | 0 | 0 | 2390.3601 | 0 | 0 | NA | 79.68%
| 8 | 9 | 2017-09-11 08:00 | 916.5479 | 1471.1206 | 369.799 | 79.8726 | 1503.9012 | 742.9902 | 772.653 | 1410.7181 | 731.0958 | 371.4951 | 704.4842 | 205.203 | 177.9 | 166.9631 | 916.5479 | 1503.9012 | 916.5479 | 6081 | 9 | 8 | 2017-08-11 09:00 | WEEKDAY | 23.7683 | 1.95 | 804.222 | 780.0953 | 0 | 780.0953 | 2910.0751 | 0 | 0 | NA | 97%
| 9 | 9 | 2017-09-11 09:00 | 929.6985 | 1826.7547 | 628.8518 | 147.4306 | 1760.007 | 922.6034 | 837.383 | 1694.4041 | 839.8367 | 461.3017 | 842.8833 | 212.7492 | 212.8493 | 230.6926 | 929.6985 | 1760.007 | 929.6985 | 6082 | 10 | 8 | 2017-08-11 10:00 | WEEKDAY | 26.5268 | 1.95 | 872.378 | 846.2067 | 0 | 846.2067 | 2910.0751 | 0 | 0 | NA | 97%
| 10 | 9 | 2017-09-11 10:00 | 927.9128 | 1917.36 | 848.9997 | 195.1072 | 1858.5286 | 968.3636 | 842.261 | 1787.5582 | 832.1291 | 484.1818 | 860.0658 | 212.2095 | 217.1883 | 292.8534 | 927.9128 | 1858.5286 | 927.9128 | 6083 | 11 | 8 | 2017-08-11 11:00 | WEEKDAY | 32.1578 | 1.95 | 877.485 | 851.1604 | 0 | 851.1604 | 2910.0751 | 0 | 0 | NA | 97%
| 11 | 9 | 2017-09-11 11:00 | 913.1485 | 1879.7313 | 791.1469 | 518.5503 | 1855.172 | 949.3592 | 863.593 | 1727.0948 | 766.1399 | 474.6796 | 880.7961 | 215.9608 | 222.4233 | 336.7812 | 913.1485 | 1855.172 | 913.1485 | 6084 | 12 | 8 | 2017-08-11 12:00 | WEEKDAY | 33.2489 | 1.95 | 900.227 | 873.2202 | 0 | 873.2202 | 2910.0751 | 0 | 0 | NA | 97%
| 12 | 9 | 2017-09-11 12:00 | 931.217 | 1542.213 | 811.7619 | 631.268 | 1823.864 | 778.8954 | 244.864 | 1729.7425 | 740.1837 | 389.4477 | 874.5003 | 203.4388 | 220.8334 | 344.6772 | 931.217 | 1823.864 | 931.217 | 6085 | 13 | 8 | 2017-08-11 13:00 | WEEKDAY | 42.7323 | 1.95 | 255.461 | 247.7972 | 0 | 247.7972 | 2910.0751 | 0 | 0 | NA | 97%
| 13 | 9 | 2017-09-11 13:00 | 947.8785 | 1815.2963 | 822.68 | 509.1538 | 1852.4698 | 916.8163 | 471.311 | 1751.7449 | 745.8408 | 458.4082 | 868.0418 | 217.3296 | 219.2025 | 263.5369 | 947.8785 | 1852.4698 | 947.8785 | 6086 | 14 | 8 | 2017-08-11 14:00 | WEEKDAY | 45.1873 | 0 | 489.318 | 474.6385 | 0 | 474.6385 | 2910.0751 | 0 | 0 | NA | 97%
| 14 | 9 | 2017-09-11 14:00 | 925.109 | 1839.4846 | 795.21 | 857.6307 | 1858.8236 | 929.0326 | 464.51 | 1764.4563 | 990 | 464.5163 | 920.4559 | 227.1443 | 232.4384 | 221.7639 | 925.109 | 1858.8236 | 925.109 | 6087 | 15 | 8 | 2017-08-11 15:00 | WEEKDAY | 50.5873 | 0 | 482.264 | 467.7961 | 522.2039 | 990 | 2910.0751 | 0 | 0 | NA | 97%
| 15 | 9 | 2017-09-11 15:00 | 900.0852 | 1854.7989 | 824.0641 | 601.7913 | 1773.7214 | 936.7671 | 883.109 | 1680.6169 | 990 | 468.3836 | 885.3798 | 219.3987 | 223.5808 | 219.8199 | 900.0852 | 1773.7214 | 900.0852 | 6088 | 16 | 8 | 2017-08-11 16:00 | WEEKDAY | 43.8262 | 0 | 920.879 | 893.2526 | 96.7474 | 990 | 2371.7205 | 0 | 0 | NA | 79.06%
| 16 | 9 | 2017-09-11 16:00 | 660.1719 | 1696.1716 | 609.2789 | 473.8917 | 1385.3429 | 856.6523 | 866.965 | 564.2912 | 990 | 428.3262 | 676.393 | 213.5707 | 170.8063 | 798.7663 | 660.1719 | 1385.3429 | 660.1719 | 6089 | 17 | 8 | 2017-08-11 17:00 | WEEKDAY | 42.4846 | 0 | 903.826 | 876.7112 | 113.2888 | 990 | 2271.981 | 0 | 0 | NA | 75.73%
| 17 | 9 | 2017-09-11 17:00 | 147.8003 | 1131.6654 | 378.6905 | 47.2025 | 778.3157 | 571.5482 | 31.39 | 797.9557 | 990 | 285.7741 | 244.5084 | 153.6723 | 61.7445 | 320.5768 | 147.8003 | 778.3157 | 147.8003 | 6090 | 18 | 8 | 2017-08-11 18:00 | WEEKDAY | 63.3051 | 0 | 37.1141 | 36.0007 | 953.9993 | 990 | 2155.1884 | 0 | 0 | NA | 71.84%
| 18 | 9 | 2017-09-11 18:00 | 0 | 109.4861 | 85.2035 | 24.3752 | 41.5772 | 55.296 | 33.2765 | 41.8547 | 0 | 27.648 | 42.8297 | 20.4203 | 10.8156 | 26.6826 | 0 | 41.5772 | 0 | 6091 | 19 | 8 | 2017-08-11 19:00 | WEEKDAY | 41.3044 | 0 | 39.0433 | 0 | 0 | 0 | 1171.6839 | 0 | 0 | NA | 39.06%
| 19 | 9 | 2017-09-11 19:00 | 0 | 0 | 0 | 0 | 0 | 0 | 0 | 0 | 0 | 0 | 0 | 0 | 0 | 0 | 0 | 0 | 0 | 6092 | 20 | 8 | 2017-08-11 20:00 | WEEKDAY | 33.9503 | 2.06 | 0 | 0 | 0 | 0 | 1210.7272 | 0 | 0 | NA | 40.36%
| 20 | 9 | 2017-09-11 20:00 | 0 | 0 | 0 | 0 | 0 | 0 | 0 | 0 | 0 | 0 | 0 | 0 | 0 | 0 | 0 | 0 | 0 | 6093 | 21 | 8 | 2017-08-11 21:00 | WEEKDAY | 33.6191 | 2.06 | 0 | 0 | 0 | 0 | 1210.7272 | 0 | 0 | NA | 40.36%
| 21 | 9 | 2017-09-11 21:00 | 0 | 0 | 0 | 0 | 0 | 0 | 0 | 0 | 0 | 0 | 0 | 0 | 0 | 0 | 0 | 0 | 0 | 6094 | 22 | 8 | 2017-08-11 22:00 | WEEKDAY | 32.0659 | 2.06 | 0 | 0 | 0 | 0 | 1210.7272 | 0 | 0 | NA | 40.36%
| 22 | 9 | 2017-09-11 22:00 | 0 | 0 | 0 | 0 | 0 | 0 | 0 | 0 | 0 | 0 | 0 | 0 | 0 | 0 | 0 | 0 | 0 | 6095 | 23 | 8 | 2017-08-11 23:00 | WEEKDAY | 27.064 | 2.3 | 0 | 0 | 0 | 0 | 1210.7272 | 0 | 0 | NA | 40.36%
| 23 | 9 | 2017-09-11 23:00 | 0 | 0 | 0 | 0 | 0 | 0 | 0 | 0 | 0 | 0 | 0 | 0 | 0 | 0 | 0 | 0 | 0 | 6096 | 0 | 8 | 2017-08-12 | WEEKEND | 24.5839 | 2.3 | 0 | 0 | 0 | 0 | 1210.7272 | 0 | 0 | NA | 40.36%
| 0 | 9 | 2017-09-12 | 0 | 0 | 0 | 0 | 0 | 0 | 0 | 0 | 0 | 0 | 0 | 0 | 0 | 0 | 0 | 0 | 0 | 6097 | 1 | 8 | 2017-08-12 01:00 | WEEKEND | 23.4343 | 2.3 | 0 | 0 | 0 | 0 | 1210.7272 | 0 | 0 | NA | 40.36%
| 1 | 9 | 2017-09-12 01:00 | 0 | 0 | 0 | 0 | 0 | 0 | 0 | 0 | 0 | 0 | 0 | 0 | 0 | 0 | 0 | 0 | 0 | 6098 | 2 | 8 | 2017-08-12 02:00 | WEEKEND | 22.1706 | 2.3 | 0 | 0 | 0 | 0 | 1210.7272 | 0 | 0 | NA | 40.36%
| 2 | 9 | 2017-09-12 02:00 | 0 | 0 | 0 | 0 | 0 | 0 | 0 | 0 | 0 | 0 | 0 | 0 | 0 | 0 | 0 | 0 | 0 | 6099 | 3 | 8 | 2017-08-12 03:00 | WEEKEND | 21.419 | 2.3 | 0 | 0 | 0 | 0 | 1210.7272 | 0 | 0 | NA | 40.36%
| 3 | 9 | 2017-09-12 03:00 | 0 | 0 | 0 | 0 | 0 | 0 | 0 | 0 | 0 | 0 | 0 | 0 | 0 | 0 | 0 | 0 | 0 | 6100 | 4 | 8 | 2017-08-12 04:00 | WEEKEND | 20.9625 | 2.3 | 0 | 0 | 0 | 0 | 1210.7272 | 0 | 0 | NA | 40.36%
| 4 | 9 | 2017-09-12 04:00 | 0 | 0 | 0 | 0 | 0 | 0 | 0 | 0 | 0 | 0 | 0 | 0 | 0 | 0 | 0 | 0 | 0 | 6101 | 5 | 8 | 2017-08-12 05:00 | WEEKEND | 20.4893 | 2.3 | 0 | 0 | 0 | 0 | 1210.7272 | 0 | 0 | NA | 40.36%
| 5 | 9 | 2017-09-12 05:00 | 0 | 0 | 0 | 0 | 0 | 0 | 0 | 0 | 0 | 0 | 0 | 0 | 0 | 0 | 0 | 0 | 0 | 6102 | 6 | 8 | 2017-08-12 06:00 | WEEKEND | 20.4921 | 2.3 | 0 | 0 | 0 | 0 | 1210.7272 | 0 | 0 | NA | 40.36%
| 6 | 9 | 2017-09-12 06:00 | 358.9139 | 23.2454 | 14.7959 | 3.8864 | 46.3448 | 11.7401 | 0 | 0 | 0 | 5.87 | 29.0699 | 6.014 | 7.3409 | 29.3245 | 358.9139 | 46.3448 | 358.9139 | 6103 | 7 | 8 | 2017-08-12 07:00 | WEEKEND | 20.9431 | 2.3 | 0 | 0 | 0 | 0 | 1210.7272 | 0 | 0 | NA | 40.36%
| 7 | 9 | 2017-09-12 07:00 | 736.3047 | 263.1563 | 235.3954 | 34.4464 | 550.7048 | 132.9072 | 531.071 | 1022.3988 | 0 | 66.4536 | 389.4407 | 37.1452 | 98.3436 | 88.8061 | 736.3047 | 550.7048 | 736.3047 | 6104 | 8 | 8 | 2017-08-12 08:00 | WEEKEND | 22.2596 | 2.3 | 551.659 | 0 | 0 | 0 | 1210.7272 | 0 | 0 | NA | 40.36%
| 8 | 9 | 2017-09-12 08:00 | 887.2997 | 361.7496 | 488.5601 | 76.6849 | 1105.0088 | 182.7018 | 854.639 | 1510.505 | 0 | 91.3509 | 822.1972 | 63.2169 | 207.6256 | 166.8014 | 887.2997 | 1105.0088 | 887.2997 | 6105 | 9 | 8 | 2017-08-12 09:00 | WEEKEND | 23.5762 | 2.3 | 891.129 | 0 | 0 | 0 | 1762.3862 | 0 | 0 | NA | 58.75%
| 9 | 9 | 2017-09-12 09:00 | 934.4095 | 631.4008 | 817.4599 | 117.919 | 1712.3138 | 318.8893 | 941.163 | 1726.4796 | 617.7135 | 159.4447 | 915.0322 | 163.9414 | 231.0687 | 182.6805 | 934.4095 | 1712.3138 | 934.4095 | 6106 | 10 | 8 | 2017-08-12 10:00 | WEEKEND | 27.3896 | 2.3 | 982.75 | 953.2675 | 0 | 953.2675 | 2653.5152 | 0 | 0 | NA | 88.45%
| 10 | 9 | 2017-09-12 10:00 | 902.7505 | 1793.7869 | 855.6138 | 510.5703 | 1799.4447 | 905.953 | 944.679 | 1758.1787 | 472.6888 | 452.9765 | 861.005 | 191.1447 | 217.4255 | 197.0034 | 902.7505 | 1799.4447 | 902.7505 | 6107 | 11 | 8 | 2017-08-12 11:00 | WEEKEND | 33.8808 | 2.3 | 986.424 | 956.8313 | 0 | 956.8313 | 2653.5152 | 0 | 0 | NA | 88.45%
| 11 | 9 | 2017-09-12 11:00 | 877.7622 | 1177.419 | 854.9853 | 522.7477 | 1813.5246 | 594.6561 | 911.582 | 1762.3151 | 603.1703 | 297.328 | 678.0086 | 158.6623 | 171.2143 | 345.2576 | 877.7622 | 1813.5246 | 877.7622 | 6108 | 12 | 8 | 2017-08-12 12:00 | WEEKEND | 40.1214 | 2.3 | 951.244 | 922.7067 | 0 | 922.7067 | 2653.5152 | 0 | 0 | NA | 88.45%
| 12 | 9 | 2017-09-12 12:00 | 905.1653 | 1511.9977 | 834.5539 | 705.7074 | 1669.2212 | 763.6352 | 891.935 | 1702.0081 | 516.0458 | 381.8176 | 808.1866 | 124.6329 | 204.0875 | 361.9615 | 905.1653 | 1669.2212 | 905.1653 | 6109 | 13 | 8 | 2017-08-12 13:00 | WEEKEND | 41.0344 | 2.3 | 930.388 | 902.4764 | 88 | 990.4764 | 2653.5152 | 0 | 0 | NA | 88.45%
| 13 | 9 | 2017-09-12 13:00 | 940.5984 | 1478.4217 | 826.7299 | 730.18 | 1665.5407 | 746.6776 | 893.542 | 1723.1835 | 594.4053 | 373.3388 | 862.1815 | 135.7722 | 217.7226 | 337.6221 | 940.5984 | 1665.5407 | 940.5984 | 6110 | 14 | 8 | 2017-08-12 14:00 | WEEKEND | 203.5267 | 2.3 | 932.073 | 904.1108 | 0 | 904.1108 | 2562.7936 | 0 | 0 | NA | 85.43%
| 14 | 9 | 2017-09-12 14:00 | 946.537 | 1871.6835 | 865.9649 | 673.2348 | 1652.9247 | 945.2947 | 910.914 | 1729.9152 | 990 | 472.6473 | 613.9467 | 152.388 | 155.037 | 287.461 | 946.537 | 1652.9247 | 946.537 | 6111 | 15 | 8 | 2017-08-12 15:00 | WEEKEND | 56.7055 | 2.3 | 950.478 | 921.9637 | 0 | 921.9637 | 2562.7936 | 0 | 0 | NA | 85.43%
| 15 | 9 | 2017-09-12 15:00 | 898.7977 | 1854.5392 | 908.8555 | 787.376 | 1454.1559 | 936.6359 | 938.409 | 1675.8073 | 990 | 468.318 | 497.9756 | 86.3846 | 125.7514 | 221.2104 | 898.7977 | 1454.1559 | 898.7977 | 6112 | 16 | 8 | 2017-08-12 16:00 | WEEKEND | 52.1544 | 2.3 | 979.653 | 950.2634 | 0 | 950.2634 | 2562.7936 | 0 | 0 | NA | 85.43%
| 16 | 9 | 2017-09-12 16:00 | 731.1995 | 1677.8629 | 828.2338 | 192.6356 | 978.9383 | 847.4055 | 927.921 | 1496.5037 | 990 | 423.7027 | 232.9707 | 60.6307 | 58.831 | 476.8798 | 731.1995 | 978.9383 | 731.1995 | 6113 | 17 | 8 | 2017-08-12 17:00 | WEEKEND | 41.3405 | 2.3 | 968.556 | 939.4993 | 0 | 939.4993 | 2562.7936 | 0 | 0 | NA | 85.43%
| 17 | 9 | 2017-09-12 17:00 | 135.0038 | 1114.2652 | 624.7294 | 46.8736 | 383.636 | 562.7602 | 829.977 | 905.1715 | 990 | 281.3801 | 113.38 | 53.4843 | 28.6313 | 75.6136 | 135.0038 | 383.636 | 135.0038 | 6114 | 18 | 8 | 2017-08-12 18:00 | WEEKEND | 33.5245 | 2.3 | 864.945 | 838.9967 | 0 | 838.9967 | 2562.7936 | 0 | 0 | NA | 85.43%
| 18 | 9 | 2017-09-12 18:00 | 0 | 88.3206 | 90.7182 | 11.712 | 25.3112 | 44.6063 | 467.334 | 38.3779 | 0 | 22.3032 | 64.1042 | 6.5719 | 16.1879 | 3.8223 | 0 | 25.3112 | 0 | 6115 | 19 | 8 | 2017-08-12 19:00 | WEEKEND | 32.9205 | 2.3 | 485.327 | 470.7672 | 0 | 470.7672 | 2562.7936 | 0 | 0 | NA | 85.43%
| 19 | 9 | 2017-09-12 19:00 | 0 | 0 | 0 | 0 | 0 | 0 | 0 | 0 | 0 | 0 | 0 | 0 | 0 | 0 | 0 | 0 | 0 | 6116 | 20 | 8 | 2017-08-12 20:00 | WEEKEND | 30.7855 | 2.3 | 0 | 0 | 970 | 970 | 2562.7936 | 0 | 0 | NA | 85.43%
| 20 | 9 | 2017-09-12 20:00 | 0 | 0 | 0 | 0 | 0 | 0 | 0 | 0 | 0 | 0 | 0 | 0 | 0 | 0 | 0 | 0 | 0 | 6117 | 21 | 8 | 2017-08-12 21:00 | WEEKEND | 29.2936 | 2.3 | 0 | 0 | 0 | 0 | 1562.7936 | 0 | 0 | NA | 52.09%
| 21 | 9 | 2017-09-12 21:00 | 0 | 0 | 0 | 0 | 0 | 0 | 0 | 0 | 0 | 0 | 0 | 0 | 0 | 0 | 0 | 0 | 0 | 6118 | 22 | 8 | 2017-08-12 22:00 | WEEKEND | 27.1113 | 2.3 | 0 | 0 | 0 | 0 | 1562.7936 | 0 | 0 | NA | 52.09%
| 22 | 9 | 2017-09-12 22:00 | 0 | 0 | 0 | 0 | 0 | 0 | 0 | 0 | 0 | 0 | 0 | 0 | 0 | 0 | 0 | 0 | 0 | 6119 | 23 | 8 | 2017-08-12 23:00 | WEEKEND | 24.7175 | 2.3 | 0 | 0 | 0 | 0 | 1562.7936 | 0 | 0 | NA | 52.09%
| 23 | 9 | 2017-09-12 23:00 | 0 | 0 | 0 | 0 | 0 | 0 | 0 | 0 | 0 | 0 | 0 | 0 | 0 | 0 | 0 | 0 | 0 | 6120 | 0 | 8 | 2017-08-13 | WEEKEND | 24.03 | 2.3 | 0 | 0 | 0 | 0 | 1562.7936 | 0 | 0 | NA | 52.09%
| 0 | 9 | 2017-09-13 | 0 | 0 | 0 | 0 | 0 | 0 | 0 | 0 | 0 | 0 | 0 | 0 | 0 | 0 | 0 | 0 | 0 | 6121 | 1 | 8 | 2017-08-13 01:00 | WEEKEND | 24.5449 | 2.3 | 0 | 0 | 0 | 0 | 1562.7936 | 0 | 0 | NA | 52.09%
| 1 | 9 | 2017-09-13 01:00 | 0 | 0 | 0 | 0 | 0 | 0 | 0 | 0 | 0 | 0 | 0 | 0 | 0 | 0 | 0 | 0 | 0 | 6122 | 2 | 8 | 2017-08-13 02:00 | WEEKEND | 23.5874 | 2.3 | 0 | 0 | 0 | 0 | 1562.7936 | 0 | 0 | NA | 52.09%
| 2 | 9 | 2017-09-13 02:00 | 0 | 0 | 0 | 0 | 0 | 0 | 0 | 0 | 0 | 0 | 0 | 0 | 0 | 0 | 0 | 0 | 0 | 6123 | 3 | 8 | 2017-08-13 03:00 | WEEKEND | 23.1977 | 2.3 | 0 | 0 | 0 | 0 | 1562.7936 | 0 | 0 | NA | 52.09%
| 3 | 9 | 2017-09-13 03:00 | 0 | 0 | 0 | 0 | 0 | 0 | 0 | 0 | 0 | 0 | 0 | 0 | 0 | 0 | 0 | 0 | 0 | 6124 | 4 | 8 | 2017-08-13 04:00 | WEEKEND | 22.4656 | 2.3 | 0 | 0 | 0 | 0 | 1562.7936 | 0 | 0 | NA | 52.09%
| 4 | 9 | 2017-09-13 04:00 | 0 | 0 | 0 | 0 | 0 | 0 | 0 | 0 | 0 | 0 | 0 | 0 | 0 | 0 | 0 | 0 | 0 | 6125 | 5 | 8 | 2017-08-13 05:00 | WEEKEND | 22.3209 | 2.3 | 0 | 0 | 0 | 0 | 1562.7936 | 0 | 0 | NA | 52.09%
| 5 | 9 | 2017-09-13 05:00 | 0 | 0 | 0 | 0 | 0 | 0 | 0 | 0 | 0 | 0 | 0 | 0 | 0 | 0 | 0 | 0 | 0 | 6126 | 6 | 8 | 2017-08-13 06:00 | WEEKEND | 22.3459 | 2.3 | 0 | 0 | 0 | 0 | 1562.7936 | 0 | 0 | NA | 52.09%
| 6 | 9 | 2017-09-13 06:00 | 333.0849 | 3.3203 | 22.7629 | 14.261 | 64.7585 | 1.6769 | 0 | 14.1101 | 0 | 0.83845 | 33.9197 | 1.5928 | 8.5656 | 17.2731 | 333.0849 | 64.7585 | 333.0849 | 6127 | 7 | 8 | 2017-08-13 07:00 | WEEKEND | 22.0787 | 2.3 | 0 | 0 | 0 | 0 | 1562.7936 | 0 | 0 | NA | 52.09%
| 7 | 9 | 2017-09-13 07:00 | 783.9748 | 400.3649 | 435.9666 | 40.4898 | 506.6296 | 202.2045 | 560.142 | 370.9762 | 0 | 101.1023 | 447.4365 | 29.7229 | 112.989 | 217.5746 | 783.9748 | 506.6296 | 783.9748 | 6128 | 8 | 8 | 2017-08-13 08:00 | WEEKEND | 21.6556 | 2.3 | 581.914 | 0 | 0 | 0 | 1562.7936 | 0 | 0 | NA | 52.09%
| 8 | 9 | 2017-09-13 08:00 | 908.5553 | 870.479 | 834.3593 | 402.7638 | 1023.8733 | 439.6358 | 889.143 | 140.6765 | 0 | 219.8179 | 842.5941 | 137.9179 | 212.7763 | 565.2253 | 908.5553 | 1023.8733 | 908.5553 | 6129 | 9 | 8 | 2017-08-13 09:00 | WEEKEND | 22.9889 | 2.3 | 927.574 | 899.7468 | 90 | 989.7468 | 2144.7076 | 0 | 0 | NA | 71.49%
| 9 | 9 | 2017-09-13 09:00 | 870.0651 | 1618.3382 | 929.7959 | 495.788 | 1696.1646 | 817.3425 | 964.024 | 245.1385 | 0 | 408.6712 | 947.3007 | 121.0186 | 239.2173 | 474.1257 | 870.0651 | 1696.1646 | 870.0651 | 6130 | 10 | 8 | 2017-08-13 10:00 | WEEKEND | 23.3675 | 2.3 | 1006.93 | 976.7221 | 0 | 976.7221 | 2051.9241 | 0 | 0 | NA | 68.4%
| 10 | 9 | 2017-09-13 10:00 | 871.1 | 1665.6321 | 948.9031 | 660.2741 | 1718.4894 | 841.2283 | 954.65 | 262.6517 | 832.3929 | 420.6142 | 942.5072 | 156.0554 | 238.0069 | 700.6443 | 871.1 | 1718.4894 | 871.1 | 6131 | 11 | 8 | 2017-08-13 11:00 | WEEKEND | 23.5902 | 2.3 | 996.91 | 967.0027 | 0 | 967.0027 | 2051.9241 | 0 | 0 | NA | 68.4%
| 11 | 9 | 2017-09-13 11:00 | 840.6488 | 1862.931 | 922.1077 | 814.7488 | 1524.2249 | 940.8742 | 906.343 | 341.8861 | 798.8028 | 470.4371 | 832.487 | 142.3735 | 210.224 | 621.7832 | 840.6488 | 1524.2249 | 840.6488 | 6132 | 12 | 8 | 2017-08-13 12:00 | WEEKEND | 23.9019 | 2.3 | 945.488 | 0 | 0 | 0 | 2051.9241 | 0 | 0 | NA | 68.4%
| 12 | 9 | 2017-09-13 12:00 | 851.2727 | 1764.0867 | 880.3245 | 558.7934 | 1740.2219 | 890.9529 | 885.802 | 1396.1699 | 771.9735 | 445.4764 | 807.2303 | 87.8107 | 203.846 | 259.3438 | 851.2727 | 1740.2219 | 851.2727 | 6133 | 13 | 8 | 2017-08-13 13:00 | WEEKEND | 25.0626 | 2.3 | 923.705 | 895.9939 | 0 | 895.9939 | 2997.4121 | 0 | 0 | NA | 99.91%
| 13 | 9 | 2017-09-13 13:00 | 856.1523 | 1213.0615 | 857.4303 | 680.3386 | 1510.4087 | 612.6573 | 883.366 | 1374.9483 | 779.1787 | 306.3287 | 874.8941 | 98.2772 | 220.9328 | 752.6557 | 856.1523 | 1510.4087 | 856.1523 | 6134 | 14 | 8 | 2017-08-13 14:00 | WEEKEND | 28.9261 | 2.3 | 921.106 | 893.4728 | 0 | 893.4728 | 2997.4121 | 0 | 0 | NA | 99.91%
| 14 | 9 | 2017-09-13 14:00 | 887.4676 | 1219.1251 | 882.1169 | 647.6224 | 1335.7844 | 615.7197 | 898.023 | 568.4805 | 990 | 307.8599 | 634.2564 | 121.8224 | 160.1658 | 600.7595 | 887.4676 | 1335.7844 | 887.4676 | 6135 | 15 | 8 | 2017-08-13 15:00 | WEEKEND | 30.9859 | 2.3 | 936.614 | 908.5156 | 0 | 908.5156 | 2997.4121 | 0 | 0 | NA | 99.91%
| 15 | 9 | 2017-09-13 15:00 | 802.0556 | 1601.518 | 776.3879 | 445.9448 | 574.1926 | 808.8475 | 920.766 | 778.2534 | 990 | 404.4237 | 895.2803 | 59.1738 | 226.0809 | 538.4538 | 802.0556 | 574.1926 | 802.0556 | 6136 | 16 | 8 | 2017-08-13 16:00 | WEEKEND | 35.2168 | 2.3 | 960.719 | 931.8974 | 0 | 931.8974 | 2997.4121 | 0 | 0 | NA | 99.91%
| 16 | 9 | 2017-09-13 16:00 | 710.6064 | 1544.7028 | 541.7475 | 242.8629 | 856.8258 | 780.1529 | 911.273 | 1230.6742 | 990 | 390.0765 | 734.9045 | 34.8346 | 185.582 | 511.0043 | 710.6064 | 856.8258 | 710.6064 | 6137 | 17 | 8 | 2017-08-13 17:00 | WEEKEND | 34.4458 | 2.3 | 950.695 | 922.1742 | 0 | 922.1742 | 2997.4121 | 0 | 0 | NA | 99.91%
| 17 | 9 | 2017-09-13 17:00 | 110.6679 | 774.9377 | 232.1616 | 211.4703 | 256.0641 | 391.3827 | 823.885 | 525.3444 | 990 | 195.6913 | 315.5615 | 23.7497 | 79.6873 | 179.646 | 110.6679 | 256.0641 | 110.6679 | 6138 | 18 | 8 | 2017-08-13 18:00 | WEEKEND | 31.5454 | 2.3 | 858.352 | 832.6014 | 0 | 832.6014 | 2997.4121 | 0 | 0 | NA | 99.91%
| 18 | 9 | 2017-09-13 18:00 | 0 | 71.119 | 64.0203 | 3.7747 | 0 | 35.9187 | 474.158 | 34.1091 | 0 | 17.9594 | 83.5259 | 7.6584 | 21.0924 | 15.5069 | 0 | 0 | 0 | 6139 | 19 | 8 | 2017-08-13 19:00 | WEEKEND | 29.1071 | 2.3 | 492.35 | 477.5795 | 0 | 477.5795 | 2997.4121 | 0 | 0 | NA | 99.91%
| 19 | 9 | 2017-09-13 19:00 | 0 | 0 | 0 | 0 | 0 | 0 | 0 | 0 | 0 | 0 | 0 | 0 | 0 | 0 | 0 | 0 | 0 | 6140 | 20 | 8 | 2017-08-13 20:00 | WEEKEND | 25.5943 | 2.3 | 0 | 0 | 0 | 0 | 2997.4121 | 0 | 0 | NA | 99.91%
| 20 | 9 | 2017-09-13 20:00 | 0 | 0 | 0 | 0 | 0 | 0 | 0 | 0 | 0 | 0 | 0 | 0 | 0 | 0 | 0 | 0 | 0 | 6141 | 21 | 8 | 2017-08-13 21:00 | WEEKEND | 24.9374 | 2.3 | 0 | 0 | 0 | 0 | 2997.4121 | 0 | 0 | NA | 99.91%
| 21 | 9 | 2017-09-13 21:00 | 0 | 0 | 0 | 0 | 0 | 0 | 0 | 0 | 0 | 0 | 0 | 0 | 0 | 0 | 0 | 0 | 0 | 6142 | 22 | 8 | 2017-08-13 22:00 | WEEKEND | 23.7655 | 2.3 | 0 | 0 | 0 | 0 | 2997.4121 | 0 | 0 | NA | 99.91%
| 22 | 9 | 2017-09-13 22:00 | 0 | 0 | 0 | 0 | 0 | 0 | 0 | 0 | 0 | 0 | 0 | 0 | 0 | 0 | 0 | 0 | 0 | 6143 | 23 | 8 | 2017-08-13 23:00 | WEEKEND | 22.0648 | 2.3 | 0 | 0 | 0 | 0 | 2997.4121 | 0 | 0 | NA | 99.91%
| 23 | 9 | 2017-09-13 23:00 | 0 | 0 | 0 | 0 | 0 | 0 | 0 | 0 | 0 | 0 | 0 | 0 | 0 | 0 | 0 | 0 | 0 | 6144 | 0 | 8 | 2017-08-14 | WEEKDAY | 22.7301 | 2.3 | 0 | 0 | 0 | 0 | 2997.4121 | 0 | 0 | NA | 99.91%
| 0 | 9 | 2017-09-14 | 0 | 0 | 0 | 0 | 0 | 0 | 0 | 0 | 0 | 0 | 0 | 0 | 0 | 0 | 0 | 0 | 0 | 6145 | 1 | 8 | 2017-08-14 01:00 | WEEKDAY | 22.41 | 2.3 | 0 | 0 | 0 | 0 | 2997.4121 | 0 | 0 | NA | 99.91%
| 1 | 9 | 2017-09-14 01:00 | 0 | 0 | 0 | 0 | 0 | 0 | 0 | 0 | 0 | 0 | 0 | 0 | 0 | 0 | 0 | 0 | 0 | 6146 | 2 | 8 | 2017-08-14 02:00 | WEEKDAY | 21.0934 | 2.3 | 0 | 0 | 0 | 0 | 2997.4121 | 0 | 0 | NA | 99.91%
| 2 | 9 | 2017-09-14 02:00 | 0 | 0 | 0 | 0 | 0 | 0 | 0 | 0 | 0 | 0 | 0 | 0 | 0 | 0 | 0 | 0 | 0 | 6147 | 3 | 8 | 2017-08-14 03:00 | WEEKDAY | 20.5311 | 2.3 | 0 | 0 | 0 | 0 | 2997.4121 | 0 | 0 | NA | 99.91%
| 3 | 9 | 2017-09-14 03:00 | 0 | 0 | 0 | 0 | 0 | 0 | 0 | 0 | 0 | 0 | 0 | 0 | 0 | 0 | 0 | 0 | 0 | 6148 | 4 | 8 | 2017-08-14 04:00 | WEEKDAY | 21.0015 | 2.3 | 0 | 0 | 0 | 0 | 2997.4121 | 0 | 0 | NA | 99.91%
| 4 | 9 | 2017-09-14 04:00 | 0 | 0 | 0 | 0 | 0 | 0 | 0 | 0 | 0 | 0 | 0 | 0 | 0 | 0 | 0 | 0 | 0 | 6149 | 5 | 8 | 2017-08-14 05:00 | WEEKDAY | 22.5464 | 2.3 | 0 | 0 | 0 | 0 | 2997.4121 | 0 | 0 | NA | 99.91%
| 5 | 9 | 2017-09-14 05:00 | 0 | 0 | 0 | 0 | 0 | 0 | 0 | 0 | 0 | 0 | 0 | 0 | 0 | 0 | 0 | 0 | 0 | 6150 | 6 | 8 | 2017-08-14 06:00 | WEEKDAY | 23.554 | 2.05 | 0 | 0 | 0 | 0 | 2997.4121 | 0 | 0 | NA | 99.91%
| 6 | 9 | 2017-09-14 06:00 | 379.2068 | 0 | 14.63 | 2.7488 | 33.549 | 0 | 0 | 56.569 | 0 | 0 | 24.0982 | 2.434 | 6.0854 | 17.2626 | 379.2068 | 33.549 | 379.2068 | 6151 | 7 | 8 | 2017-08-14 07:00 | WEEKDAY | 24.2081 | 2.05 | 0 | 0 | 0 | 0 | 2997.4121 | 0 | 0 | NA | 99.91%
| 7 | 9 | 2017-09-14 07:00 | 806.1128 | 92.6468 | 45.7669 | 44.3556 | 481.3726 | 46.7913 | 564.827 | 939.1891 | 0 | 23.3957 | 282.1704 | 28.2667 | 71.2551 | 39.9225 | 806.1128 | 481.3726 | 806.1128 | 6152 | 8 | 8 | 2017-08-14 08:00 | WEEKDAY | 23.6486 | 2.05 | 586.831 | 569.2261 | 0 | 569.2261 | 2997.4121 | 0 | 0 | NA | 99.91%
| 8 | 9 | 2017-09-14 08:00 | 912.609 | 1514.3566 | 761.3659 | 85.5331 | 671.8368 | 764.8266 | 885.546 | 1285.8913 | 0 | 382.4133 | 701.3204 | 48.2952 | 177.1011 | 291.1636 | 912.609 | 671.8368 | 912.609 | 6153 | 9 | 8 | 2017-08-14 09:00 | WEEKDAY | 23.8685 | 1.95 | 923.74 | 896.0278 | 0 | 896.0278 | 2997.4121 | 0 | 0 | NA | 99.91%
| 9 | 9 | 2017-09-14 09:00 | 790.2127 | 1216.2063 | 818.4362 | 663.7664 | 726.3862 | 614.2456 | 950.875 | 1754.2499 | 610.1833 | 307.1228 | 690.9069 | 68.7563 | 174.4714 | 330.5349 | 790.2127 | 726.3862 | 790.2127 | 6154 | 10 | 8 | 2017-08-14 10:00 | WEEKDAY | 23.7878 | 1.95 | 992.895 | 963.1081 | 0 | 963.1081 | 2997.4121 | 0 | 0 | NA | 99.91%
| 10 | 9 | 2017-09-14 10:00 | 899.6223 | 1049.1105 | 871.1797 | 723.6037 | 1011.0163 | 529.8538 | 937.514 | 1740.6475 | 626.6151 | 264.9269 | 866.6308 | 88.9083 | 218.8462 | 272.912 | 899.6223 | 1011.0163 | 899.6223 | 6155 | 11 | 8 | 2017-08-14 11:00 | WEEKDAY | 23.8963 | 1.95 | 978.647 | 949.2876 | 0 | 949.2876 | 2997.4121 | 0 | 0 | NA | 99.91%
| 11 | 9 | 2017-09-14 11:00 | 871.5536 | 1391.8066 | 864.708 | 831.7912 | 1069.3077 | 702.9326 | 787.147 | 1776.158 | 628.7462 | 351.4663 | 878.2864 | 109.7788 | 221.7895 | 255.5535 | 871.5536 | 1069.3077 | 871.5536 | 6156 | 12 | 8 | 2017-08-14 12:00 | WEEKDAY | 25.739 | 1.95 | 819.627 | 795.0382 | 0 | 795.0382 | 2997.4121 | 0 | 0 | NA | 99.91%
| 12 | 9 | 2017-09-14 12:00 | 883.0549 | 804.224 | 751.889 | 573.5749 | 456.8284 | 406.1737 | 892.439 | 1678.8924 | 616.3351 | 203.0869 | 882.1702 | 134.2078 | 222.7703 | 337.4039 | 883.0549 | 456.8284 | 883.0549 | 6157 | 13 | 8 | 2017-08-14 13:00 | WEEKDAY | 30.2928 | 1.95 | 930.798 | 902.8741 | 0 | 902.8741 | 2997.4121 | 0 | 0 | NA | 99.91%
| 13 | 9 | 2017-09-14 13:00 | 905.4452 | 1510.8633 | 823.0366 | 625.2961 | 1476.7092 | 763.0622 | 890.579 | 1708.6654 | 737.7859 | 381.5311 | 685.7908 | 130.9621 | 173.1795 | 313.7602 | 905.4452 | 1476.7092 | 905.4452 | 6158 | 14 | 8 | 2017-08-14 14:00 | WEEKDAY | 47.8623 | 0 | 928.812 | 900.9476 | 0 | 900.9476 | 2997.4121 | 0 | 0 | NA | 99.91%
| 14 | 9 | 2017-09-14 14:00 | 940.9826 | 667.3107 | 811.0973 | 76.8621 | 1464.8051 | 337.0256 | 904.689 | 1786.888 | 990 | 168.5128 | 704.6845 | 105.6037 | 177.9506 | 259.7088 | 940.9826 | 1464.8051 | 940.9826 | 6159 | 15 | 8 | 2017-08-14 15:00 | WEEKDAY | 45.8999 | 0 | 943.753 | 915.4404 | 74.5596 | 990 | 2997.4121 | 0 | 0 | NA | 99.91%
| 15 | 9 | 2017-09-14 15:00 | 899.875 | 1058.2301 | 690.9704 | 179.7681 | 860.8094 | 534.4596 | 926.847 | 1731.8507 | 990 | 267.2298 | 271.1055 | 101.5531 | 68.461 | 192.0002 | 899.875 | 860.8094 | 899.875 | 6160 | 16 | 8 | 2017-08-14 16:00 | WEEKDAY | 45.7106 | 0 | 967.253 | 938.2354 | 51.7646 | 990 | 2920.5465 | 0 | 0 | NA | 97.35%
| 16 | 9 | 2017-09-14 16:00 | 339.2514 | 584.362 | 864.7792 | 165.5066 | 47.0829 | 295.1323 | 914.68 | 1520.6576 | 990 | 147.5662 | 211.0768 | 54.4913 | 53.3022 | 90.4789 | 339.2514 | 47.0829 | 339.2514 | 6161 | 17 | 8 | 2017-08-14 17:00 | WEEKDAY | 49.0091 | 0 | 954.388 | 925.7564 | 64.2436 | 990 | 2867.181 | 0 | 0 | NA | 95.57%
| 17 | 9 | 2017-09-14 17:00 | 94.1998 | 254.6375 | 638.4463 | 83.5284 | 26.2042 | 128.6048 | 818.18 | 857.5559 | 990 | 64.3024 | 439.1171 | 73.4456 | 110.8882 | 55.4597 | 94.1998 | 26.2042 | 94.1998 | 6162 | 18 | 8 | 2017-08-14 18:00 | WEEKDAY | 36.7673 | 0 | 852.392 | 826.8202 | 163.1798 | 990 | 2800.9504 | 0 | 0 | NA | 93.37%
| 18 | 9 | 2017-09-14 18:00 | 0 | 80.6191 | 101.0399 | 3.9014 | 46.8067 | 40.7167 | 454.664 | 23.4594 | 0 | 20.3584 | 27.9469 | 10.2995 | 7.0573 | 2.7305 | 0 | 46.8067 | 0 | 6163 | 19 | 8 | 2017-08-14 19:00 | WEEKDAY | 34.1814 | 0 | 472.159 | 457.9942 | 0 | 457.9942 | 2632.7239 | 0 | 0 | NA | 87.76%
| 19 | 9 | 2017-09-14 19:00 | 0 | 0 | 0 | 0 | 0 | 0 | 0 | 0 | 0 | 0 | 0 | 0 | 0 | 0 | 0 | 0 | 0 | 6164 | 20 | 8 | 2017-08-14 20:00 | WEEKDAY | 30.6296 | 2.06 | 0 | 0 | 0 | 0 | 2632.7239 | 0 | 0 | NA | 87.76%
| 20 | 9 | 2017-09-14 20:00 | 0 | 0 | 0 | 0 | 0 | 0 | 0 | 0 | 0 | 0 | 0 | 0 | 0 | 0 | 0 | 0 | 0 | 6165 | 21 | 8 | 2017-08-14 21:00 | WEEKDAY | 28.1161 | 2.06 | 0 | 0 | 0 | 0 | 2632.7239 | 0 | 0 | NA | 87.76%
| 21 | 9 | 2017-09-14 21:00 | 0 | 0 | 0 | 0 | 0 | 0 | 0 | 0 | 0 | 0 | 0 | 0 | 0 | 0 | 0 | 0 | 0 | 6166 | 22 | 8 | 2017-08-14 22:00 | WEEKDAY | 24.7481 | 2.06 | 0 | 0 | 0 | 0 | 2632.7239 | 0 | 0 | NA | 87.76%
| 22 | 9 | 2017-09-14 22:00 | 0 | 0 | 0 | 0 | 0 | 0 | 0 | 0 | 0 | 0 | 0 | 0 | 0 | 0 | 0 | 0 | 0 | 6167 | 23 | 8 | 2017-08-14 23:00 | WEEKDAY | 23.5902 | 2.3 | 0 | 0 | 0 | 0 | 2632.7239 | 0 | 0 | NA | 87.76%
| 23 | 9 | 2017-09-14 23:00 | 0 | 0 | 0 | 0 | 0 | 0 | 0 | 0 | 0 | 0 | 0 | 0 | 0 | 0 | 0 | 0 | 0 | 6168 | 0 | 8 | 2017-08-15 | WEEKDAY | 22.8331 | 2.3 | 0 | 0 | 0 | 0 | 2632.7239 | 0 | 0 | NA | 87.76%
| 0 | 9 | 2017-09-15 | 0 | 0 | 0 | 0 | 0 | 0 | 0 | 0 | 0 | 0 | 0 | 0 | 0 | 0 | 0 | 0 | 0 | 6169 | 1 | 8 | 2017-08-15 01:00 | WEEKDAY | 22.307 | 2.3 | 0 | 0 | 0 | 0 | 2632.7239 | 0 | 0 | NA | 87.76%
| 1 | 9 | 2017-09-15 01:00 | 0 | 0 | 0 | 0 | 0 | 0 | 0 | 0 | 0 | 0 | 0 | 0 | 0 | 0 | 0 | 0 | 0 | 6170 | 2 | 8 | 2017-08-15 02:00 | WEEKDAY | 20.9792 | 2.3 | 0 | 0 | 0 | 0 | 2632.7239 | 0 | 0 | NA | 87.76%
| 2 | 9 | 2017-09-15 02:00 | 0 | 0 | 0 | 0 | 0 | 0 | 0 | 0 | 0 | 0 | 0 | 0 | 0 | 0 | 0 | 0 | 0 | 6171 | 3 | 8 | 2017-08-15 03:00 | WEEKDAY | 20.2917 | 2.3 | 0 | 0 | 0 | 0 | 2632.7239 | 0 | 0 | NA | 87.76%
| 3 | 9 | 2017-09-15 03:00 | 0 | 0 | 0 | 0 | 0 | 0 | 0 | 0 | 0 | 0 | 0 | 0 | 0 | 0 | 0 | 0 | 0 | 6172 | 4 | 8 | 2017-08-15 04:00 | WEEKDAY | 19.8519 | 2.3 | 0 | 0 | 0 | 0 | 2632.7239 | 0 | 0 | NA | 87.76%
| 4 | 9 | 2017-09-15 04:00 | 0 | 0 | 0 | 0 | 0 | 0 | 0 | 0 | 0 | 0 | 0 | 0 | 0 | 0 | 0 | 0 | 0 | 6173 | 5 | 8 | 2017-08-15 05:00 | WEEKDAY | 20.3168 | 2.3 | 0 | 0 | 0 | 0 | 2632.7239 | 0 | 0 | NA | 87.76%
| 5 | 9 | 2017-09-15 05:00 | 0 | 0 | 0 | 0 | 0 | 0 | 0 | 0 | 0 | 0 | 0 | 0 | 0 | 0 | 0 | 0 | 0 | 6174 | 6 | 8 | 2017-08-15 06:00 | WEEKDAY | 21.7865 | 2.05 | 0 | 0 | 0 | 0 | 2632.7239 | 0 | 0 | NA | 87.76%
| 6 | 9 | 2017-09-15 06:00 | 379.5134 | 67.0538 | 16.4565 | 1.6782 | 0 | 33.8656 | 0 | 57.3894 | 0 | 16.9328 | 27.2269 | 4.2431 | 6.8755 | 7.2469 | 379.5134 | 0 | 379.5134 | 6175 | 7 | 8 | 2017-08-15 07:00 | WEEKDAY | 23.5122 | 2.05 | 0 | 0 | 0 | 0 | 2632.7239 | 0 | 0 | NA | 87.76%
| 7 | 9 | 2017-09-15 07:00 | 831.4263 | 998.108 | 268.9481 | 41.7786 | 24.0799 | 504.095 | 514.664 | 947.2202 | 0 | 252.0475 | 441.7072 | 20.639 | 111.5422 | 305.3399 | 831.4263 | 24.0799 | 831.4263 | 6176 | 8 | 8 | 2017-08-15 08:00 | WEEKDAY | 23.5428 | 2.05 | 534.567 | 518.53 | 0 | 518.53 | 2632.7239 | 0 | 0 | NA | 87.76%
| 8 | 9 | 2017-09-15 08:00 | 897.5682 | 1585.1687 | 602.3399 | 83.8367 | 160.9581 | 800.5902 | 836.847 | 1565.7659 | 0 | 400.2951 | 840.6548 | 28.9842 | 212.2866 | 773.5144 | 897.5682 | 160.9581 | 897.5682 | 6177 | 9 | 8 | 2017-08-15 09:00 | WEEKDAY | 24.6284 | 1.95 | 872.259 | 846.0912 | 0 | 846.0912 | 2632.7239 | 0 | 0 | NA | 87.76%
| 9 | 9 | 2017-09-15 09:00 | 904.8699 | 1815.1237 | 891.3052 | 343.1889 | 551.2496 | 916.7291 | 926.32 | 1731.1375 | 829.8418 | 458.3646 | 749.8261 | 55.2799 | 189.35 | 914.1745 | 904.8699 | 551.2496 | 904.8699 | 6178 | 10 | 8 | 2017-08-15 10:00 | WEEKDAY | 24.1357 | 1.95 | 966.965 | 937.9561 | 0 | 937.9561 | 2632.7239 | 0 | 0 | NA | 87.76%
| 10 | 9 | 2017-09-15 10:00 | 875.3647 | 1846.9951 | 936.6313 | 791.9452 | 698.1177 | 932.8258 | 929.897 | 1769.1142 | 0 | 466.4129 | 894.6485 | 68.5448 | 225.9213 | 826.4751 | 875.3647 | 698.1177 | 875.3647 | 6179 | 11 | 8 | 2017-08-15 11:00 | WEEKDAY | 25.0654 | 1.95 | 970.707 | 941.5858 | 0 | 941.5858 | 2632.7239 | 0 | 0 | NA | 87.76%
| 11 | 9 | 2017-09-15 11:00 | 890.7882 | 1798.1012 | 790.0476 | 966.5204 | 1639.2488 | 908.1319 | 900.672 | 1698.8079 | 784.5428 | 454.066 | 900.015 | 100.7843 | 227.2765 | 616.4754 | 890.7882 | 1639.2488 | 890.7882 | 6180 | 12 | 8 | 2017-08-15 12:00 | WEEKDAY | 24.0634 | 1.95 | 939.689 | 911.4983 | 0 | 911.4983 | 2632.7239 | 0 | 0 | NA | 87.76%
| 12 | 9 | 2017-09-15 12:00 | 889.6512 | 1790.7677 | 885.4679 | 652.6099 | 1463.0597 | 904.4281 | 882.058 | 1688.9755 | 757.2179 | 452.2141 | 888.0833 | 105.3378 | 224.2635 | 843.4372 | 889.6512 | 1463.0597 | 889.6512 | 6181 | 13 | 8 | 2017-08-15 13:00 | WEEKDAY | 25.7808 | 1.95 | 919.958 | 892.3593 | 0 | 892.3593 | 2632.7239 | 0 | 0 | NA | 87.76%
| 13 | 9 | 2017-09-15 13:00 | 760.3005 | 1436.21 | 930.5774 | 755.8198 | 1377.0469 | 725.3586 | 883.088 | 1704.4285 | 764.9585 | 362.6793 | 854.6139 | 105.1466 | 215.8116 | 555.2994 | 760.3005 | 1377.0469 | 760.3005 | 6182 | 14 | 8 | 2017-08-15 14:00 | WEEKDAY | 31.3005 | 0 | 921.042 | 893.4107 | 0 | 893.4107 | 2632.7239 | 0 | 0 | NA | 87.76%
| 14 | 9 | 2017-09-15 14:00 | 901.5788 | 1223.5955 | 926.6746 | 680.0381 | 1489.1923 | 617.9775 | 899.796 | 1734.7066 | 990 | 308.9887 | 777.1697 | 104.3697 | 196.255 | 569.0685 | 901.5788 | 1489.1923 | 901.5788 | 6183 | 15 | 8 | 2017-08-15 15:00 | WEEKDAY | 36.8619 | 0 | 938.737 | 910.5749 | 79.4251 | 990 | 2632.7239 | 0 | 0 | NA | 87.76%
| 15 | 9 | 2017-09-15 15:00 | 838.8716 | 1804.6805 | 933.7074 | 424.9607 | 1639.1658 | 911.4548 | 919.84 | 1673.1146 | 990 | 455.7274 | 924.076 | 79.1542 | 233.3525 | 429.1527 | 838.8716 | 1639.1658 | 838.8716 | 6184 | 16 | 8 | 2017-08-15 16:00 | WEEKDAY | 68.5131 | 0 | 959.98 | 931.1806 | 58.8194 | 990 | 2550.8423 | 0 | 0 | NA | 85.03%
| 16 | 9 | 2017-09-15 16:00 | 646.981 | 1549.6387 | 872.5039 | 430.1487 | 1541.2941 | 782.6458 | 908.582 | 1488.9322 | 990 | 391.3229 | 854.5934 | 51.5095 | 215.8064 | 232.3524 | 646.981 | 1541.2941 | 646.981 | 6185 | 17 | 8 | 2017-08-15 17:00 | WEEKDAY | 45.4657 | 0 | 948.1 | 919.657 | 70.343 | 990 | 2490.2037 | 0 | 0 | NA | 83.01%
| 17 | 9 | 2017-09-15 17:00 | 90.4498 | 858.824 | 630.4839 | 266.1695 | 866.2954 | 433.7495 | 787.898 | 816.5642 | 990 | 216.8748 | 538.9483 | 27.5596 | 136.098 | 90.2624 | 90.4498 | 866.2954 | 90.4498 | 6186 | 18 | 8 | 2017-08-15 18:00 | WEEKDAY | 41.8193 | 0 | 820.541 | 795.9248 | 194.0752 | 990 | 2417.6852 | 0 | 0 | NA | 80.59%
| 18 | 9 | 2017-09-15 18:00 | 0 | 78.7414 | 89.9166 | 9.0074 | 34.578 | 39.7684 | 408.777 | 23.3882 | 0 | 19.8842 | 71.673 | 6.3516 | 18.0992 | 6.0894 | 0 | 34.578 | 0 | 6187 | 19 | 8 | 2017-08-15 19:00 | WEEKDAY | 53.3486 | 0 | 424.578 | 0 | 0 | 0 | 2217.6076 | 0 | 0 | NA | 73.92%
| 19 | 9 | 2017-09-15 19:00 | 0 | 0 | 0 | 0 | 0 | 0 | 0 | 0 | 0 | 0 | 0 | 0 | 0 | 0 | 0 | 0 | 0 | 6188 | 20 | 8 | 2017-08-15 20:00 | WEEKDAY | 31.8154 | 2.06 | 0 | 0 | 0 | 0 | 2642.1856 | 0 | 0 | NA | 88.07%
| 20 | 9 | 2017-09-15 20:00 | 0 | 0 | 0 | 0 | 0 | 0 | 0 | 0 | 0 | 0 | 0 | 0 | 0 | 0 | 0 | 0 | 0 | 6189 | 21 | 8 | 2017-08-15 21:00 | WEEKDAY | 32.5948 | 2.06 | 0 | 0 | 0 | 0 | 2642.1856 | 0 | 0 | NA | 88.07%
| 21 | 9 | 2017-09-15 21:00 | 0 | 0 | 0 | 0 | 0 | 0 | 0 | 0 | 0 | 0 | 0 | 0 | 0 | 0 | 0 | 0 | 0 | 6190 | 22 | 8 | 2017-08-15 22:00 | WEEKDAY | 28.0632 | 2.06 | 0 | 0 | 0 | 0 | 2642.1856 | 0 | 0 | NA | 88.07%
| 22 | 9 | 2017-09-15 22:00 | 0 | 0 | 0 | 0 | 0 | 0 | 0 | 0 | 0 | 0 | 0 | 0 | 0 | 0 | 0 | 0 | 0 | 6191 | 23 | 8 | 2017-08-15 23:00 | WEEKDAY | 24.737 | 2.3 | 0 | 0 | 0 | 0 | 2642.1856 | 0 | 0 | NA | 88.07%
| 23 | 9 | 2017-09-15 23:00 | 0 | 0 | 0 | 0 | 0 | 0 | 0 | 0 | 0 | 0 | 0 | 0 | 0 | 0 | 0 | 0 | 0 | 6192 | 0 | 8 | 2017-08-16 | WEEKDAY | 23.5595 | 2.3 | 0 | 0 | 0 | 0 | 2642.1856 | 0 | 0 | NA | 88.07%
| 0 | 9 | 2017-09-16 | 0 | 0 | 0 | 0 | 0 | 0 | 0 | 0 | 0 | 0 | 0 | 0 | 0 | 0 | 0 | 0 | 0 | 6193 | 1 | 8 | 2017-08-16 01:00 | WEEKDAY | 23.0808 | 2.3 | 0 | 0 | 0 | 0 | 2642.1856 | 0 | 0 | NA | 88.07%
| 1 | 9 | 2017-09-16 01:00 | 0 | 0 | 0 | 0 | 0 | 0 | 0 | 0 | 0 | 0 | 0 | 0 | 0 | 0 | 0 | 0 | 0 | 6194 | 2 | 8 | 2017-08-16 02:00 | WEEKDAY | 22.7746 | 2.3 | 0 | 0 | 0 | 0 | 2642.1856 | 0 | 0 | NA | 88.07%
| 2 | 9 | 2017-09-16 02:00 | 0 | 0 | 0 | 0 | 0 | 0 | 0 | 0 | 0 | 0 | 0 | 0 | 0 | 0 | 0 | 0 | 0 | 6195 | 3 | 8 | 2017-08-16 03:00 | WEEKDAY | 21.5248 | 2.3 | 0 | 0 | 0 | 0 | 2642.1856 | 0 | 0 | NA | 88.07%
| 3 | 9 | 2017-09-16 03:00 | 0 | 0 | 0 | 0 | 0 | 0 | 0 | 0 | 0 | 0 | 0 | 0 | 0 | 0 | 0 | 0 | 0 | 6196 | 4 | 8 | 2017-08-16 04:00 | WEEKDAY | 20.4253 | 2.3 | 0 | 0 | 0 | 0 | 2642.1856 | 0 | 0 | NA | 88.07%
| 4 | 9 | 2017-09-16 04:00 | 0 | 0 | 0 | 0 | 0 | 0 | 0 | 0 | 0 | 0 | 0 | 0 | 0 | 0 | 0 | 0 | 0 | 6197 | 5 | 8 | 2017-08-16 05:00 | WEEKDAY | 20.2973 | 2.3 | 0 | 0 | 0 | 0 | 2642.1856 | 0 | 0 | NA | 88.07%
| 5 | 9 | 2017-09-16 05:00 | 0 | 0 | 0 | 0 | 0 | 0 | 0 | 0 | 0 | 0 | 0 | 0 | 0 | 0 | 0 | 0 | 0 | 6198 | 6 | 8 | 2017-08-16 06:00 | WEEKDAY | 21.1741 | 2.05 | 0 | 0 | 0 | 0 | 2642.1856 | 0 | 0 | NA | 88.07%
| 6 | 9 | 2017-09-16 06:00 | 320.4402 | 28.9424 | 20.0096 | 28.9989 | 47.6197 | 14.6174 | 0 | 53.3772 | 0 | 7.3087 | 20.0469 | 4.3229 | 5.0623 | 40.3357 | 320.4402 | 47.6197 | 320.4402 | 6199 | 7 | 8 | 2017-08-16 07:00 | WEEKDAY | 22.1956 | 2.05 | 0 | 0 | 0 | 0 | 2642.1856 | 0 | 0 | NA | 88.07%
| 7 | 9 | 2017-09-16 07:00 | 841.8445 | 754.4199 | 364.4153 | 369.718 | 677.3918 | 381.0202 | 506.382 | 959.8083 | 0 | 190.5101 | 61.2971 | 15.1705 | 15.4791 | 529.423 | 841.8445 | 677.3918 | 841.8445 | 6200 | 8 | 8 | 2017-08-16 08:00 | WEEKDAY | 22.3153 | 2.05 | 525.916 | 510.1385 | 0 | 510.1385 | 2642.1856 | 0 | 0 | NA | 88.07%
| 8 | 9 | 2017-09-16 08:00 | 862.595 | 1025.8437 | 768.5755 | 782.5184 | 1464.2908 | 518.1029 | 174.622 | 1479.3155 | 0 | 259.0514 | 150.0891 | 91.2321 | 37.9013 | 675.4638 | 862.595 | 1464.2908 | 862.595 | 6201 | 9 | 8 | 2017-08-16 09:00 | WEEKDAY | 23.1921 | 1.95 | 183.445 | 0 | 0 | 0 | 2642.1856 | 0 | 0 | NA | 88.07%
| 9 | 9 | 2017-09-16 09:00 | 884.8579 | 1756.5003 | 509.7656 | 868.4505 | 1763.1764 | 887.1214 | 921.11 | 1745.8624 | 827.6079 | 443.5607 | 303.5616 | 185.4726 | 76.657 | 869.4532 | 884.8579 | 1763.1764 | 884.8579 | 6202 | 10 | 8 | 2017-08-16 10:00 | WEEKDAY | 23.0056 | 1.95 | 961.398 | 932.5561 | 0 | 932.5561 | 2825.6306 | 0 | 0 | NA | 94.19%
| 10 | 9 | 2017-09-16 10:00 | 846.2155 | 1774.5686 | 795.7398 | 678.3429 | 1943.0492 | 896.2468 | 926.542 | 1732.4232 | 815.738 | 448.1234 | 397.5136 | 126.7236 | 100.3822 | 846.4296 | 846.2155 | 1943.0492 | 846.2155 | 6203 | 11 | 8 | 2017-08-16 11:00 | WEEKDAY | 24.1302 | 1.95 | 967.132 | 938.118 | 0 | 938.118 | 2825.6306 | 0 | 0 | NA | 94.19%
| 11 | 9 | 2017-09-16 11:00 | 687.644 | 1801.8035 | 867.2156 | 719.0905 | 1823.6127 | 910.0018 | 901.82 | 1717.257 | 778.7839 | 455.0009 | 969.0176 | 122.2904 | 244.7014 | 876.93 | 687.644 | 1823.6127 | 687.644 | 6204 | 12 | 8 | 2017-08-16 12:00 | WEEKDAY | 29.0124 | 1.95 | 940.908 | 912.6808 | 0 | 912.6808 | 2825.6306 | 0 | 0 | NA | 94.19%
| 12 | 9 | 2017-09-16 12:00 | 705.9644 | 1794.8559 | 411.7622 | 774.9352 | 1691.2515 | 906.4929 | 885.615 | 1692.0178 | 749.8333 | 453.2464 | 887.9348 | 153.8697 | 224.226 | 692.2515 | 705.9644 | 1691.2515 | 705.9644 | 6205 | 13 | 8 | 2017-08-16 13:00 | WEEKDAY | 32.6811 | 1.95 | 923.74 | 896.0278 | 0 | 896.0278 | 2825.6306 | 0 | 0 | NA | 94.19%
| 13 | 9 | 2017-09-16 13:00 | 752.8801 | 1650.7045 | 322.1116 | 804.5299 | 1441.0837 | 833.6891 | 741.546 | 1689.5903 | 757.4555 | 416.8446 | 784.1714 | 210.769 | 198.0231 | 865.0915 | 752.8801 | 1441.0837 | 752.8801 | 6206 | 14 | 8 | 2017-08-16 14:00 | WEEKDAY | 36.9176 | 0 | 771.726 | 748.5742 | 0 | 748.5742 | 2825.6306 | 0 | 0 | NA | 94.19%
| 14 | 9 | 2017-09-16 14:00 | 842.7887 | 1792.1851 | 606.1833 | 723.1343 | 1710.1689 | 905.144 | 748.011 | 1754.9631 | 990.2423 | 452.572 | 916.3116 | 147.1012 | 231.3918 | 498.1676 | 842.7887 | 1710.1689 | 842.7887 | 6207 | 15 | 8 | 2017-08-16 15:00 | WEEKDAY | 39.0803 | 0 | 778.538 | 755.1819 | 234.8181 | 990 | 2825.6306 | 0 | 0 | NA | 94.19%
| 15 | 9 | 2017-09-16 15:00 | 713.3018 | 1724.4847 | 488.7284 | 397.0625 | 1507.6132 | 870.9519 | 543.848 | 1716.2175 | 808.1458 | 435.4759 | 917.8229 | 165.6631 | 231.7735 | 791.6138 | 713.3018 | 1507.6132 | 713.3018 | 6208 | 16 | 8 | 2017-08-16 16:00 | WEEKDAY | 54.9045 | 0 | 564.829 | 547.8841 | 442.1159 | 990 | 2583.5501 | 0 | 0 | NA | 86.12%
| 16 | 9 | 2017-09-16 16:00 | 611.7755 | 1491.6725 | 722.8655 | 137.6943 | 696.1117 | 753.3699 | 566.702 | 1407.014 | 758.6506 | 376.685 | 815.1852 | 102.9308 | 205.8548 | 805.8678 | 611.7755 | 696.1117 | 611.7755 | 6209 | 17 | 8 | 2017-08-16 17:00 | WEEKDAY | 59.5224 | 0 | 588.664 | 571.0041 | 418.9959 | 990 | 2127.7605 | 0 | 0 | NA | 70.93%
| 17 | 9 | 2017-09-16 17:00 | 98.6487 | 780.933 | 248.0902 | 58.2617 | 684.7771 | 394.4106 | 349.224 | 794.4794 | 529.168 | 197.2053 | 500.4274 | 22.213 | 126.3705 | 401.705 | 98.6487 | 684.7771 | 98.6487 | 6210 | 18 | 8 | 2017-08-16 18:00 | WEEKDAY | 47.6062 | 0 | 363.002 | 352.1119 | 637.8881 | 990 | 1695.806 | 0 | 0 | NA | 56.53%
| 18 | 9 | 2017-09-16 18:00 | 0 | 34.7497 | 51.2455 | 3.8319 | 66.3403 | 17.5504 | 268.651 | 9.4898 | 0 | 8.7752 | 69.4868 | 8.6003 | 17.5472 | 13.9177 | 0 | 66.3403 | 0 | 6211 | 19 | 8 | 2017-08-16 19:00 | WEEKDAY | 36.3247 | 0 | 279.973 | 0 | 0 | 0 | 1038.1894 | 0 | 0 | NA | 34.61%
| 19 | 9 | 2017-09-16 19:00 | 0 | 0 | 0 | 0 | 0 | 0 | 0 | 0 | 0 | 0 | 0 | 0 | 0 | 0 | 0 | 0 | 0 | 6212 | 20 | 8 | 2017-08-16 20:00 | WEEKDAY | 31.9212 | 2.06 | 0 | 0 | 0 | 0 | 1318.1624 | 0 | 0 | NA | 43.94%
| 20 | 9 | 2017-09-16 20:00 | 0 | 0 | 0 | 0 | 0 | 0 | 0 | 0 | 0 | 0 | 0 | 0 | 0 | 0 | 0 | 0 | 0 | 6213 | 21 | 8 | 2017-08-16 21:00 | WEEKDAY | 32.5363 | 2.06 | 0 | 0 | 0 | 0 | 1318.1624 | 0 | 0 | NA | 43.94%
| 21 | 9 | 2017-09-16 21:00 | 0 | 0 | 0 | 0 | 0 | 0 | 0 | 0 | 0 | 0 | 0 | 0 | 0 | 0 | 0 | 0 | 0 | 6214 | 22 | 8 | 2017-08-16 22:00 | WEEKDAY | 29.7834 | 2.06 | 0 | 0 | 0 | 0 | 1318.1624 | 0 | 0 | NA | 43.94%
| 22 | 9 | 2017-09-16 22:00 | 0 | 0 | 0 | 0 | 0 | 0 | 0 | 0 | 0 | 0 | 0 | 0 | 0 | 0 | 0 | 0 | 0 | 6215 | 23 | 8 | 2017-08-16 23:00 | WEEKDAY | 24.3556 | 2.3 | 0 | 0 | 0 | 0 | 1318.1624 | 0 | 0 | NA | 43.94%
| 23 | 9 | 2017-09-16 23:00 | 0 | 0 | 0 | 0 | 0 | 0 | 0 | 0 | 0 | 0 | 0 | 0 | 0 | 0 | 0 | 0 | 0 | 6216 | 0 | 8 | 2017-08-17 | WEEKDAY | 23.6375 | 2.3 | 0 | 0 | 0 | 0 | 1318.1624 | 0 | 0 | NA | 43.94%
| 0 | 9 | 2017-09-17 | 0 | 0 | 0 | 0 | 0 | 0 | 0 | 0 | 0 | 0 | 0 | 0 | 0 | 0 | 0 | 0 | 0 | 6217 | 1 | 8 | 2017-08-17 01:00 | WEEKDAY | 23.2116 | 2.3 | 0 | 0 | 0 | 0 | 1318.1624 | 0 | 0 | NA | 43.94%
| 1 | 9 | 2017-09-17 01:00 | 0 | 0 | 0 | 0 | 0 | 0 | 0 | 0 | 0 | 0 | 0 | 0 | 0 | 0 | 0 | 0 | 0 | 6218 | 2 | 8 | 2017-08-17 02:00 | WEEKDAY | 22.9305 | 2.3 | 0 | 0 | -970 | -970 | 1318.1624 | 0 | 0 | NA | 43.94%
| 2 | 9 | 2017-09-17 02:00 | 0 | 0 | 0 | 0 | 0 | 0 | 0 | 0 | 0 | 0 | 0 | 0 | 0 | 0 | 0 | 0 | 0 | 6219 | 3 | 8 | 2017-08-17 03:00 | WEEKDAY | 23.2478 | 2.3 | 0 | 0 | -700 | -700 | 2259.0624 | 0 | 0 | NA | 75.3%
| 3 | 9 | 2017-09-17 03:00 | 0 | 0 | 0 | 0 | 0 | 0 | 0 | 0 | 0 | 0 | 0 | 0 | 0 | 0 | 0 | 0 | 0 | 6220 | 4 | 8 | 2017-08-17 04:00 | WEEKDAY | 23.4399 | 2.3 | 0 | 0 | 0 | 0 | 2938.0624 | 0 | 0 | NA | 97.94%
| 4 | 9 | 2017-09-17 04:00 | 0 | 0 | 0 | 0 | 0 | 0 | 0 | 0 | 0 | 0 | 0 | 0 | 0 | 0 | 0 | 0 | 0 | 6221 | 5 | 8 | 2017-08-17 05:00 | WEEKDAY | 23.5874 | 2.3 | 0 | 0 | 0 | 0 | 2938.0624 | 0 | 0 | NA | 97.94%
| 5 | 9 | 2017-09-17 05:00 | 0 | 0 | 0 | 0 | 0 | 0 | 0 | 0 | 0 | 0 | 0 | 0 | 0 | 0 | 0 | 0 | 0 | 6222 | 6 | 8 | 2017-08-17 06:00 | WEEKDAY | 23.6959 | 2.05 | 0 | 0 | 0 | 0 | 2938.0624 | 0 | 0 | NA | 97.94%
| 6 | 9 | 2017-09-17 06:00 | 322.1302 | 28.8458 | 6.6412 | 24.7254 | 87.2071 | 14.5686 | 0 | 46.415 | 0 | 7.2843 | 13.5762 | 5.7407 | 3.4283 | 18.9693 | 322.1302 | 87.2071 | 322.1302 | 6223 | 7 | 8 | 2017-08-17 07:00 | WEEKDAY | 25.3633 | 2.05 | 0 | 0 | 0 | 0 | 2938.0624 | 0 | 0 | NA | 97.94%
| 7 | 9 | 2017-09-17 07:00 | 723.958 | 238.6767 | 29.0812 | 366.753 | 1058.2109 | 120.5438 | 0 | 799.7632 | 0 | 60.2719 | 207.7186 | 66.5544 | 52.4542 | 210.1966 | 723.958 | 1058.2109 | 723.958 | 6224 | 8 | 8 | 2017-08-17 08:00 | WEEKDAY | 23.5011 | 2.05 | 1.2376 | 0 | 0 | 0 | 2938.0624 | 0 | 0 | NA | 97.94%
| 8 | 9 | 2017-09-17 08:00 | 553.0326 | 395.0636 | 82.2413 | 726.6351 | 1662.6571 | 199.527 | 29.4146 | 581.7179 | 687.2217 | 99.7635 | 422.1728 | 185.8963 | 106.6093 | 413.8246 | 553.0326 | 1662.6571 | 553.0326 | 6225 | 9 | 8 | 2017-08-17 09:00 | WEEKDAY | 23.3508 | 1.95 | 35.1195 | 0 | 0 | 0 | 2939.3 | 0 | 0 | NA | 97.98%
| 9 | 9 | 2017-09-17 09:00 | 650.2232 | 1773.3661 | 219.4516 | 884.5836 | 1946.2518 | 895.6394 | 307.204 | 1558.9369 | 798.3236 | 447.8197 | 932.1807 | 191.5812 | 235.3992 | 871.7885 | 650.2232 | 1946.2518 | 650.2232 | 6226 | 10 | 8 | 2017-08-17 10:00 | WEEKDAY | 23.7349 | 1.95 | 319.672 | 310.0818 | 0 | 310.0818 | 2974.4195 | 0 | 0 | NA | 99.15%
| 10 | 9 | 2017-09-17 10:00 | 838.768 | 1797.7959 | 389.3346 | 889.1358 | 1980.0001 | 907.9778 | 48.2026 | 1695.8106 | 784.5835 | 453.9889 | 908.945 | 224.1936 | 229.5316 | 866.3041 | 838.768 | 1980.0001 | 838.768 | 6227 | 11 | 8 | 2017-08-17 11:00 | WEEKDAY | 28.1969 | 1.95 | 54.2614 | 52.6336 | 0 | 52.6336 | 2974.4195 | 0 | 0 | NA | 99.15%
| 11 | 9 | 2017-09-17 11:00 | 798.2566 | 1778.824 | 341.6432 | 873.6408 | 1979.1245 | 898.3959 | 157.089 | 1722.1608 | 750.6675 | 449.198 | 785.8535 | 230.1562 | 198.4478 | 727.5912 | 798.2566 | 1979.1245 | 798.2566 | 6228 | 12 | 8 | 2017-08-17 12:00 | WEEKDAY | 31.0527 | 1.95 | 165.481 | 160.5166 | 0 | 160.5166 | 2974.4195 | 0 | 0 | NA | 99.15%
| 12 | 9 | 2017-09-17 12:00 | 594.8129 | 1754.7001 | 454.4849 | 842.4539 | 1953.7696 | 886.2122 | 375.329 | 1708.9501 | 989.8559 | 443.1061 | 889.2869 | 162.2933 | 224.5674 | 821.7092 | 594.8129 | 1953.7696 | 594.8129 | 6229 | 13 | 8 | 2017-08-17 13:00 | WEEKDAY | 32.3582 | 1.95 | 389.964 | 378.2651 | 0 | 378.2651 | 2974.4195 | 0 | 0 | NA | 99.15%
| 13 | 9 | 2017-09-17 13:00 | 838.1964 | 1764.7116 | 443.0252 | 919.9643 | 1951.0747 | 891.2685 | 339.668 | 1664.0347 | 469.6401 | 445.6343 | 754.1433 | 219.0061 | 190.4402 | 793.8757 | 838.1964 | 1951.0747 | 838.1964 | 6230 | 14 | 8 | 2017-08-17 14:00 | WEEKDAY | 33.9197 | 0 | 353.132 | 342.538 | 0 | 342.538 | 2974.4195 | 0 | 0 | NA | 99.15%
| 14 | 9 | 2017-09-17 14:00 | 826.7216 | 1690.3578 | 366.1431 | 932.2917 | 1980.0001 | 853.7161 | 206.334 | 1724.3973 | 778.8363 | 426.858 | 410.869 | 221.774 | 103.7548 | 617.2579 | 826.7216 | 1980.0001 | 826.7216 | 6231 | 15 | 8 | 2017-08-17 15:00 | WEEKDAY | 35.395 | 0 | 215.931 | 209.4531 | 640.5469 | 850 | 2974.4195 | 0 | 0 | NA | 99.15%
| 15 | 9 | 2017-09-17 15:00 | 652.562 | 1186.1556 | 299.777 | 923.3926 | 1934.5805 | 599.0685 | 414.321 | 1659.201 | 799.8203 | 299.5342 | 644.8781 | 175.5623 | 162.848 | 490.256 | 652.562 | 1934.5805 | 652.562 | 6232 | 16 | 8 | 2017-08-17 16:00 | WEEKDAY | 34.3679 | 0 | 430.281 | 417.3726 | 432.6274 | 850 | 2314.0618 | 0 | 0 | NA | 77.14%
| 16 | 9 | 2017-09-17 16:00 | 38.9461 | 816.2142 | 241.9437 | 801.6787 | 1703.8018 | 412.2294 | 168.849 | 1392.0352 | 750.8033 | 206.1147 | 835.1844 | 209.5392 | 210.9052 | 328.8372 | 38.9461 | 1703.8018 | 38.9461 | 6233 | 17 | 8 | 2017-08-17 17:00 | WEEKDAY | 29.8419 | 0 | 177.506 | 172.1808 | 677.8192 | 850 | 1868.0542 | 0 | 0 | NA | 62.27%
| 17 | 9 | 2017-09-17 17:00 | 2.7693 | 766.2132 | 141.6353 | 418.5757 | 938.0708 | 386.9764 | 0 | 663.3664 | 518.9228 | 193.4882 | 625.989 | 75.8401 | 158.078 | 172.2702 | 2.7693 | 938.0708 | 2.7693 | 6234 | 18 | 8 | 2017-08-17 18:00 | WEEKDAY | 29.4995 | 0 | 2.6565 | 2.5768 | 847.4232 | 850 | 1169.2715 | 0 | 0 | NA | 38.98%
| 18 | 9 | 2017-09-17 18:00 | 0 | 31.3919 | 28.371 | 14.7756 | 28.6772 | 15.8545 | 4.8389 | 0 | 0 | 7.9273 | 72.8298 | 10.4462 | 18.3914 | 12.2106 | 0 | 28.6772 | 0 | 6235 | 19 | 8 | 2017-08-17 19:00 | WEEKDAY | 25.5553 | 0 | 10.0509 | 0 | 0 | 0 | 295.6393 | 0 | 0 | NA | 9.855%
| 19 | 9 | 2017-09-17 19:00 | 0 | 0 | 0 | 0 | 0 | 0 | 0 | 0 | 0 | 0 | 0 | 0 | 0 | 0 | 0 | 0 | 0 | 6236 | 20 | 8 | 2017-08-17 20:00 | WEEKDAY | 23.3898 | 2.06 | 0 | 0 | 0 | 0 | 305.6902 | 0 | 0 | NA | 10.19%
| 20 | 9 | 2017-09-17 20:00 | 0 | 0 | 0 | 0 | 0 | 0 | 0 | 0 | 0 | 0 | 0 | 0 | 0 | 0 | 0 | 0 | 0 | 6237 | 21 | 8 | 2017-08-17 21:00 | WEEKDAY | 23.0585 | 2.06 | 0 | 0 | 0 | 0 | 305.6902 | 0 | 0 | NA | 10.19%
| 21 | 9 | 2017-09-17 21:00 | 0 | 0 | 0 | 0 | 0 | 0 | 0 | 0 | 0 | 0 | 0 | 0 | 0 | 0 | 0 | 0 | 0 | 6238 | 22 | 8 | 2017-08-17 22:00 | WEEKDAY | 23.3925 | 2.06 | 0 | 0 | 0 | 0 | 305.6902 | 0 | 0 | NA | 10.19%
| 22 | 9 | 2017-09-17 22:00 | 0 | 0 | 0 | 0 | 0 | 0 | 0 | 0 | 0 | 0 | 0 | 0 | 0 | 0 | 0 | 0 | 0 | 6239 | 23 | 8 | 2017-08-17 23:00 | WEEKDAY | 21.5888 | 2.3 | 0 | 0 | 0 | 0 | 305.6902 | 0 | 0 | NA | 10.19%
| 23 | 9 | 2017-09-17 23:00 | 0 | 0 | 0 | 0 | 0 | 0 | 0 | 0 | 0 | 0 | 0 | 0 | 0 | 0 | 0 | 0 | 0 | 6240 | 0 | 8 | 2017-08-18 | WEEKDAY | 20.0189 | 2.3 | 0 | 0 | 0 | 0 | 305.6902 | 0 | 0 | NA | 10.19%
| 0 | 9 | 2017-09-18 | 0 | 0 | 0 | 0 | 0 | 0 | 0 | 0 | 0 | 0 | 0 | 0 | 0 | 0 | 0 | 0 | 0 | 6241 | 1 | 8 | 2017-08-18 01:00 | WEEKDAY | 18.6327 | 2.3 | 0 | 0 | 0 | 0 | 305.6902 | 0 | 0 | NA | 10.19%
| 1 | 9 | 2017-09-18 01:00 | 0 | 0 | 0 | 0 | 0 | 0 | 0 | 0 | 0 | 0 | 0 | 0 | 0 | 0 | 0 | 0 | 0 | 6242 | 2 | 8 | 2017-08-18 02:00 | WEEKDAY | 18.4435 | 2.3 | 0 | 0 | 0 | 0 | 305.6902 | 0 | 0 | NA | 10.19%
| 2 | 9 | 2017-09-18 02:00 | 0 | 0 | 0 | 0 | 0 | 0 | 0 | 0 | 0 | 0 | 0 | 0 | 0 | 0 | 0 | 0 | 0 | 6243 | 3 | 8 | 2017-08-18 03:00 | WEEKDAY | 18.2625 | 2.3 | 0 | 0 | 0 | 0 | 305.6902 | 0 | 0 | NA | 10.19%
| 3 | 9 | 2017-09-18 03:00 | 0 | 0 | 0 | 0 | 0 | 0 | 0 | 0 | 0 | 0 | 0 | 0 | 0 | 0 | 0 | 0 | 0 | 6244 | 4 | 8 | 2017-08-18 04:00 | WEEKDAY | 18.5492 | 2.3 | 0 | 0 | 0 | 0 | 305.6902 | 0 | 0 | NA | 10.19%
| 4 | 9 | 2017-09-18 04:00 | 0 | 0 | 0 | 0 | 0 | 0 | 0 | 0 | 0 | 0 | 0 | 0 | 0 | 0 | 0 | 0 | 0 | 6245 | 5 | 8 | 2017-08-18 05:00 | WEEKDAY | 19.1282 | 2.3 | 0 | 0 | 0 | 0 | 305.6902 | 0 | 0 | NA | 10.19%
| 5 | 9 | 2017-09-18 05:00 | 0 | 0 | 0 | 0 | 0 | 0 | 0 | 0 | 0 | 0 | 0 | 0 | 0 | 0 | 0 | 0 | 0 | 6246 | 6 | 8 | 2017-08-18 06:00 | WEEKDAY | 19.6599 | 2.05 | 0 | 0 | 0 | 0 | 305.6902 | 0 | 0 | NA | 10.19%
| 6 | 9 | 2017-09-18 06:00 | 201.0317 | 18.9925 | 17.2393 | 41.7185 | 54.4876 | 9.5922 | 0 | 46.2113 | 0 | 4.7961 | 22.6943 | 2.7779 | 5.7309 | 15.549 | 201.0317 | 54.4876 | 201.0317 | 6247 | 7 | 8 | 2017-08-18 07:00 | WEEKDAY | 20.7148 | 2.05 | 0 | 0 | 0 | 0 | 305.6902 | 0 | 0 | NA | 10.19%
| 7 | 9 | 2017-09-18 07:00 | 762.2213 | 483.2034 | 174.6199 | 526.6627 | 1060.6562 | 244.0421 | 536.104 | 901.0489 | 0 | 122.0211 | 274.9011 | 50.4979 | 69.4195 | 208.8675 | 762.2213 | 1060.6562 | 762.2213 | 6248 | 8 | 8 | 2017-08-18 08:00 | WEEKDAY | 20.893 | 2.05 | 556.97 | 0 | 0 | 0 | 305.6902 | 0 | 0 | NA | 10.19%
| 8 | 9 | 2017-09-18 08:00 | 956.2084 | 827.3903 | 859.5747 | 846.9478 | 1770.215 | 417.8739 | 894.768 | 1528.249 | 702.7553 | 208.937 | 456.2708 | 43.8017 | 115.2199 | 379.3087 | 956.2084 | 1770.215 | 956.2084 | 6249 | 9 | 8 | 2017-08-18 09:00 | WEEKDAY | 21.5554 | 1.95 | 933.668 | 0 | 0 | 0 | 862.6602 | 0 | 0 | NA | 28.76%
| 9 | 9 | 2017-09-18 09:00 | 933.8148 | 1632.5637 | 977.6471 | 938.0993 | 1964.5108 | 824.5271 | 985.181 | 1718.3111 | 837.1323 | 412.2636 | 326.6307 | 217.983 | 82.4825 | 732.8282 | 933.8148 | 1964.5108 | 933.8148 | 6250 | 10 | 8 | 2017-08-18 10:00 | WEEKDAY | 22.3543 | 1.95 | 1029.59 | 0 | 0 | 0 | 1796.3282 | 0 | 0 | NA | 59.88%
| 10 | 9 | 2017-09-18 10:00 | 929.1382 | 1493.8297 | 973.2689 | 948.5808 | 1980.0001 | 754.4594 | 977.821 | 1754.789 | 825.9113 | 377.2297 | 893.0013 | 169.0948 | 225.5054 | 511.8819 | 929.1382 | 1980.0001 | 929.1382 | 6251 | 11 | 8 | 2017-08-18 11:00 | WEEKDAY | 23.4426 | 1.95 | 1021.7 | 990 | 0 | 990 | 2825.9182 | 0 | 0 | NA | 94.2%
| 11 | 9 | 2017-09-18 11:00 | 913.2661 | 1384.0796 | 951.9666 | 926.2747 | 1958.6588 | 699.0301 | 950.458 | 1612.8977 | 787.6885 | 349.5151 | 882.4213 | 109.1806 | 222.8337 | 533.4593 | 913.2661 | 1958.6588 | 913.2661 | 6252 | 12 | 8 | 2017-08-18 12:00 | WEEKDAY | 25.6193 | 1.95 | 992.56 | 962.7832 | 0 | 962.7832 | 2825.9182 | 0 | 0 | NA | 94.2%
| 12 | 9 | 2017-09-18 12:00 | 905.0701 | 1855.0511 | 934.4513 | 925.2874 | 1965.1897 | 936.8945 | 929.238 | 1649.168 | 755.0422 | 468.4472 | 891.9717 | 187.8127 | 225.2454 | 350.4331 | 905.0701 | 1965.1897 | 905.0701 | 6253 | 13 | 8 | 2017-08-18 13:00 | WEEKDAY | 29.21 | 1.95 | 970 | 940.9 | 0 | 940.9 | 2825.9182 | 0 | 0 | NA | 94.2%
| 13 | 9 | 2017-09-18 13:00 | 699.3661 | 1671.3189 | 937.8964 | 843.3574 | 1980.0001 | 844.1004 | 928.988 | 1665.6184 | 771.6205 | 422.0502 | 931.0628 | 170.7426 | 235.1169 | 567.0445 | 699.3661 | 1980.0001 | 699.3661 | 6254 | 14 | 8 | 2017-08-18 14:00 | WEEKDAY | 30.034 | 0 | 969.716 | 940.6245 | 0 | 940.6245 | 2825.9182 | 0 | 0 | NA | 94.2%
| 14 | 9 | 2017-09-18 14:00 | 912.8738 | 1504.9954 | 949.341 | 921.9476 | 1925.1195 | 760.0987 | 948.155 | 1695.066 | 990 | 380.0493 | 949.3301 | 79.8507 | 239.7298 | 291.2074 | 912.8738 | 1925.1195 | 912.8738 | 6255 | 15 | 8 | 2017-08-18 15:00 | WEEKDAY | 30.3541 | 0 | 990.056 | 960.3543 | 29.6457 | 990 | 2825.9182 | 0 | 0 | NA | 94.2%
| 15 | 9 | 2017-09-18 15:00 | 886.4775 | 737.3199 | 966.1606 | 833.6746 | 1951.0749 | 372.3838 | 974.734 | 1690.6791 | 990 | 186.1919 | 955.0135 | 165.2294 | 241.165 | 240.9981 | 886.4775 | 1951.0749 | 886.4775 | 6256 | 16 | 8 | 2017-08-18 16:00 | WEEKDAY | 30.9553 | 0 | 1018.31 | 987.7607 | 2.2393 | 990 | 2795.3557 | 0 | 0 | NA | 93.18%
| 16 | 9 | 2017-09-18 16:00 | 667.7884 | 1577.3201 | 895.6232 | 735.2931 | 1734.9266 | 796.6263 | 961.153 | 1079.6013 | 990 | 398.3132 | 878.1192 | 111.5764 | 221.7473 | 316.9291 | 667.7884 | 1734.9266 | 667.7884 | 6257 | 17 | 8 | 2017-08-18 17:00 | WEEKDAY | 30.7966 | 0 | 1003.91 | 973.7927 | 16.2073 | 990 | 2793.0471 | 0 | 0 | NA | 93.1%
| 17 | 9 | 2017-09-18 17:00 | 95.2476 | 773.4256 | 644.5588 | 247.1027 | 955.9055 | 390.619 | 836.464 | 600.3956 | 990 | 195.3095 | 574.8241 | 60.8288 | 145.1576 | 60.371 | 95.2476 | 955.9055 | 95.2476 | 6258 | 18 | 8 | 2017-08-18 18:00 | WEEKDAY | 29.9616 | 0 | 871.791 | 845.6373 | 144.3627 | 990 | 2776.3386 | 0 | 0 | NA | 92.54%
| 18 | 9 | 2017-09-18 18:00 | 0 | 44.1386 | 93.7248 | 7.3782 | 19.1632 | 22.2922 | 426.085 | 0 | 0 | 11.1461 | 62.756 | 5.2541 | 15.8475 | 1.6159 | 0 | 19.1632 | 0 | 6259 | 19 | 8 | 2017-08-18 19:00 | WEEKDAY | 30.9275 | 0 | 442.56 | 429.2832 | 0 | 429.2832 | 2627.511 | 0 | 0 | NA | 87.58%
| 19 | 9 | 2017-09-18 19:00 | 0 | 0 | 0 | 0 | 0 | 0 | 0 | 0 | 0 | 0 | 0 | 0 | 0 | 0 | 0 | 0 | 0 | 6260 | 20 | 8 | 2017-08-18 20:00 | WEEKDAY | 29.8169 | 2.06 | 0 | 0 | 0 | 0 | 2627.511 | 0 | 0 | NA | 87.58%
| 20 | 9 | 2017-09-18 20:00 | 0 | 0 | 0 | 0 | 0 | 0 | 0 | 0 | 0 | 0 | 0 | 0 | 0 | 0 | 0 | 0 | 0 | 6261 | 21 | 8 | 2017-08-18 21:00 | WEEKDAY | 29.0931 | 2.06 | 0 | 0 | 0 | 0 | 2627.511 | 0 | 0 | NA | 87.58%
| 21 | 9 | 2017-09-18 21:00 | 0 | 0 | 0 | 0 | 0 | 0 | 0 | 0 | 0 | 0 | 0 | 0 | 0 | 0 | 0 | 0 | 0 | 6262 | 22 | 8 | 2017-08-18 22:00 | WEEKDAY | 26.6938 | 2.06 | 0 | 0 | 0 | 0 | 2627.511 | 0 | 0 | NA | 87.58%
| 22 | 9 | 2017-09-18 22:00 | 0 | 0 | 0 | 0 | 0 | 0 | 0 | 0 | 0 | 0 | 0 | 0 | 0 | 0 | 0 | 0 | 0 | 6263 | 23 | 8 | 2017-08-18 23:00 | WEEKDAY | 23.7906 | 2.3 | 0 | 0 | 0 | 0 | 2627.511 | 0 | 0 | NA | 87.58%
| 23 | 9 | 2017-09-18 23:00 | 0 | 0 | 0 | 0 | 0 | 0 | 0 | 0 | 0 | 0 | 0 | 0 | 0 | 0 | 0 | 0 | 0 | 6264 | 0 | 8 | 2017-08-19 | WEEKEND | 22.4267 | 2.3 | 0 | 0 | 0 | 0 | 2627.511 | 0 | 0 | NA | 87.58%
| 0 | 9 | 2017-09-19 | 0 | 0 | 0 | 0 | 0 | 0 | 0 | 0 | 0 | 0 | 0 | 0 | 0 | 0 | 0 | 0 | 0 | 6265 | 1 | 8 | 2017-08-19 01:00 | WEEKEND | 21.728 | 2.3 | 0 | 0 | 0 | 0 | 2627.511 | 0 | 0 | NA | 87.58%
| 1 | 9 | 2017-09-19 01:00 | 0 | 0 | 0 | 0 | 0 | 0 | 0 | 0 | 0 | 0 | 0 | 0 | 0 | 0 | 0 | 0 | 0 | 6266 | 2 | 8 | 2017-08-19 02:00 | WEEKEND | 20.8373 | 2.3 | 0 | 0 | 0 | 0 | 2627.511 | 0 | 0 | NA | 87.58%
| 2 | 9 | 2017-09-19 02:00 | 0 | 0 | 0 | 0 | 0 | 0 | 0 | 0 | 0 | 0 | 0 | 0 | 0 | 0 | 0 | 0 | 0 | 6267 | 3 | 8 | 2017-08-19 03:00 | WEEKEND | 20.0969 | 2.3 | 0 | 0 | 0 | 0 | 2627.511 | 0 | 0 | NA | 87.58%
| 3 | 9 | 2017-09-19 03:00 | 0 | 0 | 0 | 0 | 0 | 0 | 0 | 0 | 0 | 0 | 0 | 0 | 0 | 0 | 0 | 0 | 0 | 6268 | 4 | 8 | 2017-08-19 04:00 | WEEKEND | 19.7127 | 2.3 | 0 | 0 | 0 | 0 | 2627.511 | 0 | 0 | NA | 87.58%
| 4 | 9 | 2017-09-19 04:00 | 0 | 0 | 0 | 0 | 0 | 0 | 0 | 0 | 0 | 0 | 0 | 0 | 0 | 0 | 0 | 0 | 0 | 6269 | 5 | 8 | 2017-08-19 05:00 | WEEKEND | 19.6292 | 2.3 | 0 | 0 | 0 | 0 | 2627.511 | 0 | 0 | NA | 87.58%
| 5 | 9 | 2017-09-19 05:00 | 0 | 0 | 0 | 0 | 0 | 0 | 0 | 0 | 0 | 0 | 0 | 0 | 0 | 0 | 0 | 0 | 0 | 6270 | 6 | 8 | 2017-08-19 06:00 | WEEKEND | 19.5346 | 2.3 | 0 | 0 | 0 | 0 | 2627.511 | 0 | 0 | NA | 87.58%
| 6 | 9 | 2017-09-19 06:00 | 255.0733 | 13.5963 | 10.9415 | 53.3071 | 49.2409 | 6.8668 | 0 | 46.2173 | 0 | 3.4334 | 14.2663 | 5.9899 | 3.6026 | 14.4143 | 255.0733 | 49.2409 | 255.0733 | 6271 | 7 | 8 | 2017-08-19 07:00 | WEEKEND | 19.6793 | 2.3 | 0 | 0 | 0 | 0 | 2627.511 | 0 | 0 | NA | 87.58%
| 7 | 9 | 2017-09-19 07:00 | 751.7696 | 191.9186 | 323.1878 | 566.9093 | 922.8663 | 96.9286 | 532.344 | 916.1971 | 0 | 48.4643 | 329.0607 | 44.46 | 83.0961 | 37.8126 | 751.7696 | 922.8663 | 751.7696 | 6272 | 8 | 8 | 2017-08-19 08:00 | WEEKEND | 20.0523 | 2.3 | 552.997 | 536.4071 | 0 | 536.4071 | 2627.511 | 0 | 0 | NA | 87.58%
| 8 | 9 | 2017-09-19 08:00 | 880.8347 | 584.9213 | 794.5901 | 870.5184 | 1748.2368 | 295.4148 | 856.487 | 1555.3417 | 0 | 147.7074 | 768.6802 | 35.6404 | 194.1112 | 138.3498 | 880.8347 | 1748.2368 | 880.8347 | 6273 | 9 | 8 | 2017-08-19 09:00 | WEEKEND | 21.9228 | 2.3 | 892.929 | 866.1411 | 0 | 866.1411 | 2627.511 | 0 | 0 | NA | 87.58%
| 9 | 9 | 2017-09-19 09:00 | 856.8298 | 553.8306 | 924.7338 | 934.927 | 1924.482 | 279.7124 | 925.423 | 1603.2285 | 861.4531 | 139.8562 | 919.2024 | 64.9452 | 232.1218 | 162.5926 | 856.8298 | 1924.482 | 856.8298 | 6274 | 10 | 8 | 2017-08-19 10:00 | WEEKEND | 23.2033 | 2.3 | 965.811 | 936.8367 | 0 | 936.8367 | 2627.511 | 0 | 0 | NA | 87.58%
| 10 | 9 | 2017-09-19 10:00 | 881.6449 | 555.5508 | 954.5524 | 938.9317 | 1937.5223 | 280.5812 | 919.446 | 1685.3349 | 857.4102 | 140.2906 | 952.3166 | 72.7248 | 240.484 | 217.4691 | 881.6449 | 1937.5223 | 881.6449 | 6275 | 11 | 8 | 2017-08-19 11:00 | WEEKEND | 24.5477 | 2.3 | 959.402 | 930.6199 | 0 | 930.6199 | 2627.511 | 0 | 0 | NA | 87.58%
| 11 | 9 | 2017-09-19 11:00 | 834.4764 | 1089.546 | 926.5659 | 913.9359 | 1940.7649 | 550.2758 | 887.815 | 1686.0622 | 820.5647 | 275.1379 | 926.6326 | 90.8997 | 233.9981 | 316.8665 | 834.4764 | 1940.7649 | 834.4764 | 6276 | 12 | 8 | 2017-08-19 12:00 | WEEKEND | 30.3875 | 2.3 | 925.859 | 898.0832 | 0 | 898.0832 | 2627.511 | 0 | 0 | NA | 87.58%
| 12 | 9 | 2017-09-19 12:00 | 828.8742 | 1487.114 | 903.5848 | 908.8277 | 1921.3852 | 751.0677 | 867.218 | 1620.1362 | 788.0668 | 375.5338 | 919.5749 | 101.0483 | 232.2159 | 268.3042 | 828.8742 | 1921.3852 | 828.8742 | 6277 | 13 | 8 | 2017-08-19 13:00 | WEEKEND | 52.8865 | 2.3 | 904.046 | 876.9246 | 0 | 876.9246 | 2627.511 | 0 | 0 | NA | 87.58%
| 13 | 9 | 2017-09-19 13:00 | 858.3286 | 1207.1989 | 912.6603 | 918.3028 | 1930.806 | 609.6964 | 867.396 | 1668.4553 | 797.1615 | 304.8482 | 936.8262 | 108.3746 | 236.5723 | 245.6604 | 858.3286 | 1930.806 | 858.3286 | 6278 | 14 | 8 | 2017-08-19 14:00 | WEEKEND | 40.1743 | 2.3 | 904.222 | 877.0953 | 113 | 990.0953 | 2627.511 | 0 | 0 | NA | 87.58%
| 14 | 9 | 2017-09-19 14:00 | 897.6986 | 1046.4142 | 921.2308 | 931.1905 | 1928.0465 | 528.492 | 843.671 | 1662.2119 | 990 | 264.246 | 872.2807 | 60.4106 | 220.2729 | 204.8466 | 897.6986 | 1928.0465 | 897.6986 | 6279 | 15 | 8 | 2017-08-19 15:00 | WEEKEND | 53.947 | 2.3 | 878.941 | 852.5728 | 137 | 989.5728 | 2511.0162 | 0 | 0 | NA | 83.7%
| 15 | 9 | 2017-09-19 15:00 | 775.462 | 1744.7439 | 916.0803 | 923.9727 | 1904.6113 | 881.1838 | 864.811 | 1630.2193 | 990 | 440.5919 | 906.4055 | 129.2941 | 228.8903 | 149.517 | 775.462 | 1904.6113 | 775.462 | 6280 | 16 | 8 | 2017-08-19 16:00 | WEEKEND | 43.1999 | 2.3 | 901.284 | 874.2455 | 116 | 990.2455 | 2369.779 | 0 | 0 | NA | 78.99%
| 16 | 9 | 2017-09-19 16:00 | 617.9002 | 1411.5148 | 820.9924 | 824.7195 | 1656.3754 | 712.8863 | 854.581 | 1422.4196 | 990 | 356.4431 | 775.9838 | 83.0273 | 195.9555 | 90.1211 | 617.9002 | 1656.3754 | 617.9002 | 6281 | 17 | 8 | 2017-08-19 17:00 | WEEKEND | 36.1911 | 2.3 | 890.516 | 863.8005 | 126 | 989.8005 | 2250.1914 | 0 | 0 | NA | 75.01%
| 17 | 9 | 2017-09-19 17:00 | 69.677 | 932.7545 | 517.2777 | 436.5497 | 888.9441 | 471.0882 | 761.266 | 736.6442 | 990 | 235.5441 | 427.4436 | 51.898 | 107.9403 | 49.1729 | 69.677 | 888.9441 | 69.677 | 6282 | 18 | 8 | 2017-08-19 18:00 | WEEKEND | 34.7854 | 2.3 | 792.226 | 0 | 0 | 0 | 2120.2945 | 0 | 0 | NA | 70.68%
| 18 | 9 | 2017-09-19 18:00 | 0 | 13.9704 | 51.6566 | 14.723 | 13.1409 | 7.0558 | 411.416 | 0 | 0 | 3.5279 | 35.072 | 6.5209 | 8.8566 | 0.88645 | 0 | 13.1409 | 0 | 6283 | 19 | 8 | 2017-08-19 19:00 | WEEKEND | 32.9956 | 2.3 | 427.299 | 414.48 | 0 | 414.48 | 2912.5205 | 0 | 0 | NA | 97.08%
| 19 | 9 | 2017-09-19 19:00 | 0 | 0 | 0 | 0 | 0 | 0 | 0 | 0 | 0 | 0 | 0 | 0 | 0 | 0 | 0 | 0 | 0 | 6284 | 20 | 8 | 2017-08-19 20:00 | WEEKEND | 31.3812 | 2.3 | 0 | 0 | 0 | 0 | 2912.5205 | 0 | 0 | NA | 97.08%
| 20 | 9 | 2017-09-19 20:00 | 0 | 0 | 0 | 0 | 0 | 0 | 0 | 0 | 0 | 0 | 0 | 0 | 0 | 0 | 0 | 0 | 0 | 6285 | 21 | 8 | 2017-08-19 21:00 | WEEKEND | 29.8864 | 2.3 | 0 | 0 | 0 | 0 | 2912.5205 | 0 | 0 | NA | 97.08%
| 21 | 9 | 2017-09-19 21:00 | 0 | 0 | 0 | 0 | 0 | 0 | 0 | 0 | 0 | 0 | 0 | 0 | 0 | 0 | 0 | 0 | 0 | 6286 | 22 | 8 | 2017-08-19 22:00 | WEEKEND | 24.84 | 2.3 | 0 | 0 | 970 | 970 | 2912.5205 | 0 | 0 | NA | 97.08%
| 22 | 9 | 2017-09-19 22:00 | 0 | 0 | 0 | 0 | 0 | 0 | 0 | 0 | 0 | 0 | 0 | 0 | 0 | 0 | 0 | 0 | 0 | 6287 | 23 | 8 | 2017-08-19 23:00 | WEEKEND | 23.7321 | 2.3 | 0 | 0 | 0 | 0 | 1912.5205 | 0 | 0 | NA | 63.75%
| 23 | 9 | 2017-09-19 23:00 | 0 | 0 | 0 | 0 | 0 | 0 | 0 | 0 | 0 | 0 | 0 | 0 | 0 | 0 | 0 | 0 | 0 | 6288 | 0 | 8 | 2017-08-20 | WEEKEND | 22.2513 | 2.3 | 0 | 0 | 0 | 0 | 1912.5205 | 0 | 0 | NA | 63.75%
| 0 | 9 | 2017-09-20 | 0 | 0 | 0 | 0 | 0 | 0 | 0 | 0 | 0 | 0 | 0 | 0 | 0 | 0 | 0 | 0 | 0 | 6289 | 1 | 8 | 2017-08-20 01:00 | WEEKEND | 21.9924 | 2.3 | 0 | 0 | 0 | 0 | 1912.5205 | 0 | 0 | NA | 63.75%
| 1 | 9 | 2017-09-20 01:00 | 0 | 0 | 0 | 0 | 0 | 0 | 0 | 0 | 0 | 0 | 0 | 0 | 0 | 0 | 0 | 0 | 0 | 6290 | 2 | 8 | 2017-08-20 02:00 | WEEKEND | 19.5263 | 2.3 | 0 | 0 | 0 | 0 | 1912.5205 | 0 | 0 | NA | 63.75%
| 2 | 9 | 2017-09-20 02:00 | 0 | 0 | 0 | 0 | 0 | 0 | 0 | 0 | -970 | 0 | 0 | 0 | 0 | 0 | 0 | 0 | 0 | 6291 | 3 | 8 | 2017-08-20 03:00 | WEEKEND | 19.1616 | 2.3 | 0 | 0 | -970 | -970 | 1912.5205 | 0 | 0 | NA | 63.75%
| 3 | 9 | 2017-09-20 03:00 | 0 | 0 | 0 | 0 | 0 | 0 | 0 | 0 | -250 | 0 | 0 | 0 | 0 | 0 | 0 | 0 | 0 | 6292 | 4 | 8 | 2017-08-20 04:00 | WEEKEND | 18.6968 | 2.3 | 0 | 0 | -150 | -150 | 2853.4205 | 0 | 0 | NA | 95.11%
| 4 | 9 | 2017-09-20 04:00 | 0 | 0 | 0 | 0 | 0 | 0 | 0 | 0 | 0 | 0 | 0 | 0 | 0 | 0 | 0 | 0 | 0 | 6293 | 5 | 8 | 2017-08-20 05:00 | WEEKEND | 18.3627 | 2.3 | 0 | 0 | 0 | 0 | 2998.9205 | 0 | 0 | NA | 99.96%
| 5 | 9 | 2017-09-20 05:00 | 0 | 0 | 0 | 0 | 0 | 0 | 0 | 0 | 0 | 0 | 0 | 0 | 0 | 0 | 0 | 0 | 0 | 6294 | 6 | 8 | 2017-08-20 06:00 | WEEKEND | 18.1763 | 2.3 | 0 | 0 | 0 | 0 | 2998.9205 | 0 | 0 | NA | 99.96%
| 6 | 9 | 2017-09-20 06:00 | 296.4831 | 30.969 | 13.143 | 24.9369 | 55.0034 | 15.6409 | 0 | 43.0195 | 0 | 7.8205 | 20.5168 | 6.4204 | 5.181 | 4.014 | 296.4831 | 55.0034 | 296.4831 | 6295 | 7 | 8 | 2017-08-20 07:00 | WEEKEND | 18.3795 | 2.3 | 0 | 0 | 0 | 0 | 2998.9205 | 0 | 0 | NA | 99.96%
| 7 | 9 | 2017-09-20 07:00 | 742.8713 | 809.4432 | 393.5767 | 422.342 | 969.855 | 408.8097 | 531.755 | 991.1415 | 181.454 | 204.4048 | 425.0032 | 61.6859 | 107.324 | 63.9246 | 742.8713 | 969.855 | 742.8713 | 6296 | 8 | 8 | 2017-08-20 08:00 | WEEKEND | 18.6912 | 2.3 | 552.429 | 535.8561 | 0 | 535.8561 | 2998.9205 | 0 | 0 | NA | 99.96%
| 8 | 9 | 2017-09-20 08:00 | 98.5737 | 1039.3369 | 850.9603 | 751.616 | 1681.9914 | 524.9176 | 887.603 | 1531.9087 | 77.198 | 262.4588 | 850.9702 | 89.4048 | 214.8915 | 126.0617 | 98.5737 | 1681.9914 | 98.5737 | 6297 | 9 | 8 | 2017-08-20 09:00 | WEEKEND | 20.4559 | 2.3 | 926.035 | 898.2539 | 0 | 898.2539 | 2998.9205 | 0 | 0 | NA | 99.96%
| 9 | 9 | 2017-09-20 09:00 | 697.3294 | 1294.4056 | 935.0161 | 881.0975 | 1850.4084 | 653.7402 | 963.433 | 1641.5369 | 151.4742 | 326.8701 | 947.7388 | 69.6214 | 239.328 | 178.7557 | 697.3294 | 1850.4084 | 697.3294 | 6298 | 10 | 8 | 2017-08-20 10:00 | WEEKEND | 21.7113 | 2.3 | 1006.38 | 976.1886 | 0 | 976.1886 | 2998.9205 | 0 | 0 | NA | 99.96%
| 10 | 9 | 2017-09-20 10:00 | 860.2343 | 1444.7039 | 942.5166 | 896.339 | 1902.6716 | 729.6484 | 962.915 | 1654.5887 | 869.5895 | 364.8242 | 958.9051 | 181.7074 | 242.1478 | 231.3935 | 860.2343 | 1902.6716 | 860.2343 | 6299 | 11 | 8 | 2017-08-20 11:00 | WEEKEND | 23.181 | 2.3 | 1005.82 | 975.6454 | 0 | 975.6454 | 2998.9205 | 0 | 0 | NA | 99.96%
| 11 | 9 | 2017-09-20 11:00 | 828.3467 | 1143.3173 | 911.4151 | 892.4647 | 1882.4487 | 577.433 | 937.632 | 1647.8549 | 829.0997 | 288.7165 | 931.2326 | 191.827 | 235.1598 | 269.545 | 828.3467 | 1882.4487 | 828.3467 | 6300 | 12 | 8 | 2017-08-20 12:00 | WEEKEND | 23.9492 | 2.3 | 978.926 | 949.5582 | 0 | 949.5582 | 2998.9205 | 0 | 0 | NA | 99.96%
| 12 | 9 | 2017-09-20 12:00 | 830.779 | 1616.6689 | 887.8191 | 859.7106 | 1855.2086 | 816.4994 | 916.336 | 1657.6455 | 794.1603 | 408.2497 | 916.341 | 136.6416 | 231.3992 | 282.7438 | 830.779 | 1855.2086 | 830.779 | 6301 | 13 | 8 | 2017-08-20 13:00 | WEEKEND | 29.4411 | 2.3 | 956.309 | 927.6197 | 0 | 927.6197 | 2998.9205 | 0 | 0 | NA | 99.96%
| 13 | 9 | 2017-09-20 13:00 | 867.541 | 1805.4339 | 895.3067 | 889.4495 | 1867.3074 | 911.8353 | 919.093 | 1672.4277 | 803.3976 | 455.9177 | 927.668 | 75.2435 | 234.2596 | 767.7646 | 867.541 | 1867.3074 | 867.541 | 6302 | 14 | 8 | 2017-08-20 14:00 | WEEKEND | 32.7451 | 2.3 | 959.222 | 930.4453 | 0 | 930.4453 | 2998.9205 | 0 | 0 | NA | 99.96%
| 14 | 9 | 2017-09-20 14:00 | 838.6448 | 1826.2295 | 907.3748 | 894.6527 | 1775.2656 | 922.3381 | 947.715 | 1665.6885 | 990 | 461.1691 | 933.6702 | 52.6581 | 235.7753 | 216.6252 | 838.6448 | 1775.2656 | 838.6448 | 6303 | 15 | 8 | 2017-08-20 15:00 | WEEKEND | 34.0506 | 2.3 | 989.643 | 959.9537 | 30 | 989.9537 | 2998.9205 | 0 | 0 | NA | 99.96%
| 15 | 9 | 2017-09-20 15:00 | 801.1787 | 494.6515 | 929.7996 | 850.9348 | 1519.4496 | 249.824 | 972.153 | 1642.2278 | 990 | 124.912 | 930.1363 | 143.1772 | 234.8829 | 392.3929 | 801.1787 | 1519.4496 | 801.1787 | 6304 | 16 | 8 | 2017-08-20 16:00 | WEEKEND | 37.8807 | 2.3 | 1015.62 | 985.1514 | 0 | 985.1514 | 2967.9927 | 0 | 0 | NA | 98.93%
| 16 | 9 | 2017-09-20 16:00 | 491.0388 | 208.3246 | 852.7787 | 668.6571 | 1100.5709 | 105.2144 | 955.828 | 1281.0036 | 990 | 52.6072 | 845.8418 | 105.3577 | 213.5964 | 549.2479 | 491.0388 | 1100.5709 | 491.0388 | 6305 | 17 | 8 | 2017-08-20 17:00 | WEEKEND | 39.2112 | 2.3 | 998.297 | 968.3481 | 0 | 968.3481 | 2967.9927 | 0 | 0 | NA | 98.93%
| 17 | 9 | 2017-09-20 17:00 | 43.7133 | 87.9538 | 580.8345 | 294.6106 | 388.4497 | 44.4211 | 597.984 | 237.1856 | 990 | 22.2106 | 537.0065 | 13.8224 | 135.6077 | 316.5219 | 43.7133 | 388.4497 | 43.7133 | 6306 | 18 | 8 | 2017-08-20 18:00 | WEEKEND | 52.7334 | 2.3 | 621.383 | 602.7415 | 0 | 602.7415 | 2967.9927 | 0 | 0 | NA | 98.93%
| 18 | 9 | 2017-09-20 18:00 | 0 | 3.1702 | 72.4766 | 3.8319 | 11.7433 | 1.6011 | 141.814 | 0 | 0 | 0.80056 | 50.0344 | 5.7646 | 12.635 | 9.808 | 0 | 11.7433 | 0 | 6307 | 19 | 8 | 2017-08-20 19:00 | WEEKEND | 34.8439 | 2.3 | 149.882 | 145.3855 | 0 | 145.3855 | 2967.9927 | 0 | 0 | NA | 98.93%
| 19 | 9 | 2017-09-20 19:00 | 0 | 0 | 0 | 0 | 0 | 0 | 0 | 0 | 0 | 0 | 0 | 0 | 0 | 0 | 0 | 0 | 0 | 6308 | 20 | 8 | 2017-08-20 20:00 | WEEKEND | 31.2281 | 2.3 | 0 | 0 | 0 | 0 | 2967.9927 | 0 | 0 | NA | 98.93%
| 20 | 9 | 2017-09-20 20:00 | 0 | 0 | 0 | 0 | 0 | 0 | 0 | 0 | 0 | 0 | 0 | 0 | 0 | 0 | 0 | 0 | 0 | 6309 | 21 | 8 | 2017-08-20 21:00 | WEEKEND | 28.3221 | 2.3 | 0 | 0 | 0 | 0 | 2967.9927 | 0 | 0 | NA | 98.93%
| 21 | 9 | 2017-09-20 21:00 | 0 | 0 | 0 | 0 | 0 | 0 | 0 | 0 | 0 | 0 | 0 | 0 | 0 | 0 | 0 | 0 | 0 | 6310 | 22 | 8 | 2017-08-20 22:00 | WEEKEND | 25.0599 | 2.3 | 0 | 0 | 0 | 0 | 2967.9927 | 0 | 0 | NA | 98.93%
| 22 | 9 | 2017-09-20 22:00 | 0 | 0 | 0 | 0 | 0 | 0 | 0 | 0 | 0 | 0 | 0 | 0 | 0 | 0 | 0 | 0 | 0 | 6311 | 23 | 8 | 2017-08-20 23:00 | WEEKEND | 23.4844 | 2.3 | 0 | 0 | 0 | 0 | 2967.9927 | 0 | 0 | NA | 98.93%
| 23 | 9 | 2017-09-20 23:00 | 0 | 0 | 0 | 0 | 0 | 0 | 0 | 0 | 0 | 0 | 0 | 0 | 0 | 0 | 0 | 0 | 0 | 6312 | 0 | 8 | 2017-08-21 | WEEKDAY | 22.2986 | 2.3 | 0 | 0 | 0 | 0 | 2967.9927 | 0 | 0 | NA | 98.93%
| 0 | 9 | 2017-09-21 | 0 | 0 | 0 | 0 | 0 | 0 | 0 | 0 | 0 | 0 | 0 | 0 | 0 | 0 | 0 | 0 | 0 | 6313 | 1 | 8 | 2017-08-21 01:00 | WEEKDAY | 22.7134 | 2.3 | 0 | 0 | 0 | 0 | 2967.9927 | 0 | 0 | NA | 98.93%
| 1 | 9 | 2017-09-21 01:00 | 0 | 0 | 0 | 0 | 0 | 0 | 0 | 0 | 0 | 0 | 0 | 0 | 0 | 0 | 0 | 0 | 0 | 6314 | 2 | 8 | 2017-08-21 02:00 | WEEKDAY | 21.4218 | 2.3 | 0 | 0 | 0 | 0 | 2967.9927 | 0 | 0 | NA | 98.93%
| 2 | 9 | 2017-09-21 02:00 | 0 | 0 | 0 | 0 | 0 | 0 | 0 | 0 | 0 | 0 | 0 | 0 | 0 | 0 | 0 | 0 | 0 | 6315 | 3 | 8 | 2017-08-21 03:00 | WEEKDAY | 20.9681 | 2.3 | 0 | 0 | 0 | 0 | 2967.9927 | 0 | 0 | NA | 98.93%
| 3 | 9 | 2017-09-21 03:00 | 0 | 0 | 0 | 0 | 0 | 0 | 0 | 0 | 0 | 0 | 0 | 0 | 0 | 0 | 0 | 0 | 0 | 6316 | 4 | 8 | 2017-08-21 04:00 | WEEKDAY | 20.3752 | 2.3 | 0 | 0 | 0 | 0 | 2967.9927 | 0 | 0 | NA | 98.93%
| 4 | 9 | 2017-09-21 04:00 | 0 | 0 | 0 | 0 | 0 | 0 | 0 | 0 | 0 | 0 | 0 | 0 | 0 | 0 | 0 | 0 | 0 | 6317 | 5 | 8 | 2017-08-21 05:00 | WEEKDAY | 20.1498 | 2.3 | 0 | 0 | 0 | 0 | 2967.9927 | 0 | 0 | NA | 98.93%
| 5 | 9 | 2017-09-21 05:00 | 0 | 0 | 0 | 0 | 0 | 0 | 0 | 0 | 0 | 0 | 0 | 0 | 0 | 0 | 0 | 0 | 0 | 6318 | 6 | 8 | 2017-08-21 06:00 | WEEKDAY | 20.8985 | 2.05 | 0 | 0 | 0 | 0 | 2967.9927 | 0 | 0 | NA | 98.93%
| 6 | 9 | 2017-09-21 06:00 | 338.4963 | 38.4591 | 10.5537 | 43.3563 | 14.9492 | 19.4238 | 0 | 0 | 0 | 9.7119 | 16.393 | 2.2055 | 4.1397 | 7.4017 | 338.4963 | 14.9492 | 338.4963 | 6319 | 7 | 8 | 2017-08-21 07:00 | WEEKDAY | 21.6027 | 2.05 | 0 | 0 | 0 | 0 | 2967.9927 | 0 | 0 | NA | 98.93%
| 7 | 9 | 2017-09-21 07:00 | 849.7026 | 887.0493 | 326.385 | 541.7451 | 481.0384 | 448.0047 | 24.0678 | 241.2784 | 0 | 224.0024 | 283.8272 | 16.8575 | 71.6735 | 47.2397 | 849.7026 | 481.0384 | 849.7026 | 6320 | 8 | 8 | 2017-08-21 08:00 | WEEKDAY | 21.0015 | 2.05 | 29.7194 | 0 | 0 | 0 | 2967.9927 | 0 | 0 | NA | 98.93%
| 8 | 9 | 2017-09-21 08:00 | 878.3654 | 725.5143 | 786.8468 | 857.9164 | 433.8661 | 366.4214 | 36.7076 | 323.9412 | 0 | 183.2107 | 721.9892 | 47.5978 | 182.3205 | 102.3224 | 878.3654 | 433.8661 | 878.3654 | 6321 | 9 | 8 | 2017-08-21 09:00 | WEEKDAY | 22.8498 | 1.95 | 42.5922 | 41.3144 | 0 | 41.3144 | 2997.7121 | 0 | 0 | NA | 99.92%
| 9 | 9 | 2017-09-21 09:00 | 808.2156 | 526.8492 | 906.7782 | 913.9586 | 747.5006 | 266.0855 | 30.4309 | 1612.0932 | 832.162 | 133.0427 | 790.8111 | 61.0147 | 199.6998 | 160.76 | 808.2156 | 747.5006 | 808.2156 | 6322 | 10 | 8 | 2017-08-21 10:00 | WEEKDAY | 23.5206 | 1.95 | 36.1806 | 35.0952 | 0 | 35.0952 | 2997.7121 | 0 | 0 | NA | 99.92%
| 10 | 9 | 2017-09-21 10:00 | 846.7967 | 853.0636 | 914.6885 | 932.0158 | 1909.4387 | 430.8402 | 46.2868 | 1763.0114 | 821.2777 | 215.4201 | 876.5826 | 168.1178 | 221.3592 | 216.2051 | 846.7967 | 1909.4387 | 846.7967 | 6323 | 11 | 8 | 2017-08-21 11:00 | WEEKDAY | 25.3438 | 1.95 | 52.3376 | 50.7675 | 0 | 50.7675 | 2997.7121 | 0 | 0 | NA | 99.92%
| 11 | 9 | 2017-09-21 11:00 | 842.0744 | 962.1278 | 893.5564 | 919.7635 | 1821.1833 | 485.9232 | 543.761 | 1748.7804 | 579.5352 | 242.9616 | 837.809 | 127.1075 | 211.5679 | 258.986 | 842.0744 | 1821.1833 | 842.0744 | 6324 | 12 | 8 | 2017-08-21 12:00 | WEEKDAY | 30.5211 | 1.95 | 564.865 | 547.919 | 0 | 547.919 | 2997.7121 | 0 | 0 | NA | 99.92%
| 12 | 9 | 2017-09-21 12:00 | 866.5968 | 561.3566 | 911.0309 | 860.1588 | 1807.9902 | 283.5134 | 892.659 | 1639.2526 | 724.5464 | 141.7567 | 864.3791 | 182.0835 | 218.2776 | 230.622 | 866.5968 | 1807.9902 | 866.5968 | 6325 | 13 | 8 | 2017-08-21 13:00 | WEEKDAY | 31.2698 | 1.95 | 931.352 | 903.4114 | 0 | 903.4114 | 2997.7121 | 0 | 0 | NA | 99.92%
| 13 | 9 | 2017-09-21 13:00 | 875.8076 | 1528.2538 | 894.1731 | 736.2609 | 1617.2234 | 771.8454 | 381.157 | 1753.7507 | 732.4286 | 385.9227 | 869.1034 | 177.5407 | 219.4706 | 212.4334 | 875.8076 | 1617.2234 | 875.8076 | 6326 | 14 | 8 | 2017-08-21 14:00 | WEEKDAY | 30.4877 | 0 | 396.02 | 384.1394 | 0 | 384.1394 | 2997.7121 | 0 | 0 | NA | 99.92%
| 14 | 9 | 2017-09-21 14:00 | 883.774 | 1490.2839 | 910.0946 | 872.2812 | 1705.3611 | 752.6686 | 192.505 | 1795.6459 | 990 | 376.3343 | 851.2324 | 235.2579 | 214.9577 | 172.3562 | 883.774 | 1705.3611 | 883.774 | 6327 | 15 | 8 | 2017-08-21 15:00 | WEEKDAY | 30.3569 | 0 | 201.756 | 195.7033 | 794.2967 | 990 | 2997.7121 | 0 | 0 | NA | 99.92%
| 15 | 9 | 2017-09-21 15:00 | 823.7034 | 332.4029 | 903.3728 | 885.8216 | 1913.1811 | 167.8802 | 930.585 | 1245.1172 | 990 | 83.9401 | 817.8711 | 184.8574 | 206.5331 | 123.6959 | 823.7034 | 1913.1811 | 823.7034 | 6328 | 16 | 8 | 2017-08-21 16:00 | WEEKDAY | 37.5689 | 0 | 971.48 | 942.3356 | 47.6644 | 990 | 2178.8495 | 0 | 0 | NA | 72.63%
| 16 | 9 | 2017-09-21 16:00 | 566.6104 | 468.7473 | 812.0959 | 799.0178 | 1033.1526 | 236.7411 | 900.246 | 1434.8075 | 990 | 118.3705 | 686.7262 | 98.369 | 173.4157 | 70.5053 | 566.6104 | 1033.1526 | 566.6104 | 6329 | 17 | 8 | 2017-08-21 17:00 | WEEKDAY | 52.3688 | 0 | 939.275 | 911.0967 | 78.9033 | 990 | 2129.711 | 0 | 0 | NA | 70.99%
| 17 | 9 | 2017-09-21 17:00 | 23.3372 | 669.7982 | 387.6405 | 405.6358 | 394.5553 | 338.2819 | 770.757 | 703.7107 | 990 | 169.141 | 345.0955 | 100.5104 | 87.1453 | 34.2822 | 23.3372 | 394.5553 | 23.3372 | 6330 | 18 | 8 | 2017-08-21 18:00 | WEEKDAY | 40.3719 | 0 | 802.527 | 778.4512 | 211.5488 | 990 | 2048.3674 | 0 | 0 | NA | 68.28%
| 18 | 9 | 2017-09-21 18:00 | 0 | 17.9994 | 43.8226 | 8.2493 | 0 | 9.0906 | 104.145 | 0 | 0 | 4.5453 | 25.0775 | 7.1749 | 6.3327 | 0 | 0 | 0 | 0 | 6331 | 19 | 8 | 2017-08-21 19:00 | WEEKDAY | 33.1125 | 0 | 111.347 | 0 | 0 | 0 | 1830.2759 | 0 | 0 | NA | 61.01%
| 19 | 9 | 2017-09-21 19:00 | 0 | 0 | 0 | 0 | 0 | 0 | 0 | 0 | 0 | 0 | 0 | 0 | 0 | 0 | 0 | 0 | 0 | 6332 | 20 | 8 | 2017-08-21 20:00 | WEEKDAY | 31.2364 | 2.06 | 0 | 0 | 0 | 0 | 1941.6229 | 0 | 0 | NA | 64.72%
| 20 | 9 | 2017-09-21 20:00 | 0 | 0 | 0 | 0 | 0 | 0 | 0 | 0 | 0 | 0 | 0 | 0 | 0 | 0 | 0 | 0 | 0 | 6333 | 21 | 8 | 2017-08-21 21:00 | WEEKDAY | 30.4598 | 2.06 | 0 | 0 | 0 | 0 | 1941.6229 | 0 | 0 | NA | 64.72%
| 21 | 9 | 2017-09-21 21:00 | 0 | 0 | 0 | 0 | 0 | 0 | 0 | 0 | 0 | 0 | 0 | 0 | 0 | 0 | 0 | 0 | 0 | 6334 | 22 | 8 | 2017-08-21 22:00 | WEEKDAY | 26.0396 | 2.06 | 0 | 0 | 0 | 0 | 1941.6229 | 0 | 0 | NA | 64.72%
| 22 | 9 | 2017-09-21 22:00 | 0 | 0 | 0 | 0 | 0 | 0 | 0 | 0 | 0 | 0 | 0 | 0 | 0 | 0 | 0 | 0 | 0 | 6335 | 23 | 8 | 2017-08-21 23:00 | WEEKDAY | 23.49 | 2.3 | 0 | 0 | 0 | 0 | 1941.6229 | 0 | 0 | NA | 64.72%
| 23 | 9 | 2017-09-21 23:00 | 0 | 0 | 0 | 0 | 0 | 0 | 0 | 0 | 0 | 0 | 0 | 0 | 0 | 0 | 0 | 0 | 0 | 6336 | 0 | 8 | 2017-08-22 | WEEKDAY | 21.3884 | 2.3 | 0 | 0 | 0 | 0 | 1941.6229 | 0 | 0 | NA | 64.72%
| 0 | 9 | 2017-09-22 | 0 | 0 | 0 | 0 | 0 | 0 | 0 | 0 | 0 | 0 | 0 | 0 | 0 | 0 | 0 | 0 | 0 | 6337 | 1 | 8 | 2017-08-22 01:00 | WEEKDAY | 20.3613 | 2.3 | 0 | 0 | 0 | 0 | 1941.6229 | 0 | 0 | NA | 64.72%
| 1 | 9 | 2017-09-22 01:00 | 0 | 0 | 0 | 0 | 0 | 0 | 0 | 0 | 0 | 0 | 0 | 0 | 0 | 0 | 0 | 0 | 0 | 6338 | 2 | 8 | 2017-08-22 02:00 | WEEKDAY | 19.4929 | 2.3 | 0 | 0 | 0 | 0 | 1941.6229 | 0 | 0 | NA | 64.72%
| 2 | 9 | 2017-09-22 02:00 | 0 | 0 | 0 | 0 | 0 | 0 | 0 | 0 | -970 | 0 | 0 | 0 | 0 | 0 | 0 | 0 | 0 | 6339 | 3 | 8 | 2017-08-22 03:00 | WEEKDAY | 18.7552 | 2.3 | 0 | 0 | 0 | 0 | 1941.6229 | 0 | 0 | NA | 64.72%
| 3 | 9 | 2017-09-22 03:00 | 0 | 0 | 0 | 0 | 0 | 0 | 0 | 0 | -300 | 0 | 0 | 0 | 0 | 0 | 0 | 0 | 0 | 6340 | 4 | 8 | 2017-08-22 04:00 | WEEKDAY | 19.2229 | 2.3 | 0 | 0 | 0 | 0 | 1941.6229 | 0 | 0 | NA | 64.72%
| 4 | 9 | 2017-09-22 04:00 | 0 | 0 | 0 | 0 | 0 | 0 | 0 | 0 | 0 | 0 | 0 | 0 | 0 | 0 | 0 | 0 | 0 | 6341 | 5 | 8 | 2017-08-22 05:00 | WEEKDAY | 19.4678 | 2.3 | 0 | 0 | 0 | 0 | 1941.6229 | 0 | 0 | NA | 64.72%
| 5 | 9 | 2017-09-22 05:00 | 0 | 0 | 0 | 0 | 0 | 0 | 0 | 0 | 0 | 0 | 0 | 0 | 0 | 0 | 0 | 0 | 0 | 6342 | 6 | 8 | 2017-08-22 06:00 | WEEKDAY | 20.4448 | 2.05 | 0 | 0 | 0 | 0 | 1941.6229 | 0 | 0 | NA | 64.72%
| 6 | 9 | 2017-09-22 06:00 | 61.7266 | 0 | 9.5275 | 14.4514 | 38.5309 | 0 | 0 | 26.6934 | 0 | 0 | 18.2845 | 4.8279 | 4.6173 | 18.084 | 61.7266 | 38.5309 | 61.7266 | 6343 | 7 | 8 | 2017-08-22 07:00 | WEEKDAY | 22.2624 | 2.05 | 0 | 0 | 0 | 0 | 1941.6229 | 0 | 0 | NA | 64.72%
| 7 | 9 | 2017-09-22 07:00 | 146.6359 | 79.9608 | 276.6454 | 231.1913 | 392.5708 | 40.3842 | 476.57 | 821.6765 | 165.9573 | 20.1921 | 86.9249 | 50.559 | 21.9507 | 383.1726 | 146.6359 | 392.5708 | 146.6359 | 6344 | 8 | 8 | 2017-08-22 08:00 | WEEKDAY | 21.998 | 2.05 | 494.948 | 0 | 0 | 0 | 1941.6229 | 0 | 0 | NA | 64.72%
| 8 | 9 | 2017-09-22 08:00 | 315.9021 | 181.5445 | 650.0813 | 241.9766 | 1334.7383 | 91.6891 | 831.14 | 1499.7093 | 746.6177 | 45.8446 | 200.7484 | 115.3322 | 50.694 | 802.9905 | 315.9021 | 1334.7383 | 315.9021 | 6345 | 9 | 8 | 2017-08-22 09:00 | WEEKDAY | 23.7627 | 1.95 | 866.242 | 840.2547 | 0 | 840.2547 | 2436.5709 | 0 | 0 | NA | 81.22%
| 9 | 9 | 2017-09-22 09:00 | 406.5706 | 337.866 | 711.8686 | 385.9461 | 1750.3026 | 170.6394 | 918.173 | 1571.6651 | 53.0957 | 85.3197 | 379.2732 | 160.7742 | 95.7761 | 916.4236 | 406.5706 | 1750.3026 | 406.5706 | 6346 | 10 | 8 | 2017-08-22 10:00 | WEEKDAY | 27.2532 | 1.95 | 958.282 | 929.5335 | 0 | 929.5335 | 2436.5709 | 0 | 0 | NA | 81.22%
| 10 | 9 | 2017-09-22 10:00 | 813.961 | 856.5241 | 432.4707 | 240.1617 | 1842.3703 | 432.5879 | 917.934 | 1612.2992 | 57.0838 | 216.294 | 648.2536 | 194.9664 | 163.7004 | 934.1625 | 813.961 | 1842.3703 | 813.961 | 6347 | 11 | 8 | 2017-08-22 11:00 | WEEKDAY | 31.203 | 1.95 | 957.972 | 929.2328 | 0 | 929.2328 | 2436.5709 | 0 | 0 | NA | 81.22%
| 11 | 9 | 2017-09-22 11:00 | 852.5717 | 677.306 | 463.1858 | 280.9839 | 1496.3779 | 342.0737 | 874.025 | 1649.2851 | 74.3338 | 171.0369 | 814.2467 | 216.8673 | 205.6179 | 946.9038 | 852.5717 | 1496.3779 | 852.5717 | 6348 | 12 | 8 | 2017-08-22 12:00 | WEEKDAY | 34.0172 | 1.95 | 911.366 | 884.025 | 0 | 884.025 | 2436.5709 | 0 | 0 | NA | 81.22%
| 12 | 9 | 2017-09-22 12:00 | 896.5518 | 785.6969 | 534.3789 | 295.9964 | 1533.9946 | 396.8166 | 852.733 | 1660.2727 | 33.8398 | 198.4083 | 597.9893 | 196.5925 | 151.0074 | 931.612 | 896.5518 | 1533.9946 | 896.5518 | 6349 | 13 | 8 | 2017-08-22 13:00 | WEEKDAY | 38.5598 | 1.95 | 888.826 | 862.1612 | 0 | 862.1612 | 2436.5709 | 0 | 0 | NA | 81.22%
| 13 | 9 | 2017-09-22 13:00 | 921.0096 | 1837.2427 | 593.6763 | 274.1565 | 1835.4417 | 927.9004 | 838.99 | 1693.012 | 79.9218 | 463.9502 | 815.7457 | 200.3982 | 205.9964 | 896.9713 | 921.0096 | 1835.4417 | 921.0096 | 6350 | 14 | 8 | 2017-08-22 14:00 | WEEKDAY | 47.275 | 0 | 874.219 | 847.9924 | 0 | 847.9924 | 2436.5709 | 0 | 0 | NA | 81.22%
| 14 | 9 | 2017-09-22 14:00 | 909.5457 | 1027.6025 | 419.1933 | 230.1224 | 1793.4517 | 518.9912 | 870.755 | 1740.6077 | 750 | 259.4956 | 726.3639 | 207.9826 | 183.4252 | 948.5032 | 909.5457 | 1793.4517 | 909.5457 | 6351 | 15 | 8 | 2017-08-22 15:00 | WEEKDAY | 44.5388 | 0 | 907.874 | 880.6378 | 109.3622 | 990 | 2436.5709 | 0 | 0 | NA | 81.22%
| 15 | 9 | 2017-09-22 15:00 | 845.0934 | 1793.768 | 770.0823 | 177.3142 | 1714.6749 | 905.9434 | 892.732 | 1711.5523 | 750 | 452.9717 | 807.8774 | 170.2432 | 204.0094 | 924.3994 | 845.0934 | 1714.6749 | 845.0934 | 6352 | 16 | 8 | 2017-08-22 16:00 | WEEKDAY | 40.383 | 0 | 931.158 | 903.2233 | 86.7767 | 990 | 2323.8263 | 0 | 0 | NA | 77.46%
| 16 | 9 | 2017-09-22 16:00 | 565.5101 | 1610.3829 | 261.8385 | 118.9491 | 957.5735 | 813.3247 | 310.305 | 1516.9282 | 981.9942 | 406.6623 | 755.4308 | 136.4728 | 190.7654 | 761.992 | 565.5101 | 957.5735 | 565.5101 | 6353 | 17 | 8 | 2017-08-22 17:00 | WEEKDAY | 38.1896 | 0 | 322.815 | 313.1305 | 676.8695 | 990 | 2234.3657 | 0 | 0 | NA | 74.48%
| 17 | 9 | 2017-09-22 17:00 | 66.0447 | 780.4002 | 94.8767 | 75.059 | 283.6377 | 394.1415 | 744.189 | 689.2993 | 750 | 197.0708 | 259.8371 | 67.6332 | 65.6154 | 299.1344 | 66.0447 | 283.6377 | 66.0447 | 6354 | 18 | 8 | 2017-08-22 18:00 | WEEKDAY | 41.463 | 0 | 774.532 | 751.296 | 238.704 | 990 | 1536.5622 | 0 | 0 | NA | 51.22%
| 18 | 9 | 2017-09-22 18:00 | 0 | 30.1693 | 11.5899 | 0 | 4.3972 | 15.237 | 336.683 | 0 | 0 | 7.6185 | 39.9139 | 2.8574 | 10.0793 | 0 | 0 | 4.3972 | 0 | 6355 | 19 | 8 | 2017-08-22 19:00 | WEEKDAY | 44.7308 | 0 | 350.062 | 0 | 0 | 0 | 1290.4756 | 0 | 0 | NA | 43.02%
| 19 | 9 | 2017-09-22 19:00 | 0 | 0 | 0 | 0 | 0 | 0 | 0 | 0 | 0 | 0 | 0 | 0 | 0 | 0 | 0 | 0 | 0 | 6356 | 20 | 8 | 2017-08-22 20:00 | WEEKDAY | 37.1792 | 2.06 | 0 | 0 | 0 | 0 | 1640.5376 | 0 | 0 | NA | 54.68%
| 20 | 9 | 2017-09-22 20:00 | 0 | 0 | 0 | 0 | 0 | 0 | 0 | 0 | 0 | 0 | 0 | 0 | 0 | 0 | 0 | 0 | 0 | 6357 | 21 | 8 | 2017-08-22 21:00 | WEEKDAY | 33.6135 | 2.06 | 0 | 0 | 0 | 0 | 1640.5376 | 0 | 0 | NA | 54.68%
| 21 | 9 | 2017-09-22 21:00 | 0 | 0 | 0 | 0 | 0 | 0 | 0 | 0 | 0 | 0 | 0 | 0 | 0 | 0 | 0 | 0 | 0 | 6358 | 22 | 8 | 2017-08-22 22:00 | WEEKDAY | 30.098 | 2.06 | 0 | 0 | 0 | 0 | 1640.5376 | 0 | 0 | NA | 54.68%
| 22 | 9 | 2017-09-22 22:00 | 0 | 0 | 0 | 0 | 0 | 0 | 0 | 0 | 0 | 0 | 0 | 0 | 0 | 0 | 0 | 0 | 0 | 6359 | 23 | 8 | 2017-08-22 23:00 | WEEKDAY | 28.375 | 2.3 | 0 | 0 | 0 | 0 | 1640.5376 | 0 | 0 | NA | 54.68%
| 23 | 9 | 2017-09-22 23:00 | 0 | 0 | 0 | 0 | 0 | 0 | 0 | 0 | 0 | 0 | 0 | 0 | 0 | 0 | 0 | 0 | 0 | 6360 | 0 | 8 | 2017-08-23 | WEEKDAY | 24.1051 | 2.3 | 0 | 0 | 0 | 0 | 1640.5376 | 0 | 0 | NA | 54.68%
| 0 | 9 | 2017-09-23 | 0 | 0 | 0 | 0 | 0 | 0 | 0 | 0 | 0 | 0 | 0 | 0 | 0 | 0 | 0 | 0 | 0 | 6361 | 1 | 8 | 2017-08-23 01:00 | WEEKDAY | 23.6653 | 2.3 | 0 | 0 | 0 | 0 | 1640.5376 | 0 | 0 | NA | 54.68%
| 1 | 9 | 2017-09-23 01:00 | 0 | 0 | 0 | 0 | 0 | 0 | 0 | 0 | 0 | 0 | 0 | 0 | 0 | 0 | 0 | 0 | 0 | 6362 | 2 | 8 | 2017-08-23 02:00 | WEEKDAY | 23.5011 | 2.3 | 0 | 0 | 0 | 0 | 1640.5376 | 0 | 0 | NA | 54.68%
| 2 | 9 | 2017-09-23 02:00 | 0 | 0 | 0 | 0 | 0 | 0 | 0 | 0 | 0 | 0 | 0 | 0 | 0 | 0 | 0 | 0 | 0 | 6363 | 3 | 8 | 2017-08-23 03:00 | WEEKDAY | 22.872 | 2.3 | 0 | 0 | 0 | 0 | 1640.5376 | 0 | 0 | NA | 54.68%
| 3 | 9 | 2017-09-23 03:00 | 0 | 0 | 0 | 0 | 0 | 0 | 0 | 0 | 0 | 0 | 0 | 0 | 0 | 0 | 0 | 0 | 0 | 6364 | 4 | 8 | 2017-08-23 04:00 | WEEKDAY | 22.1873 | 2.3 | 0 | 0 | 0 | 0 | 1640.5376 | 0 | 0 | NA | 54.68%
| 4 | 9 | 2017-09-23 04:00 | 0 | 0 | 0 | 0 | 0 | 0 | 0 | 0 | 0 | 0 | 0 | 0 | 0 | 0 | 0 | 0 | 0 | 6365 | 5 | 8 | 2017-08-23 05:00 | WEEKDAY | 22.2346 | 2.3 | 0 | 0 | 0 | 0 | 1640.5376 | 0 | 0 | NA | 54.68%
| 5 | 9 | 2017-09-23 05:00 | 0 | 0 | 0 | 0 | 0 | 0 | 0 | 0 | 0 | 0 | 0 | 0 | 0 | 0 | 0 | 0 | 0 | 6366 | 6 | 8 | 2017-08-23 06:00 | WEEKDAY | 23.1699 | 2.05 | 0 | 0 | 0 | 0 | 1640.5376 | 0 | 0 | NA | 54.68%
| 6 | 9 | 2017-09-23 06:00 | 274.6435 | 15.6178 | 0 | 36.3025 | 0 | 7.8878 | 0 | 34.7397 | 0 | 3.9439 | 9.275 | 1.2158 | 2.3422 | 17.5504 | 274.6435 | 0 | 274.6435 | 6367 | 7 | 8 | 2017-08-23 07:00 | WEEKDAY | 23.8017 | 2.05 | 0 | 0 | 0 | 0 | 1640.5376 | 0 | 0 | NA | 54.68%
| 7 | 9 | 2017-09-23 07:00 | 206.7631 | 345.3394 | 26.2713 | 535.2932 | 54.3885 | 174.4138 | 2.3328 | 938.1804 | 0 | 87.2069 | 139.8383 | 20.5007 | 35.3127 | 210.7315 | 206.7631 | 54.3885 | 206.7631 | 6368 | 8 | 8 | 2017-08-23 08:00 | WEEKDAY | 23.6208 | 2.05 | 7.4691 | 0 | 0 | 0 | 1640.5376 | 0 | 0 | NA | 54.68%
| 8 | 9 | 2017-09-23 08:00 | 644.7597 | 1487.8851 | 54.2383 | 875.3876 | 671.3175 | 751.4571 | 1.8377 | 1525.9374 | 0 | 375.7286 | 279.4002 | 210.229 | 70.5556 | 377.6996 | 644.7597 | 671.3175 | 644.7597 | 6369 | 9 | 8 | 2017-08-23 09:00 | WEEKDAY | 25.8225 | 1.95 | 6.9562 | 0 | 0 | 0 | 1648.0068 | 0 | 0 | NA | 54.93%
| 9 | 9 | 2017-09-23 09:00 | 733.6651 | 1742.5588 | 106.4333 | 933.1956 | 1182.3902 | 880.0802 | 243.477 | 1729.1632 | 0 | 440.0401 | 899.5088 | 240.0648 | 227.1487 | 165.8566 | 733.6651 | 1182.3902 | 733.6651 | 6370 | 10 | 8 | 2017-08-23 10:00 | WEEKDAY | 30.5072 | 1.95 | 254.111 | 0 | 0 | 0 | 1654.963 | 0 | 0 | NA | 55.17%
| 10 | 9 | 2017-09-23 10:00 | 658.9771 | 427.075 | 428.5204 | 946.8108 | 1668.8327 | 215.6945 | 929.647 | 1691.5969 | 0 | 107.8472 | 863.9194 | 243.5086 | 218.1615 | 222.669 | 658.9771 | 1668.8327 | 658.9771 | 6371 | 11 | 8 | 2017-08-23 11:00 | WEEKDAY | 29.4912 | 1.95 | 970.582 | 0 | 0 | 0 | 1909.074 | 0 | 0 | NA | 63.64%
| 11 | 9 | 2017-09-23 11:00 | 872.081 | 837.9843 | 344.5722 | 931.4916 | 1855.4637 | 423.2244 | 905.834 | 1704.5023 | 856.9572 | 211.6122 | 794.4121 | 238.7576 | 200.6091 | 263.8124 | 872.081 | 1855.4637 | 872.081 | 6372 | 12 | 8 | 2017-08-23 12:00 | WEEKDAY | 30.6324 | 1.95 | 945.318 | 916.9585 | 0 | 916.9585 | 2879.656 | 0 | 0 | NA | 95.99%
| 12 | 9 | 2017-09-23 12:00 | 774.7828 | 924.2574 | 421.7593 | 913.4903 | 1829.1468 | 466.7967 | 882.477 | 1620.041 | 822.8122 | 233.3983 | 833.012 | 235.6826 | 210.3566 | 319.7778 | 774.7828 | 1829.1468 | 774.7828 | 6373 | 13 | 8 | 2017-08-23 13:00 | WEEKDAY | 97.9486 | 1.95 | 920.512 | 892.8966 | 0 | 892.8966 | 2879.656 | 0 | 0 | NA | 95.99%
| 13 | 9 | 2017-09-23 13:00 | 906.7442 | 520.3574 | 430.868 | 911.6827 | 1886.0509 | 262.8068 | 884.776 | 1648.8272 | 834.943 | 131.4034 | 849.0238 | 239.6362 | 214.3999 | 634.5135 | 906.7442 | 1886.0509 | 906.7442 | 6374 | 14 | 8 | 2017-08-23 14:00 | WEEKDAY | 36.9677 | 0 | 922.915 | 895.2275 | 0 | 895.2275 | 2879.656 | 0 | 0 | NA | 95.99%
| 14 | 9 | 2017-09-23 14:00 | 863.388 | 1220.1693 | 290.3109 | 933.042 | 1846.0953 | 616.2471 | 906.068 | 1686.6277 | 873.195 | 308.1236 | 819.3541 | 238.4647 | 206.9076 | 664.8812 | 863.388 | 1846.0953 | 863.388 | 6375 | 15 | 8 | 2017-08-23 15:00 | WEEKDAY | 36.5474 | 0 | 945.456 | 917.0923 | 72.9077 | 990 | 2879.656 | 0 | 0 | NA | 95.99%
| 15 | 9 | 2017-09-23 15:00 | 548.9737 | 1763.7789 | 747.7298 | 909.4931 | 1873.3254 | 890.7974 | 389.362 | 1703.2217 | 897.8369 | 445.3987 | 790.8272 | 239.1765 | 199.7038 | 915.1699 | 548.9737 | 1873.3254 | 548.9737 | 6376 | 16 | 8 | 2017-08-23 16:00 | WEEKDAY | 37.4937 | 0 | 404.478 | 392.3437 | 597.6563 | 990 | 2804.4934 | 0 | 0 | NA | 93.48%
| 16 | 9 | 2017-09-23 16:00 | 561.9195 | 1471.9593 | 434.9216 | 798.8759 | 1480.1707 | 743.4138 | 906.31 | 1402.9144 | 849.3097 | 371.7069 | 717.7108 | 213.9463 | 181.2401 | 777.9873 | 561.9195 | 1480.1707 | 561.9195 | 6377 | 17 | 8 | 2017-08-23 17:00 | WEEKDAY | 35.4284 | 0 | 945.688 | 917.3174 | 72.6826 | 990 | 2188.3529 | 0 | 0 | NA | 72.95%
| 17 | 9 | 2017-09-23 17:00 | 44.9844 | 769.8671 | 67.3048 | 337.9616 | 664.9892 | 388.8218 | 390.707 | 672.787 | 615.464 | 194.4109 | 314.385 | 113.944 | 79.3902 | 309.1078 | 44.9844 | 664.9892 | 44.9844 | 6378 | 18 | 8 | 2017-08-23 18:00 | WEEKDAY | 35.022 | 0 | 405.908 | 393.7308 | 596.2692 | 990 | 2113.4223 | 0 | 0 | NA | 70.45%
| 18 | 9 | 2017-09-23 18:00 | 0 | 19.1923 | 14.1627 | 3.1871 | 6.2191 | 9.6931 | 352.296 | 0 | 0 | 4.8465 | 35.458 | 7.5194 | 8.954 | 0 | 0 | 6.2191 | 0 | 6379 | 19 | 8 | 2017-08-23 19:00 | WEEKDAY | 33.6553 | 0 | 366.222 | 0 | 0 | 0 | 1498.7118 | 0 | 0 | NA | 49.96%
| 19 | 9 | 2017-09-23 19:00 | 0 | 0 | 0 | 0 | 0 | 0 | 0 | 0 | 0 | 0 | 0 | 0 | 0 | 0 | 0 | 0 | 0 | 6380 | 20 | 8 | 2017-08-23 20:00 | WEEKDAY | 32.1327 | 2.06 | 0 | 0 | 0 | 0 | 1864.9338 | 0 | 0 | NA | 62.16%
| 20 | 9 | 2017-09-23 20:00 | 0 | 0 | 0 | 0 | 0 | 0 | 0 | 0 | 0 | 0 | 0 | 0 | 0 | 0 | 0 | 0 | 0 | 6381 | 21 | 8 | 2017-08-23 21:00 | WEEKDAY | 32.1466 | 2.06 | 0 | 0 | 0 | 0 | 1864.9338 | 0 | 0 | NA | 62.16%
| 21 | 9 | 2017-09-23 21:00 | 0 | 0 | 0 | 0 | 0 | 0 | 0 | 0 | 0 | 0 | 0 | 0 | 0 | 0 | 0 | 0 | 0 | 6382 | 22 | 8 | 2017-08-23 22:00 | WEEKDAY | 31.0499 | 2.06 | 0 | 0 | 0 | 0 | 1864.9338 | 0 | 0 | NA | 62.16%
| 22 | 9 | 2017-09-23 22:00 | 0 | 0 | 0 | 0 | 0 | 0 | 0 | 0 | 0 | 0 | 0 | 0 | 0 | 0 | 0 | 0 | 0 | 6383 | 23 | 8 | 2017-08-23 23:00 | WEEKDAY | 27.9046 | 2.3 | 0 | 0 | 0 | 0 | 1864.9338 | 0 | 0 | NA | 62.16%
| 23 | 9 | 2017-09-23 23:00 | 0 | 0 | 0 | 0 | 0 | 0 | 0 | 0 | 0 | 0 | 0 | 0 | 0 | 0 | 0 | 0 | 0 | 6384 | 0 | 8 | 2017-08-24 | WEEKDAY | 23.7878 | 2.3 | 0 | 0 | 0 | 0 | 1864.9338 | 0 | 0 | NA | 62.16%
| 0 | 9 | 2017-09-24 | 0 | 0 | 0 | 0 | 0 | 0 | 0 | 0 | 0 | 0 | 0 | 0 | 0 | 0 | 0 | 0 | 0 | 6385 | 1 | 8 | 2017-08-24 01:00 | WEEKDAY | 23.1754 | 2.3 | 0 | 0 | 0 | 0 | 1864.9338 | 0 | 0 | NA | 62.16%
| 1 | 9 | 2017-09-24 01:00 | 0 | 0 | 0 | 0 | 0 | 0 | 0 | 0 | 0 | 0 | 0 | 0 | 0 | 0 | 0 | 0 | 0 | 6386 | 2 | 8 | 2017-08-24 02:00 | WEEKDAY | 22.0175 | 2.3 | 0 | 0 | 0 | 0 | 1864.9338 | 0 | 0 | NA | 62.16%
| 2 | 9 | 2017-09-24 02:00 | 0 | 0 | 0 | 0 | 0 | 0 | 0 | 0 | 0 | 0 | 0 | 0 | 0 | 0 | 0 | 0 | 0 | 6387 | 3 | 8 | 2017-08-24 03:00 | WEEKDAY | 21.33 | 2.3 | 0 | 0 | 0 | 0 | 1864.9338 | 0 | 0 | NA | 62.16%
| 3 | 9 | 2017-09-24 03:00 | 0 | 0 | 0 | 0 | 0 | 0 | 0 | 0 | 0 | 0 | 0 | 0 | 0 | 0 | 0 | 0 | 0 | 6388 | 4 | 8 | 2017-08-24 04:00 | WEEKDAY | 21.0572 | 2.3 | 0 | 0 | 0 | 0 | 1864.9338 | 0 | 0 | NA | 62.16%
| 4 | 9 | 2017-09-24 04:00 | 0 | 0 | 0 | 0 | 0 | 0 | 0 | 0 | 0 | 0 | 0 | 0 | 0 | 0 | 0 | 0 | 0 | 6389 | 5 | 8 | 2017-08-24 05:00 | WEEKDAY | 21.2325 | 2.3 | 0 | 0 | 0 | 0 | 1864.9338 | 0 | 0 | NA | 62.16%
| 5 | 9 | 2017-09-24 05:00 | 0 | 0 | 0 | 0 | 0 | 0 | 0 | 0 | 0 | 0 | 0 | 0 | 0 | 0 | 0 | 0 | 0 | 6390 | 6 | 8 | 2017-08-24 06:00 | WEEKDAY | 22.2986 | 2.05 | 0 | 0 | 0 | 0 | 1864.9338 | 0 | 0 | NA | 62.16%
| 6 | 9 | 2017-09-24 06:00 | 249.8501 | 32.3235 | 5.0759 | 42.3273 | 17.3558 | 16.325 | 0 | 33.3885 | 0 | 8.1625 | 17.8677 | 5.6102 | 4.512 | 15.5813 | 249.8501 | 17.3558 | 249.8501 | 6391 | 7 | 8 | 2017-08-24 07:00 | WEEKDAY | 23.579 | 2.05 | 0 | 0 | 0 | 0 | 1864.9338 | 0 | 0 | NA | 62.16%
| 7 | 9 | 2017-09-24 07:00 | 743.5027 | 623.246 | 193.9205 | 570.9791 | 620.9262 | 314.7707 | 497.908 | 983.5502 | 163.2112 | 157.3854 | 344.8717 | 110.2219 | 87.0888 | 384.5615 | 743.5027 | 620.9262 | 743.5027 | 6392 | 8 | 8 | 2017-08-24 08:00 | WEEKDAY | 23.5428 | 2.05 | 517.235 | 0 | 0 | 0 | 1864.9338 | 0 | 0 | NA | 62.16%
| 8 | 9 | 2017-09-24 08:00 | 880.5046 | 906.9217 | 563.7898 | 905.6292 | 1211.2102 | 458.0413 | 879.738 | 1647.4058 | 730.9406 | 229.0206 | 679.1004 | 215.984 | 171.49 | 746.7856 | 880.5046 | 1211.2102 | 880.5046 | 6393 | 9 | 8 | 2017-08-24 09:00 | WEEKDAY | 24.3974 | 1.95 | 917.805 | 890.2708 | 0 | 890.2708 | 2382.1688 | 0 | 0 | NA | 79.41%
| 9 | 9 | 2017-09-24 09:00 | 833.2733 | 1306.5681 | 304.0184 | 982.243 | 1529.1614 | 659.8829 | 968.644 | 1713.0643 | 847.037 | 329.9414 | 673.1546 | 237.7475 | 169.9885 | 879.8627 | 833.2733 | 1529.1614 | 833.2733 | 6394 | 10 | 8 | 2017-08-24 10:00 | WEEKDAY | 26.6938 | 1.95 | 1012.07 | 981.7079 | 0 | 981.7079 | 2382.1688 | 0 | 0 | NA | 79.41%
| 10 | 9 | 2017-09-24 10:00 | 802.2948 | 1361.9102 | 421.5397 | 964.2307 | 1311.1627 | 687.8334 | 510.013 | 1578.9588 | 826.213 | 343.9167 | 835.7933 | 239.4423 | 211.0589 | 846.7251 | 802.2948 | 1311.1627 | 802.2948 | 6395 | 11 | 8 | 2017-08-24 11:00 | WEEKDAY | 29.7194 | 1.95 | 529.739 | 0 | 0 | 0 | 2382.1688 | 0 | 0 | NA | 79.41%
| 11 | 9 | 2017-09-24 11:00 | 836.1825 | 1562.0434 | 764.1119 | 936.5133 | 1576.6661 | 788.9108 | 686.956 | 1653.6477 | 783.6 | 394.4554 | 774.7591 | 235.3787 | 195.6462 | 845.9844 | 836.1825 | 1576.6661 | 836.1825 | 6396 | 12 | 8 | 2017-08-24 12:00 | WEEKDAY | 30.9386 | 1.95 | 714.54 | 693.1038 | 0 | 693.1038 | 2911.9078 | 0 | 0 | NA | 97.06%
| 12 | 9 | 2017-09-24 12:00 | 833.1022 | 1619.6139 | 488.2325 | 928.0183 | 1217.271 | 817.9868 | 688.406 | 1669.1058 | 751.2786 | 408.9934 | 833.6023 | 229.479 | 210.5056 | 815.3259 | 833.1022 | 1217.271 | 833.1022 | 6397 | 13 | 8 | 2017-08-24 13:00 | WEEKDAY | 45.911 | 1.95 | 716.037 | 694.5559 | 0 | 694.5559 | 2911.9078 | 0 | 0 | NA | 97.06%
| 13 | 9 | 2017-09-24 13:00 | 836.8964 | 484.0762 | 609.5413 | 935.238 | 1263.678 | 244.4829 | 331.363 | 1672.4701 | 760.2705 | 122.2415 | 859.8159 | 232.4217 | 217.1252 | 848.59 | 836.8964 | 1263.678 | 836.8964 | 6398 | 14 | 8 | 2017-08-24 14:00 | WEEKDAY | 39.2501 | 0 | 344.607 | 334.2688 | 0 | 334.2688 | 2911.9078 | 0 | 0 | NA | 97.06%
| 14 | 9 | 2017-09-24 14:00 | 833.8724 | 1830.0719 | 406.042 | 943.9131 | 1484.7295 | 924.2787 | 608.96 | 1702.7085 | 792.1912 | 462.1394 | 845.5506 | 234.0618 | 213.5229 | 879.4016 | 833.8724 | 1484.7295 | 833.8724 | 6399 | 15 | 8 | 2017-08-24 15:00 | WEEKDAY | 66.2445 | 0 | 632.844 | 613.8587 | 376.1413 | 990 | 2911.9078 | 0 | 0 | NA | 97.06%
| 15 | 9 | 2017-09-24 15:00 | 810.584 | 1664.9655 | 569.0852 | 942.3652 | 1230.8749 | 840.8917 | 950.776 | 862.6561 | 813.1849 | 420.4458 | 868.3929 | 230.1526 | 219.2911 | 833.2391 | 810.584 | 1230.8749 | 810.584 | 6400 | 16 | 8 | 2017-08-24 16:00 | WEEKDAY | 42.2981 | 0 | 992.961 | 963.1722 | 26.8278 | 990 | 2524.1332 | 0 | 0 | NA | 84.14%
| 16 | 9 | 2017-09-24 16:00 | 524.6311 | 1578.3423 | 741.5312 | 830.3215 | 1301.6957 | 797.1426 | 933.182 | 1373.4089 | 770.7397 | 398.5713 | 812.4593 | 204.342 | 205.1665 | 634.2697 | 524.6311 | 1301.6957 | 524.6311 | 6401 | 17 | 8 | 2017-08-24 17:00 | WEEKDAY | 33.7973 | 0 | 974.309 | 945.0797 | 44.9203 | 990 | 2496.4756 | 0 | 0 | NA | 83.22%
| 17 | 9 | 2017-09-24 17:00 | 25.3763 | 780.278 | 413.928 | 392.112 | 677.8081 | 394.0798 | 791.208 | 626.0106 | 488.3882 | 197.0399 | 452.9972 | 104.2448 | 114.3932 | 181.0934 | 25.3763 | 677.8081 | 25.3763 | 6402 | 18 | 8 | 2017-08-24 18:00 | WEEKDAY | 33.6692 | 0 | 824.144 | 799.4197 | 190.5803 | 990 | 2450.1661 | 0 | 0 | NA | 81.67%
| 18 | 9 | 2017-09-24 18:00 | 0 | 16.7018 | 25.0929 | 5.4211 | 3.8613 | 8.4353 | 0 | 0 | 0 | 4.2176 | 31.6738 | 6.7486 | 7.9984 | 0 | 0 | 3.8613 | 0 | 6403 | 19 | 8 | 2017-08-24 19:00 | WEEKDAY | 32.2524 | 0 | 0 | 0 | 0 | 0 | 2253.6915 | 0 | 0 | NA | 75.12%
| 19 | 9 | 2017-09-24 19:00 | 0 | 0 | 0 | 0 | 0 | 0 | 0 | 0 | 0 | 0 | 0 | 0 | 0 | 0 | 0 | 0 | 0 | 6404 | 20 | 8 | 2017-08-24 20:00 | WEEKDAY | 30.393 | 2.06 | 0 | 0 | 0 | 0 | 2253.6915 | 0 | 0 | NA | 75.12%
| 20 | 9 | 2017-09-24 20:00 | 0 | 0 | 0 | 0 | 0 | 0 | 0 | 0 | 0 | 0 | 0 | 0 | 0 | 0 | 0 | 0 | 0 | 6405 | 21 | 8 | 2017-08-24 21:00 | WEEKDAY | 31.1334 | 2.06 | 0 | 0 | 0 | 0 | 2253.6915 | 0 | 0 | NA | 75.12%
| 21 | 9 | 2017-09-24 21:00 | 0 | 0 | 0 | 0 | 0 | 0 | 0 | 0 | 0 | 0 | 0 | 0 | 0 | 0 | 0 | 0 | 0 | 6406 | 22 | 8 | 2017-08-24 22:00 | WEEKDAY | 28.7703 | 2.06 | 0 | 0 | 0 | 0 | 2253.6915 | 0 | 0 | NA | 75.12%
| 22 | 9 | 2017-09-24 22:00 | 0 | 0 | 0 | 0 | 0 | 0 | 0 | 0 | 0 | 0 | 0 | 0 | 0 | 0 | 0 | 0 | 0 | 6407 | 23 | 8 | 2017-08-24 23:00 | WEEKDAY | 26.8023 | 2.3 | 0 | 0 | 0 | 0 | 2253.6915 | 0 | 0 | NA | 75.12%
| 23 | 9 | 2017-09-24 23:00 | 0 | 0 | 0 | 0 | 0 | 0 | 0 | 0 | 0 | 0 | 0 | 0 | 0 | 0 | 0 | 0 | 0 | 6408 | 0 | 8 | 2017-08-25 | WEEKDAY | 23.6069 | 2.3 | 0 | 0 | 0 | 0 | 2253.6915 | 0 | 0 | NA | 75.12%
| 0 | 9 | 2017-09-25 | 0 | 0 | 0 | 0 | 0 | 0 | 0 | 0 | 0 | 0 | 0 | 0 | 0 | 0 | 0 | 0 | 0 | 6409 | 1 | 8 | 2017-08-25 01:00 | WEEKDAY | 23.6403 | 2.3 | 0 | 0 | 0 | 0 | 2253.6915 | 0 | 0 | NA | 75.12%
| 1 | 9 | 2017-09-25 01:00 | 0 | 0 | 0 | 0 | 0 | 0 | 0 | 0 | 0 | 0 | 0 | 0 | 0 | 0 | 0 | 0 | 0 | 6410 | 2 | 8 | 2017-08-25 02:00 | WEEKDAY | 23.309 | 2.3 | 0 | 0 | 0 | 0 | 2253.6915 | 0 | 0 | NA | 75.12%
| 2 | 9 | 2017-09-25 02:00 | 0 | 0 | 0 | 0 | 0 | 0 | 0 | 0 | 0 | 0 | 0 | 0 | 0 | 0 | 0 | 0 | 0 | 6411 | 3 | 8 | 2017-08-25 03:00 | WEEKDAY | 22.7022 | 2.3 | 0 | 0 | 0 | 0 | 2253.6915 | 0 | 0 | NA | 75.12%
| 3 | 9 | 2017-09-25 03:00 | 0 | 0 | 0 | 0 | 0 | 0 | 0 | 0 | 0 | 0 | 0 | 0 | 0 | 0 | 0 | 0 | 0 | 6412 | 4 | 8 | 2017-08-25 04:00 | WEEKDAY | 22.3125 | 2.3 | 0 | 0 | 0 | 0 | 2253.6915 | 0 | 0 | NA | 75.12%
| 4 | 9 | 2017-09-25 04:00 | 0 | 0 | 0 | 0 | 0 | 0 | 0 | 0 | 0 | 0 | 0 | 0 | 0 | 0 | 0 | 0 | 0 | 6413 | 5 | 8 | 2017-08-25 05:00 | WEEKDAY | 22.538 | 2.3 | 0 | 0 | 0 | 0 | 2253.6915 | 0 | 0 | NA | 75.12%
| 5 | 9 | 2017-09-25 05:00 | 0 | 0 | 0 | 0 | 0 | 0 | 0 | 0 | 0 | 0 | 0 | 0 | 0 | 0 | 0 | 0 | 0 | 6414 | 6 | 8 | 2017-08-25 06:00 | WEEKDAY | 23.4009 | 2.05 | 0 | 0 | 0 | 0 | 2253.6915 | 0 | 0 | NA | 75.12%
| 6 | 9 | 2017-09-25 06:00 | 218.4743 | 15.806 | 7.7464 | 38.2644 | 31.3322 | 7.9828 | 0 | 0 | 0 | 3.9914 | 7.7826 | 1.6491 | 1.9653 | 5.3559 | 218.4743 | 31.3322 | 218.4743 | 6415 | 7 | 8 | 2017-08-25 07:00 | WEEKDAY | 23.618 | 2.05 | 0 | 0 | 0 | 0 | 2253.6915 | 0 | 0 | NA | 75.12%
| 7 | 9 | 2017-09-25 07:00 | 126.8656 | 714.8877 | 317.9633 | 543.7445 | 547.7185 | 361.0544 | 483.922 | 251.9786 | 152.644 | 180.5272 | 195.6978 | 32.6763 | 49.4186 | 41.9145 | 126.8656 | 547.7185 | 126.8656 | 6416 | 8 | 8 | 2017-08-25 08:00 | WEEKDAY | 23.3675 | 2.05 | 502.55 | 0 | 0 | 0 | 2253.6915 | 0 | 0 | NA | 75.12%
| 8 | 9 | 2017-09-25 08:00 | 348.0373 | 1527.6817 | 787.7593 | 860.3679 | 1161.3965 | 771.5564 | 823.909 | 341.96 | 744.1927 | 385.7782 | 669.5817 | 35.7104 | 169.0863 | 305.5958 | 348.0373 | 1161.3965 | 348.0373 | 6417 | 9 | 8 | 2017-08-25 09:00 | WEEKDAY | 22.9082 | 1.95 | 858.385 | 832.6334 | 0 | 832.6334 | 2756.2415 | 0 | 0 | NA | 91.87%
| 9 | 9 | 2017-09-25 09:00 | 772.4598 | 1786.1132 | 913.4962 | 939.1139 | 1465.1269 | 902.0774 | 884.499 | 298.9889 | 894.1926 | 451.0387 | 698.1248 | 115.4927 | 176.2941 | 365.177 | 772.4598 | 1465.1269 | 772.4598 | 6418 | 10 | 8 | 2017-08-25 10:00 | WEEKDAY | 23.3396 | 1.95 | 922.271 | 894.6029 | 0 | 894.6029 | 2756.2415 | 0 | 0 | NA | 91.87%
| 10 | 9 | 2017-09-25 10:00 | 810.9233 | 1836.5553 | 782.318 | 937.3544 | 1578.4081 | 927.5532 | 876.614 | 932.8209 | 875.4638 | 463.7766 | 854.079 | 224.2823 | 215.6765 | 826.8062 | 810.9233 | 1578.4081 | 810.9233 | 6419 | 11 | 8 | 2017-08-25 11:00 | WEEKDAY | 23.7794 | 1.95 | 913.865 | 886.449 | 0 | 886.449 | 2756.2415 | 0 | 0 | NA | 91.87%
| 11 | 9 | 2017-09-25 11:00 | 834.2876 | 1805.421 | 825.8262 | 925.7625 | 1741.203 | 911.8288 | 845.263 | 1552.0418 | 827.3023 | 455.9144 | 906.4337 | 199.2618 | 228.8974 | 372.1777 | 834.2876 | 1741.203 | 834.2876 | 6420 | 12 | 8 | 2017-08-25 12:00 | WEEKDAY | 25.0264 | 1.95 | 880.7 | 854.279 | 0 | 854.279 | 2756.2415 | 0 | 0 | NA | 91.87%
| 12 | 9 | 2017-09-25 12:00 | 723.3473 | 1768.6623 | 794.3671 | 901.8605 | 1845.0821 | 893.2638 | 824.39 | 1229.9233 | 789.7391 | 446.6319 | 901.4604 | 223.799 | 227.6415 | 332.9914 | 723.3473 | 1845.0821 | 723.3473 | 6421 | 13 | 8 | 2017-08-25 13:00 | WEEKDAY | 28.2998 | 1.95 | 858.646 | 832.8866 | 0 | 832.8866 | 2756.2415 | 0 | 0 | NA | 91.87%
| 13 | 9 | 2017-09-25 13:00 | 846.6293 | 1792.0272 | 828.975 | 927.7641 | 1863.3156 | 905.0643 | 824.803 | 1187.2443 | 800.0492 | 452.5321 | 908.0472 | 226.9063 | 229.3049 | 308.7509 | 846.6293 | 1863.3156 | 846.6293 | 6422 | 14 | 8 | 2017-08-25 14:00 | WEEKDAY | 29.4856 | 0 | 859.066 | 833.294 | 0 | 833.294 | 2756.2415 | 0 | 0 | NA | 91.87%
| 14 | 9 | 2017-09-25 14:00 | 806.107 | 1776.5909 | 668.9297 | 916.5478 | 1888.925 | 897.2681 | 842.854 | 1611.6837 | 990 | 448.6341 | 920.9278 | 231.3304 | 232.5575 | 199.3133 | 806.107 | 1888.925 | 806.107 | 6423 | 15 | 8 | 2017-08-25 15:00 | WEEKDAY | 30.407 | 0 | 878.109 | 851.7657 | 138.2343 | 990 | 2756.2415 | 0 | 0 | NA | 91.87%
| 15 | 9 | 2017-09-25 15:00 | 732.7987 | 1746.7697 | 858.2087 | 908.7816 | 1821.7282 | 882.2069 | 865.888 | 1477.697 | 990 | 441.1035 | 926.6919 | 231.1585 | 234.0131 | 145.1489 | 732.7987 | 1821.7282 | 732.7987 | 6424 | 16 | 8 | 2017-08-25 16:00 | WEEKDAY | 30.2399 | 0 | 902.455 | 875.3813 | 114.6187 | 990 | 2613.732 | 0 | 0 | NA | 87.12%
| 16 | 9 | 2017-09-25 16:00 | 534.3807 | 1457.6112 | 798.0024 | 799.3113 | 1488.6614 | 736.1672 | 854.871 | 1121.1542 | 990 | 368.0836 | 827.195 | 202.0677 | 208.8876 | 190.5943 | 534.3807 | 1488.6614 | 534.3807 | 6425 | 17 | 8 | 2017-08-25 17:00 | WEEKDAY | 25.4885 | 0 | 890.856 | 864.1303 | 125.8697 | 990 | 2495.5684 | 0 | 0 | NA | 83.19%
| 17 | 9 | 2017-09-25 17:00 | 30.4437 | 635.0302 | 375.4065 | 355.292 | 727.1807 | 320.7223 | 747.444 | 361.2189 | 990 | 160.3612 | 232.423 | 98.824 | 58.6927 | 120.2071 | 30.4437 | 727.1807 | 30.4437 | 6426 | 18 | 8 | 2017-08-25 18:00 | WEEKDAY | 24.4224 | 0 | 777.732 | 754.4 | 235.6 | 990 | 2365.8059 | 0 | 0 | NA | 78.86%
| 18 | 9 | 2017-09-25 18:00 | 0 | 5.9132 | 37.4785 | 2.1802 | 6.7486 | 2.9864 | 0 | 0 | 0 | 1.4932 | 23.4343 | 5.0793 | 5.9177 | 0 | 0 | 6.7486 | 0 | 6427 | 19 | 8 | 2017-08-25 19:00 | WEEKDAY | 23.6514 | 0 | 0 | 0 | 0 | 0 | 2122.9193 | 0 | 0 | NA | 70.76%
| 19 | 9 | 2017-09-25 19:00 | 0 | 0 | 0 | 0 | 0 | 0 | 0 | 0 | 0 | 0 | 0 | 0 | 0 | 0 | 0 | 0 | 0 | 6428 | 20 | 8 | 2017-08-25 20:00 | WEEKDAY | 23.9075 | 2.06 | 0 | 0 | 0 | 0 | 2122.9193 | 0 | 0 | NA | 70.76%
| 20 | 9 | 2017-09-25 20:00 | 0 | 0 | 0 | 0 | 0 | 0 | 0 | 0 | 0 | 0 | 0 | 0 | 0 | 0 | 0 | 0 | 0 | 6429 | 21 | 8 | 2017-08-25 21:00 | WEEKDAY | 25.5442 | 2.06 | 0 | 0 | 0 | 0 | 2122.9193 | 0 | 0 | NA | 70.76%
| 21 | 9 | 2017-09-25 21:00 | 0 | 0 | 0 | 0 | 0 | 0 | 0 | 0 | 0 | 0 | 0 | 0 | 0 | 0 | 0 | 0 | 0 | 6430 | 22 | 8 | 2017-08-25 22:00 | WEEKDAY | 26.1064 | 2.06 | 0 | 0 | 0 | 0 | 2122.9193 | 0 | 0 | NA | 70.76%
| 22 | 9 | 2017-09-25 22:00 | 0 | 0 | 0 | 0 | 0 | 0 | 0 | 0 | 0 | 0 | 0 | 0 | 0 | 0 | 0 | 0 | 0 | 6431 | 23 | 8 | 2017-08-25 23:00 | WEEKDAY | 24.2499 | 2.3 | 0 | 0 | 0 | 0 | 2122.9193 | 0 | 0 | NA | 70.76%
| 23 | 9 | 2017-09-25 23:00 | 0 | 0 | 0 | 0 | 0 | 0 | 0 | 0 | 0 | 0 | 0 | 0 | 0 | 0 | 0 | 0 | 0 | 6432 | 0 | 8 | 2017-08-26 | WEEKEND | 24.2109 | 2.3 | 0 | 0 | 0 | 0 | 2122.9193 | 0 | 0 | NA | 70.76%
| 0 | 9 | 2017-09-26 | 0 | 0 | 0 | 0 | 0 | 0 | 0 | 0 | 0 | 0 | 0 | 0 | 0 | 0 | 0 | 0 | 0 | 6433 | 1 | 8 | 2017-08-26 01:00 | WEEKEND | 23.3758 | 2.3 | 0 | 0 | 0 | 0 | 2122.9193 | 0 | 0 | NA | 70.76%
| 1 | 9 | 2017-09-26 01:00 | 0 | 0 | 0 | 0 | 0 | 0 | 0 | 0 | 0 | 0 | 0 | 0 | 0 | 0 | 0 | 0 | 0 | 6434 | 2 | 8 | 2017-08-26 02:00 | WEEKEND | 22.6577 | 2.3 | 0 | 0 | 0 | 0 | 2122.9193 | 0 | 0 | NA | 70.76%
| 2 | 9 | 2017-09-26 02:00 | 0 | 0 | 0 | 0 | 0 | 0 | 0 | 0 | 0 | 0 | 0 | 0 | 0 | 0 | 0 | 0 | 0 | 6435 | 3 | 8 | 2017-08-26 03:00 | WEEKEND | 21.8199 | 2.3 | 0 | 0 | 0 | 0 | 2122.9193 | 0 | 0 | NA | 70.76%
| 3 | 9 | 2017-09-26 03:00 | 0 | 0 | 0 | 0 | 0 | 0 | 0 | 0 | 0 | 0 | 0 | 0 | 0 | 0 | 0 | 0 | 0 | 6436 | 4 | 8 | 2017-08-26 04:00 | WEEKEND | 22.4406 | 2.3 | 0 | 0 | 0 | 0 | 2122.9193 | 0 | 0 | NA | 70.76%
| 4 | 9 | 2017-09-26 04:00 | 0 | 0 | 0 | 0 | 0 | 0 | 0 | 0 | 0 | 0 | 0 | 0 | 0 | 0 | 0 | 0 | 0 | 6437 | 5 | 8 | 2017-08-26 05:00 | WEEKEND | 22.975 | 2.3 | 0 | 0 | 0 | 0 | 2122.9193 | 0 | 0 | NA | 70.76%
| 5 | 9 | 2017-09-26 05:00 | 0 | 0 | 0 | 0 | 0 | 0 | 0 | 0 | 0 | 0 | 0 | 0 | 0 | 0 | 0 | 0 | 0 | 6438 | 6 | 8 | 2017-08-26 06:00 | WEEKEND | 23.2422 | 2.3 | 0 | 0 | 0 | 0 | 2122.9193 | 0 | 0 | NA | 70.76%
| 6 | 9 | 2017-09-26 06:00 | 257.8659 | 37.118 | 5.6641 | 22.607 | 19.4073 | 18.7465 | 0 | 23.4578 | 0 | 9.3732 | 11.8297 | 4.1744 | 2.9873 | 5.3902 | 257.8659 | 19.4073 | 257.8659 | 6439 | 7 | 8 | 2017-08-26 07:00 | WEEKEND | 23.3591 | 2.3 | 0 | 0 | 0 | 0 | 2122.9193 | 0 | 0 | NA | 70.76%
| 7 | 9 | 2017-09-26 07:00 | 492.7946 | 904.3733 | 336.5259 | 442.1903 | 285.0825 | 456.7542 | 480.1 | 873.7605 | 0 | 228.3771 | 305.8291 | 102.7281 | 77.2296 | 36.8907 | 492.7946 | 285.0825 | 492.7946 | 6440 | 8 | 8 | 2017-08-26 08:00 | WEEKEND | 23.3953 | 2.3 | 498.674 | 0 | 0 | 0 | 2122.9193 | 0 | 0 | NA | 70.76%
| 8 | 9 | 2017-09-26 08:00 | 849.0367 | 1651.6755 | 816.7872 | 780.7743 | 604.3294 | 834.1796 | 853.289 | 1464.559 | 0 | 417.0898 | 751.659 | 198.9066 | 189.8129 | 83.8949 | 849.0367 | 604.3294 | 849.0367 | 6441 | 9 | 8 | 2017-08-26 09:00 | WEEKEND | 23.991 | 2.3 | 889.662 | 862.9721 | 0 | 862.9721 | 2621.5933 | 0 | 0 | NA | 87.39%
| 9 | 9 | 2017-09-26 09:00 | 860.857 | 1747.2884 | 903.0447 | 904.127 | 986.0061 | 882.4689 | 926.878 | 1723.1851 | 819.2174 | 441.2344 | 885.0539 | 222.9417 | 223.4985 | 131.0483 | 860.857 | 986.0061 | 860.857 | 6442 | 10 | 8 | 2017-08-26 10:00 | WEEKEND | 24.4503 | 2.3 | 967.472 | 938.4478 | 0 | 938.4478 | 2621.5933 | 0 | 0 | NA | 87.39%
| 10 | 9 | 2017-09-26 10:00 | 832.6909 | 1742.2468 | 911.46 | 896.8994 | 1688.7775 | 879.9226 | 917.185 | 1484.6192 | 824.7687 | 439.9613 | 909.2826 | 225.4164 | 229.6168 | 699.0896 | 832.6909 | 1688.7775 | 832.6909 | 6443 | 11 | 8 | 2017-08-26 11:00 | WEEKEND | 24.5727 | 2.3 | 957.111 | 928.3977 | 0 | 928.3977 | 2621.5933 | 0 | 0 | NA | 87.39%
| 11 | 9 | 2017-09-26 11:00 | 613.0166 | 1784.3421 | 876.8421 | 883.654 | 1534.8651 | 901.1829 | 879.816 | 1576.1837 | 767.8297 | 450.5914 | 889.8906 | 219.9245 | 224.7199 | 826.5855 | 613.0166 | 1534.8651 | 613.0166 | 6444 | 12 | 8 | 2017-08-26 12:00 | WEEKEND | 24.2916 | 2.3 | 917.482 | 889.9575 | 0 | 889.9575 | 2621.5933 | 0 | 0 | NA | 87.39%
| 12 | 9 | 2017-09-26 12:00 | 855.7191 | 1688.9503 | 850.3638 | 867.956 | 1663.3065 | 853.0052 | 856.306 | 1247.5908 | 735.226 | 426.5026 | 873.6281 | 215.1026 | 220.6132 | 812.0664 | 855.7191 | 1663.3065 | 855.7191 | 6445 | 13 | 8 | 2017-08-26 13:00 | WEEKEND | 23.6598 | 2.3 | 892.591 | 865.8133 | 0 | 865.8133 | 2621.5933 | 0 | 0 | NA | 87.39%
| 13 | 9 | 2017-09-26 13:00 | 747.8463 | 1752.4142 | 863.2927 | 865.9777 | 1684.0493 | 885.0577 | 857.304 | 1227.9008 | 747.1367 | 442.5288 | 864.5655 | 225.2438 | 218.3246 | 844.4477 | 747.8463 | 1684.0493 | 747.8463 | 6446 | 14 | 8 | 2017-08-26 14:00 | WEEKEND | 23.5094 | 2.3 | 893.633 | 866.824 | 0 | 866.824 | 2621.5933 | 0 | 0 | NA | 87.39%
| 14 | 9 | 2017-09-26 14:00 | 834.0282 | 1712.363 | 890.6158 | 880.8753 | 1561.164 | 864.8298 | 877.64 | 1527.2728 | 990 | 432.4149 | 874.5242 | 226.0357 | 220.8394 | 883.8109 | 834.0282 | 1561.164 | 834.0282 | 6447 | 15 | 8 | 2017-08-26 15:00 | WEEKEND | 23.4788 | 2.3 | 915.14 | 887.6858 | 0 | 887.6858 | 2621.5933 | 0 | 0 | NA | 87.39%
| 15 | 9 | 2017-09-26 15:00 | 794.9429 | 1688.1888 | 906.9146 | 842.5222 | 1368.9427 | 852.6206 | 902.234 | 1419.8558 | 990 | 426.3103 | 869.0669 | 225.9953 | 219.4613 | 797.9834 | 794.9429 | 1368.9427 | 794.9429 | 6448 | 16 | 8 | 2017-08-26 16:00 | WEEKEND | 23.3981 | 2.3 | 941.194 | 912.9582 | 0 | 912.9582 | 2621.5933 | 0 | 0 | NA | 87.39%
| 16 | 9 | 2017-09-26 16:00 | 492.3562 | 1510.6233 | 834.5613 | 726.7455 | 904.1837 | 762.9411 | 884.751 | 850.6852 | 990 | 381.4705 | 743.8448 | 205.2469 | 187.8396 | 563.6481 | 492.3562 | 904.1837 | 492.3562 | 6449 | 17 | 8 | 2017-08-26 17:00 | WEEKEND | 23.5401 | 2.3 | 922.716 | 895.0345 | 95 | 990.0345 | 2621.5933 | 0 | 0 | NA | 87.39%
| 17 | 9 | 2017-09-26 17:00 | 18.1765 | 771.1611 | 500.4865 | 277.3622 | 422.4858 | 389.4753 | 764.781 | 506.0643 | 990 | 194.7376 | 354.921 | 101.0966 | 89.6265 | 202.4363 | 18.1765 | 422.4858 | 18.1765 | 6450 | 18 | 8 | 2017-08-26 18:00 | WEEKEND | 23.6208 | 2.3 | 796.207 | 772.3208 | 218 | 990.3208 | 2523.6552 | 0 | 0 | NA | 84.12%
| 18 | 9 | 2017-09-26 18:00 | 0 | 15.9509 | 46.6906 | 0 | 6.0848 | 8.056 | 0 | 0 | 0 | 4.028 | 21.4171 | 5.1946 | 5.4084 | 0 | 0 | 6.0848 | 0 | 6451 | 19 | 8 | 2017-08-26 19:00 | WEEKEND | 23.5623 | 2.3 | 0 | 0 | 0 | 0 | 2298.9129 | 0 | 0 | NA | 76.63%
| 19 | 9 | 2017-09-26 19:00 | 0 | 0 | 0 | 0 | 0 | 0 | 0 | 0 | 0 | 0 | 0 | 0 | 0 | 0 | 0 | 0 | 0 | 6452 | 20 | 8 | 2017-08-26 20:00 | WEEKEND | 23.643 | 2.3 | 0 | 0 | 0 | 0 | 2298.9129 | 0 | 0 | NA | 76.63%
| 20 | 9 | 2017-09-26 20:00 | 0 | 0 | 0 | 0 | 0 | 0 | 0 | 0 | 0 | 0 | 0 | 0 | 0 | 0 | 0 | 0 | 0 | 6453 | 21 | 8 | 2017-08-26 21:00 | WEEKEND | 24.5115 | 2.3 | 0 | 0 | 0 | 0 | 2298.9129 | 0 | 0 | NA | 76.63%
| 21 | 9 | 2017-09-26 21:00 | 0 | 0 | 0 | 0 | 0 | 0 | 0 | 0 | 0 | 0 | 0 | 0 | 0 | 0 | 0 | 0 | 0 | 6454 | 22 | 8 | 2017-08-26 22:00 | WEEKEND | 23.6765 | 2.3 | 0 | 0 | 0 | 0 | 2298.9129 | 0 | 0 | NA | 76.63%
| 22 | 9 | 2017-09-26 22:00 | 0 | 0 | 0 | 0 | 0 | 0 | 0 | 0 | 0 | 0 | 0 | 0 | 0 | 0 | 0 | 0 | 0 | 6455 | 23 | 8 | 2017-08-26 23:00 | WEEKEND | 23.8351 | 2.3 | 0 | 0 | 0 | 0 | 2298.9129 | 0 | 0 | NA | 76.63%
| 23 | 9 | 2017-09-26 23:00 | 0 | 0 | 0 | 0 | 0 | 0 | 0 | 0 | 0 | 0 | 0 | 0 | 0 | 0 | 0 | 0 | 0 | 6456 | 0 | 8 | 2017-08-27 | WEEKEND | 23.4371 | 2.3 | 0 | 0 | 0 | 0 | 2298.9129 | 0 | 0 | NA | 76.63%
| 0 | 9 | 2017-09-27 | 0 | 0 | 0 | 0 | 0 | 0 | 0 | 0 | 0 | 0 | 0 | 0 | 0 | 0 | 0 | 0 | 0 | 6457 | 1 | 8 | 2017-08-27 01:00 | WEEKEND | 23.4566 | 2.3 | 0 | 0 | 0 | 0 | 2298.9129 | 0 | 0 | NA | 76.63%
| 1 | 9 | 2017-09-27 01:00 | 0 | 0 | 0 | 0 | 0 | 0 | 0 | 0 | 0 | 0 | 0 | 0 | 0 | 0 | 0 | 0 | 0 | 6458 | 2 | 8 | 2017-08-27 02:00 | WEEKEND | 22.5992 | 2.3 | 0 | 0 | 0 | 0 | 2298.9129 | 0 | 0 | NA | 76.63%
| 2 | 9 | 2017-09-27 02:00 | 0 | 0 | 0 | 0 | 0 | 0 | 0 | 0 | 0 | 0 | 0 | 0 | 0 | 0 | 0 | 0 | 0 | 6459 | 3 | 8 | 2017-08-27 03:00 | WEEKEND | 21.5304 | 2.3 | 0 | 0 | 0 | 0 | 2298.9129 | 0 | 0 | NA | 76.63%
| 3 | 9 | 2017-09-27 03:00 | 0 | 0 | 0 | 0 | 0 | 0 | 0 | 0 | 0 | 0 | 0 | 0 | 0 | 0 | 0 | 0 | 0 | 6460 | 4 | 8 | 2017-08-27 04:00 | WEEKEND | 21.149 | 2.3 | 0 | 0 | 0 | 0 | 2298.9129 | 0 | 0 | NA | 76.63%
| 4 | 9 | 2017-09-27 04:00 | 0 | 0 | 0 | 0 | 0 | 0 | 0 | 0 | 0 | 0 | 0 | 0 | 0 | 0 | 0 | 0 | 0 | 6461 | 5 | 8 | 2017-08-27 05:00 | WEEKEND | 20.9765 | 2.3 | 0 | 0 | 0 | 0 | 2298.9129 | 0 | 0 | NA | 76.63%
| 5 | 9 | 2017-09-27 05:00 | 0 | 0 | 0 | 0 | 0 | 0 | 0 | 0 | 0 | 0 | 0 | 0 | 0 | 0 | 0 | 0 | 0 | 6462 | 6 | 8 | 2017-08-27 06:00 | WEEKEND | 21.0627 | 2.3 | 0 | 0 | 0 | 0 | 2298.9129 | 0 | 0 | NA | 76.63%
| 6 | 9 | 2017-09-27 06:00 | 265.8592 | 23.4846 | 5.0959 | 26.9558 | 23.301 | 11.8609 | 0 | 21.8507 | 0 | 5.9305 | 15.3745 | 5.1157 | 3.8824 | 21.491 | 265.8592 | 23.301 | 265.8592 | 6463 | 7 | 8 | 2017-08-27 07:00 | WEEKEND | 20.8735 | 2.3 | 0 | 0 | 0 | 0 | 2298.9129 | 0 | 0 | NA | 76.63%
| 7 | 9 | 2017-09-27 07:00 | 719.4542 | 781.3978 | 272.4142 | 309.8 | 317.4915 | 394.6453 | 350.92 | 850.0211 | 0 | 197.3227 | 378.2685 | 110.3378 | 95.5224 | 424.9055 | 719.4542 | 317.4915 | 719.4542 | 6464 | 8 | 8 | 2017-08-27 08:00 | WEEKEND | 20.5645 | 2.3 | 364.849 | 0 | 0 | 0 | 2298.9129 | 0 | 0 | NA | 76.63%
| 8 | 9 | 2017-09-27 08:00 | 771.9379 | 1572.1082 | 746.9403 | 781.3165 | 763.4716 | 793.9941 | 1.9218 | 1392.3948 | 0 | 396.997 | 812.2298 | 217.1004 | 205.1085 | 771.7051 | 771.9379 | 763.4716 | 771.9379 | 6465 | 9 | 8 | 2017-08-27 09:00 | WEEKEND | 21.3021 | 2.3 | 7.0633 | 0 | 0 | 0 | 2663.7619 | 0 | 0 | NA | 88.79%
| 9 | 9 | 2017-09-27 09:00 | 720.0588 | 1794.7341 | 869.2261 | 702.0254 | 1462.7558 | 906.4314 | 900.311 | 1262.9326 | 0 | 453.2157 | 907.7572 | 238.8918 | 229.2316 | 875.6635 | 720.0588 | 1462.7558 | 720.0588 | 6466 | 10 | 8 | 2017-08-27 10:00 | WEEKEND | 22.7941 | 2.3 | 939.347 | 911.1666 | 0 | 911.1666 | 2670.8252 | 0 | 0 | NA | 89.03%
| 10 | 9 | 2017-09-27 10:00 | 733.9195 | 1725.8153 | 881.4368 | 862.2471 | 1501.3048 | 871.6239 | 899.509 | 1701.6187 | 836.9412 | 435.8119 | 906.8427 | 240.3484 | 229.0007 | 880.2125 | 733.9195 | 1501.3048 | 733.9195 | 6467 | 11 | 8 | 2017-08-27 11:00 | WEEKEND | 23.6096 | 2.3 | 938.436 | 910.2829 | 0 | 910.2829 | 2670.8252 | 0 | 0 | NA | 89.03%
| 11 | 9 | 2017-09-27 11:00 | 781.719 | 1685.7487 | 849.8716 | 833.9531 | 1625.1541 | 851.3882 | 853.804 | 1681.9823 | 794.8549 | 425.6941 | 886.8944 | 233.8865 | 223.9632 | 826.0448 | 781.719 | 1625.1541 | 781.719 | 6468 | 12 | 8 | 2017-08-27 12:00 | WEEKEND | 23.4927 | 2.3 | 889.955 | 863.2563 | 0 | 863.2563 | 2670.8252 | 0 | 0 | NA | 89.03%
| 12 | 9 | 2017-09-27 12:00 | 765.3177 | 1736.8429 | 836.7594 | 512.8297 | 1697.9145 | 877.1934 | 813.089 | 1631.3793 | 760.5925 | 438.5967 | 879.0254 | 227.6593 | 221.9761 | 804.1732 | 765.3177 | 1697.9145 | 765.3177 | 6469 | 13 | 8 | 2017-08-27 13:00 | WEEKEND | 23.1615 | 2.3 | 846.832 | 821.427 | 0 | 821.427 | 2670.8252 | 0 | 0 | NA | 89.03%
| 13 | 9 | 2017-09-27 13:00 | 796.3493 | 1755.8593 | 848.2185 | 761.5789 | 1096.7356 | 886.7976 | 815.738 | 1632.476 | 772.4343 | 443.3988 | 835.5956 | 228.7645 | 211.009 | 795.6747 | 796.3493 | 1096.7356 | 796.3493 | 6470 | 14 | 8 | 2017-08-27 14:00 | WEEKEND | 23.3146 | 2.3 | 849.61 | 824.1217 | 0 | 824.1217 | 2670.8252 | 0 | 0 | NA | 89.03%
| 14 | 9 | 2017-09-27 14:00 | 837.3534 | 1790.3208 | 872.8325 | 551.2249 | 1465.8183 | 904.2024 | 796.179 | 1694.6386 | 990 | 452.1012 | 867.1438 | 230.6862 | 218.9757 | 844.1023 | 837.3534 | 1465.8183 | 837.3534 | 6471 | 15 | 8 | 2017-08-27 15:00 | WEEKEND | 23.373 | 2.3 | 828.799 | 803.935 | 0 | 803.935 | 2670.8252 | 0 | 0 | NA | 89.03%
| 15 | 9 | 2017-09-27 15:00 | 774.2985 | 1743.3881 | 867.4482 | 727.8426 | 1729.4635 | 880.4991 | 816.106 | 1656.9061 | 990 | 440.2495 | 807.5004 | 228.7605 | 203.9143 | 839.6627 | 774.2985 | 1729.4635 | 774.2985 | 6472 | 16 | 8 | 2017-08-27 16:00 | WEEKEND | 23.3953 | 2.3 | 849.806 | 824.3118 | 0 | 824.3118 | 2670.8252 | 0 | 0 | NA | 89.03%
| 16 | 9 | 2017-09-27 16:00 | 467.2888 | 1427.6059 | 777.542 | 247.3798 | 1231.9143 | 721.0131 | 836.471 | 1368.2753 | 990 | 360.5065 | 775.2616 | 204.2122 | 195.7731 | 688.3025 | 467.2888 | 1231.9143 | 467.2888 | 6473 | 17 | 8 | 2017-08-27 17:00 | WEEKEND | 23.4705 | 2.3 | 871.522 | 845.3763 | 0 | 845.3763 | 2670.8252 | 0 | 0 | NA | 89.03%
| 17 | 9 | 2017-09-27 17:00 | 23.8677 | 653.0511 | 408.3573 | 160.7843 | 645.2936 | 329.8238 | 709.64 | 537.7468 | 990 | 164.9119 | 393.7918 | 99.5424 | 99.4424 | 225.2709 | 23.8677 | 645.2936 | 23.8677 | 6474 | 18 | 8 | 2017-08-27 18:00 | WEEKEND | 23.6013 | 2.3 | 738.074 | 715.9318 | 0 | 715.9318 | 2670.8252 | 0 | 0 | NA | 89.03%
| 18 | 9 | 2017-09-27 18:00 | 0 | 6.36 | 29.1454 | 0 | 0 | 3.2121 | 0 | 0 | 0 | 1.6061 | 21.4152 | 4.6191 | 5.4079 | 0 | 0 | 0 | 0 | 6475 | 19 | 8 | 2017-08-27 19:00 | WEEKEND | 24.183 | 2.3 | 0 | 0 | 0 | 0 | 2670.8252 | 0 | 0 | NA | 89.03%
| 19 | 9 | 2017-09-27 19:00 | 0 | 0 | 0 | 0 | 0 | 0 | 0 | 0 | 0 | 0 | 0 | 0 | 0 | 0 | 0 | 0 | 0 | 6476 | 20 | 8 | 2017-08-27 20:00 | WEEKEND | 26.3514 | 2.3 | 0 | 0 | 0 | 0 | 2670.8252 | 0 | 0 | NA | 89.03%
| 20 | 9 | 2017-09-27 20:00 | 0 | 0 | 0 | 0 | 0 | 0 | 0 | 0 | 0 | 0 | 0 | 0 | 0 | 0 | 0 | 0 | 0 | 6477 | 21 | 8 | 2017-08-27 21:00 | WEEKEND | 29.9393 | 2.3 | 0 | 0 | 0 | 0 | 2670.8252 | 0 | 0 | NA | 89.03%
| 21 | 9 | 2017-09-27 21:00 | 0 | 0 | 0 | 0 | 0 | 0 | 0 | 0 | 0 | 0 | 0 | 0 | 0 | 0 | 0 | 0 | 0 | 6478 | 22 | 8 | 2017-08-27 22:00 | WEEKEND | 29.249 | 2.3 | 0 | 0 | 0 | 0 | 2670.8252 | 0 | 0 | NA | 89.03%
| 22 | 9 | 2017-09-27 22:00 | 0 | 0 | 0 | 0 | 0 | 0 | 0 | 0 | 0 | 0 | 0 | 0 | 0 | 0 | 0 | 0 | 0 | 6479 | 23 | 8 | 2017-08-27 23:00 | WEEKEND | 25.6333 | 2.3 | 0 | 0 | 0 | 0 | 2670.8252 | 0 | 0 | NA | 89.03%
| 23 | 9 | 2017-09-27 23:00 | 0 | 0 | 0 | 0 | 0 | 0 | 0 | 0 | 0 | 0 | 0 | 0 | 0 | 0 | 0 | 0 | 0 | 6480 | 0 | 8 | 2017-08-28 | WEEKDAY | 23.5317 | 2.3 | 0 | 0 | 0 | 0 | 2670.8252 | 0 | 0 | NA | 89.03%
| 0 | 9 | 2017-09-28 | 0 | 0 | 0 | 0 | 0 | 0 | 0 | 0 | 0 | 0 | 0 | 0 | 0 | 0 | 0 | 0 | 0 | 6481 | 1 | 8 | 2017-08-28 01:00 | WEEKDAY | 22.1093 | 2.3 | 0 | 0 | 0 | 0 | 2670.8252 | 0 | 0 | NA | 89.03%
| 1 | 9 | 2017-09-28 01:00 | 0 | 0 | 0 | 0 | 0 | 0 | 0 | 0 | 0 | 0 | 0 | 0 | 0 | 0 | 0 | 0 | 0 | 6482 | 2 | 8 | 2017-08-28 02:00 | WEEKDAY | 20.7204 | 2.3 | 0 | 0 | 0 | 0 | 2670.8252 | 0 | 0 | NA | 89.03%
| 2 | 9 | 2017-09-28 02:00 | 0 | 0 | 0 | 0 | 0 | 0 | 0 | 0 | 0 | 0 | 0 | 0 | 0 | 0 | 0 | 0 | 0 | 6483 | 3 | 8 | 2017-08-28 03:00 | WEEKDAY | 20.2054 | 2.3 | 0 | 0 | 0 | 0 | 2670.8252 | 0 | 0 | NA | 89.03%
| 3 | 9 | 2017-09-28 03:00 | 0 | 0 | 0 | 0 | 0 | 0 | 0 | 0 | 0 | 0 | 0 | 0 | 0 | 0 | 0 | 0 | 0 | 6484 | 4 | 8 | 2017-08-28 04:00 | WEEKDAY | 19.774 | 2.3 | 0 | 0 | 0 | 0 | 2670.8252 | 0 | 0 | NA | 89.03%
| 4 | 9 | 2017-09-28 04:00 | 0 | 0 | 0 | 0 | 0 | 0 | 0 | 0 | 0 | 0 | 0 | 0 | 0 | 0 | 0 | 0 | 0 | 6485 | 5 | 8 | 2017-08-28 05:00 | WEEKDAY | 19.5764 | 2.3 | 0 | 0 | 0 | 0 | 2670.8252 | 0 | 0 | NA | 89.03%
| 5 | 9 | 2017-09-28 05:00 | 0 | 0 | 0 | 0 | 0 | 0 | 0 | 0 | 0 | 0 | 0 | 0 | 0 | 0 | 0 | 0 | 0 | 6486 | 6 | 8 | 2017-08-28 06:00 | WEEKDAY | 20.3864 | 2.05 | 0 | 0 | 0 | 0 | 2670.8252 | 0 | 0 | NA | 89.03%
| 6 | 9 | 2017-09-28 06:00 | 265.0008 | 31.427 | 5.5383 | 35.9777 | 27.3527 | 15.8722 | 0 | 17.5329 | 0 | 7.9361 | 11.0508 | 4.658 | 2.7906 | 8.6179 | 265.0008 | 27.3527 | 265.0008 | 6487 | 7 | 8 | 2017-08-28 07:00 | WEEKDAY | 21.9535 | 2.05 | 0 | 0 | 0 | 0 | 2670.8252 | 0 | 0 | NA | 89.03%
| 7 | 9 | 2017-09-28 07:00 | 783.4906 | 891.3172 | 320.452 | 521.6183 | 870.0043 | 450.1602 | 249.026 | 777.7362 | 0 | 225.0801 | 342.4458 | 63.7271 | 86.4762 | 135.895 | 783.4906 | 870.0043 | 783.4906 | 6488 | 8 | 8 | 2017-08-28 08:00 | WEEKDAY | 21.7141 | 2.05 | 259.924 | 0 | 0 | 0 | 2670.8252 | 0 | 0 | NA | 89.03%
| 8 | 9 | 2017-09-28 08:00 | 838.4982 | 1595.1434 | 805.0911 | 859.9628 | 1580.9118 | 805.628 | 879.476 | 1444.0777 | 0 | 402.814 | 773.3605 | 81.3307 | 195.2931 | 105.8539 | 838.4982 | 1580.9118 | 838.4982 | 6489 | 9 | 8 | 2017-08-28 09:00 | WEEKDAY | 21.6779 | 1.95 | 917.569 | 890.0419 | 0 | 890.0419 | 2930.7492 | 0 | 0 | NA | 97.69%
| 9 | 9 | 2017-09-28 09:00 | 742.8252 | 1817.8408 | 906.3426 | 927.5935 | 1815.5502 | 918.1014 | 967.46 | 1570.0701 | 840.4099 | 459.0507 | 893.2026 | 108.7926 | 225.5562 | 159.7147 | 742.8252 | 1815.5502 | 742.8252 | 6490 | 10 | 8 | 2017-08-28 10:00 | WEEKDAY | 23.2311 | 1.95 | 1010.83 | 980.5051 | 0 | 980.5051 | 2930.7492 | 0 | 0 | NA | 97.69%
| 10 | 9 | 2017-09-28 10:00 | 836.7862 | 1820.7378 | 902.8348 | 906.6983 | 1862.4713 | 919.5646 | 963.322 | 1102.7442 | 834.8198 | 459.7823 | 848.2382 | 102.4871 | 214.2016 | 439.9099 | 836.7862 | 1862.4713 | 836.7862 | 6491 | 11 | 8 | 2017-08-28 11:00 | WEEKDAY | 23.3647 | 1.95 | 1006.38 | 976.1886 | 0 | 976.1886 | 2930.7492 | 0 | 0 | NA | 97.69%
| 11 | 9 | 2017-09-28 11:00 | 798.8132 | 1778.3262 | 879.287 | 879.1194 | 1872.57 | 898.1446 | 923.029 | 1472.6198 | 793.8111 | 449.0723 | 894.0159 | 159.943 | 225.7616 | 805.1071 | 798.8132 | 1872.57 | 798.8132 | 6492 | 12 | 8 | 2017-08-28 12:00 | WEEKDAY | 22.6438 | 1.95 | 963.551 | 934.6445 | 0 | 934.6445 | 2930.7492 | 0 | 0 | NA | 97.69%
| 12 | 9 | 2017-09-28 12:00 | 824.1274 | 1736.524 | 794.4719 | 875.6145 | 1659.9339 | 877.0323 | 897.162 | 1312.2424 | 563.1927 | 438.5162 | 869.9892 | 125.7743 | 219.6942 | 812.7636 | 824.1274 | 1659.9339 | 824.1274 | 6493 | 13 | 8 | 2017-08-28 13:00 | WEEKDAY | 22.0843 | 1.95 | 936.1 | 908.017 | 0 | 908.017 | 2930.7492 | 0 | 0 | NA | 97.69%
| 13 | 9 | 2017-09-28 13:00 | 851.4627 | 1680.7246 | 810.8166 | 891.9742 | 1807.5482 | 848.8508 | 888.488 | 1534.2953 | 770.0461 | 424.4254 | 890.2469 | 172.3468 | 224.8098 | 845.1995 | 851.4627 | 1807.5482 | 851.4627 | 6494 | 14 | 8 | 2017-08-28 14:00 | WEEKDAY | 23.2784 | 0 | 926.841 | 899.0358 | 0 | 899.0358 | 2930.7492 | 0 | 0 | NA | 97.69%
| 14 | 9 | 2017-09-28 14:00 | 867.3421 | 1797.2278 | 828.6397 | 835.1262 | 1844.4722 | 907.6908 | 909.492 | 1661.5559 | 990 | 453.8454 | 884.0321 | 167.6274 | 223.2404 | 787.0154 | 867.3421 | 1844.4722 | 867.3421 | 6495 | 15 | 8 | 2017-08-28 15:00 | WEEKDAY | 23.4788 | 0 | 949.089 | 920.6163 | 69.3837 | 990 | 2930.7492 | 0 | 0 | NA | 97.69%
| 15 | 9 | 2017-09-28 15:00 | 549.6293 | 1780.3101 | 871.3001 | 891.167 | 1757.1953 | 899.1465 | 937.773 | 1620.7064 | 990 | 449.5732 | 898.7544 | 96.2356 | 226.9582 | 622.9554 | 549.6293 | 1757.1953 | 549.6293 | 6496 | 16 | 8 | 2017-08-28 16:00 | WEEKDAY | 23.4872 | 0 | 979.098 | 949.7251 | 40.2749 | 990 | 2859.2197 | 0 | 0 | NA | 95.31%
| 16 | 9 | 2017-09-28 16:00 | 233.8512 | 1531.1096 | 665.1019 | 785.623 | 1526.6904 | 773.2877 | 916.136 | 1347.3906 | 990 | 386.6438 | 778.4531 | 94.4901 | 196.5791 | 702.4728 | 233.8512 | 1526.6904 | 233.8512 | 6497 | 17 | 8 | 2017-08-28 17:00 | WEEKDAY | 23.49 | 0 | 956.179 | 927.4936 | 62.5064 | 990 | 2817.6991 | 0 | 0 | NA | 93.92%
| 17 | 9 | 2017-09-28 17:00 | 8.7372 | 724.6619 | 390.7827 | 329.4424 | 611.4752 | 365.9908 | 761.558 | 524.4989 | 990 | 182.9954 | 376.0902 | 42.7661 | 94.9723 | 245.9159 | 8.7372 | 611.4752 | 8.7372 | 6498 | 18 | 8 | 2017-08-28 18:00 | WEEKDAY | 23.3202 | 0 | 792.871 | 769.0849 | 220.9151 | 990 | 2753.2596 | 0 | 0 | NA | 91.78%
| 18 | 9 | 2017-09-28 18:00 | 0 | 7.1563 | 26.5197 | 0 | 0 | 3.6143 | 0 | 0 | 0 | 1.8071 | 16.1867 | 4.0951 | 4.0876 | 0 | 0 | 0 | 0 | 6499 | 19 | 8 | 2017-08-28 19:00 | WEEKDAY | 23.1532 | 0 | 0 | 0 | 0 | 0 | 2525.512 | 0 | 0 | NA | 84.18%
| 19 | 9 | 2017-09-28 19:00 | 0 | 0 | 0 | 0 | 0 | 0 | 0 | 0 | 0 | 0 | 0 | 0 | 0 | 0 | 0 | 0 | 0 | 6500 | 20 | 8 | 2017-08-28 20:00 | WEEKDAY | 24.03 | 2.06 | 0 | 0 | 0 | 0 | 2525.512 | 0 | 0 | NA | 84.18%
| 20 | 9 | 2017-09-28 20:00 | 0 | 0 | 0 | 0 | 0 | 0 | 0 | 0 | 0 | 0 | 0 | 0 | 0 | 0 | 0 | 0 | 0 | 6501 | 21 | 8 | 2017-08-28 21:00 | WEEKDAY | 25.7891 | 2.06 | 0 | 0 | 0 | 0 | 2525.512 | 0 | 0 | NA | 84.18%
| 21 | 9 | 2017-09-28 21:00 | 0 | 0 | 0 | 0 | 0 | 0 | 0 | 0 | 0 | 0 | 0 | 0 | 0 | 0 | 0 | 0 | 0 | 6502 | 22 | 8 | 2017-08-28 22:00 | WEEKDAY | 23.5428 | 2.06 | 0 | 0 | 0 | 0 | 2525.512 | 0 | 0 | NA | 84.18%
| 22 | 9 | 2017-09-28 22:00 | 0 | 0 | 0 | 0 | 0 | 0 | 0 | 0 | 0 | 0 | 0 | 0 | 0 | 0 | 0 | 0 | 0 | 6503 | 23 | 8 | 2017-08-28 23:00 | WEEKDAY | 21.522 | 2.3 | 0 | 0 | 0 | 0 | 2525.512 | 0 | 0 | NA | 84.18%
| 23 | 9 | 2017-09-28 23:00 | 0 | 0 | 0 | 0 | 0 | 0 | 0 | 0 | 0 | 0 | 0 | 0 | 0 | 0 | 0 | 0 | 0 | 6504 | 0 | 8 | 2017-08-29 | WEEKDAY | 19.9827 | 2.3 | 0 | 0 | 0 | 0 | 2525.512 | 0 | 0 | NA | 84.18%
| 0 | 9 | 2017-09-29 | 0 | 0 | 0 | 0 | 0 | 0 | 0 | 0 | 0 | 0 | 0 | 0 | 0 | 0 | 0 | 0 | 0 | 6505 | 1 | 8 | 2017-08-29 01:00 | WEEKDAY | 18.5381 | 2.3 | 0 | 0 | 0 | 0 | 2525.512 | 0 | 0 | NA | 84.18%
| 1 | 9 | 2017-09-29 01:00 | 0 | 0 | 0 | 0 | 0 | 0 | 0 | 0 | 0 | 0 | 0 | 0 | 0 | 0 | 0 | 0 | 0 | 6506 | 2 | 8 | 2017-08-29 02:00 | WEEKDAY | 14.7164 | 2.3 | 0 | 0 | 0 | 0 | 2525.512 | 0 | 0 | NA | 84.18%
| 2 | 9 | 2017-09-29 02:00 | 0 | 0 | 0 | 0 | 0 | 0 | 0 | 0 | 0 | 0 | 0 | 0 | 0 | 0 | 0 | 0 | 0 | 6507 | 3 | 8 | 2017-08-29 03:00 | WEEKDAY | 14.9279 | 2.3 | 0 | 0 | 0 | 0 | 2525.512 | 0 | 0 | NA | 84.18%
| 3 | 9 | 2017-09-29 03:00 | 0 | 0 | 0 | 0 | 0 | 0 | 0 | 0 | 0 | 0 | 0 | 0 | 0 | 0 | 0 | 0 | 0 | 6508 | 4 | 8 | 2017-08-29 04:00 | WEEKDAY | 16.1332 | 2.3 | 0 | 0 | 0 | 0 | 2525.512 | 0 | 0 | NA | 84.18%
| 4 | 9 | 2017-09-29 04:00 | 0 | 0 | 0 | 0 | 0 | 0 | 0 | 0 | 0 | 0 | 0 | 0 | 0 | 0 | 0 | 0 | 0 | 6509 | 5 | 8 | 2017-08-29 05:00 | WEEKDAY | 18.0371 | 2.3 | 0 | 0 | 0 | 0 | 2525.512 | 0 | 0 | NA | 84.18%
| 5 | 9 | 2017-09-29 05:00 | 0 | 0 | 0 | 0 | 0 | 0 | 0 | 0 | 0 | 0 | 0 | 0 | 0 | 0 | 0 | 0 | 0 | 6510 | 6 | 8 | 2017-08-29 06:00 | WEEKDAY | 19.6571 | 2.05 | 0 | 0 | 0 | 0 | 2525.512 | 0 | 0 | NA | 84.18%
| 6 | 9 | 2017-09-29 06:00 | 235.8157 | 18.2836 | 2.4234 | 35.5706 | 20.9868 | 9.2342 | 0 | 12.3574 | 0 | 4.6171 | 9.6452 | 0 | 2.4357 | 30.4541 | 235.8157 | 20.9868 | 235.8157 | 6511 | 7 | 8 | 2017-08-29 07:00 | WEEKDAY | 21.2576 | 2.05 | 0 | 0 | 0 | 0 | 2525.512 | 0 | 0 | NA | 84.18%
| 7 | 9 | 2017-09-29 07:00 | 564.7373 | 744.2927 | 242.6905 | 525.3851 | 675.3154 | 375.9054 | 452.696 | 860.7702 | 0 | 187.9527 | 321.1423 | 14.4817 | 81.0965 | 476.3426 | 564.7373 | 675.3154 | 564.7373 | 6512 | 8 | 8 | 2017-08-29 08:00 | WEEKDAY | 21.4524 | 2.05 | 470.265 | 0 | 0 | 0 | 2525.512 | 0 | 0 | NA | 84.18%
| 8 | 9 | 2017-09-29 08:00 | 613.4716 | 1485.9061 | 739.6846 | 845.7776 | 1471.3569 | 750.4576 | 841.561 | 1426.3462 | 0 | 375.2288 | 763.3594 | 22.5542 | 192.7675 | 832.7488 | 613.4716 | 1471.3569 | 613.4716 | 6513 | 9 | 8 | 2017-08-29 09:00 | WEEKDAY | 22.3571 | 1.95 | 877.324 | 851.0043 | 0 | 851.0043 | 2995.777 | 0 | 0 | NA | 99.86%
| 9 | 9 | 2017-09-29 09:00 | 540.7378 | 1670.3399 | 881.7258 | 907.5638 | 1732.876 | 843.606 | 936.332 | 1819.4896 | 0 | 421.803 | 892.8825 | 35.0293 | 225.4754 | 901.7943 | 540.7378 | 1732.876 | 540.7378 | 6514 | 10 | 8 | 2017-08-29 10:00 | WEEKDAY | 24.0745 | 1.95 | 977.657 | 948.3273 | 0 | 948.3273 | 2995.777 | 0 | 0 | NA | 99.86%
| 10 | 9 | 2017-09-29 10:00 | 852.0791 | 1688.7686 | 892.1842 | 908.3412 | 1765.3691 | 852.9134 | 929.224 | 1821.066 | 0 | 426.4567 | 904.9893 | 54.5866 | 228.5326 | 893.4117 | 852.0791 | 1765.3691 | 852.0791 | 6515 | 11 | 8 | 2017-08-29 11:00 | WEEKDAY | 24.1719 | 1.95 | 970.044 | 940.9427 | 0 | 940.9427 | 2995.777 | 0 | 0 | NA | 99.86%
| 11 | 9 | 2017-09-29 11:00 | 798.9619 | 1646.5467 | 877.7701 | 893.2036 | 1827.8671 | 831.5892 | 889.291 | 1761.3052 | 461.4183 | 415.7946 | 885.9668 | 86.7453 | 223.729 | 864.8193 | 798.9619 | 1827.8671 | 798.9619 | 6516 | 12 | 8 | 2017-08-29 12:00 | WEEKDAY | 24.6562 | 1.95 | 927.664 | 899.8341 | 0 | 899.8341 | 2995.777 | 0 | 0 | NA | 99.86%
| 12 | 9 | 2017-09-29 12:00 | 838.0214 | 1625.9017 | 854.0494 | 882.9724 | 1716.7373 | 821.1625 | 863.262 | 1664.2761 | 735.972 | 410.5813 | 857.234 | 94.5781 | 216.4732 | 855.6371 | 838.0214 | 1716.7373 | 838.0214 | 6517 | 13 | 8 | 2017-08-29 13:00 | WEEKDAY | 24.1496 | 1.95 | 900.081 | 873.0786 | 0 | 873.0786 | 2995.777 | 0 | 0 | NA | 99.86%
| 13 | 9 | 2017-09-29 13:00 | 866.5103 | 1727.7365 | 869.168 | 901.7354 | 1833.6175 | 872.5942 | 863.427 | 1689.9036 | 747.8671 | 436.2971 | 873.3585 | 117.4535 | 220.5451 | 870.4836 | 866.5103 | 1833.6175 | 866.5103 | 6518 | 14 | 8 | 2017-08-29 14:00 | WEEKDAY | 24.3306 | 0 | 900.228 | 873.2212 | 0 | 873.2212 | 2995.777 | 0 | 0 | NA | 99.86%
| 14 | 9 | 2017-09-29 14:00 | 829.5954 | 1752.9643 | 877.5781 | 908.1035 | 1868.3078 | 885.3355 | 869.064 | 1731.3958 | 990 | 442.6678 | 838.0317 | 89.4095 | 211.6242 | 888.1757 | 829.5954 | 1868.3078 | 829.5954 | 6519 | 15 | 8 | 2017-08-29 15:00 | WEEKDAY | 27.5928 | 0 | 906.101 | 878.918 | 111.082 | 990 | 2995.777 | 0 | 0 | NA | 99.86%
| 15 | 9 | 2017-09-29 15:00 | 207.5664 | 1710.9574 | 878.657 | 892.7707 | 1692.3518 | 864.1199 | 893.788 | 1709.9654 | 990 | 432.0599 | 874.1639 | 77.3439 | 220.7485 | 872.9637 | 207.5664 | 1692.3518 | 207.5664 | 6520 | 16 | 8 | 2017-08-29 16:00 | WEEKDAY | 31.3366 | 0 | 932.269 | 904.3009 | 85.6991 | 990 | 2881.2595 | 0 | 0 | NA | 96.04%
| 16 | 9 | 2017-09-29 16:00 | 108.3419 | 1443.5596 | 769.974 | 703.1127 | 1388.0835 | 729.0705 | 874.444 | 1427.3722 | 990 | 364.5353 | 688.6027 | 54.5814 | 173.8896 | 758.6757 | 108.3419 | 1388.0835 | 108.3419 | 6521 | 17 | 8 | 2017-08-29 17:00 | WEEKDAY | 31.3756 | 0 | 911.823 | 884.4683 | 105.5317 | 990 | 2792.9099 | 0 | 0 | NA | 93.1%
| 17 | 9 | 2017-09-29 17:00 | 12.8067 | 597.2546 | 379.1392 | 246.9513 | 523.9463 | 301.6437 | 735.92 | 537.4656 | 990 | 150.8219 | 349.3864 | 19.8617 | 88.2289 | 252.0945 | 12.8067 | 523.9463 | 12.8067 | 6522 | 18 | 8 | 2017-08-29 18:00 | WEEKDAY | 32.8202 | 0 | 765.806 | 742.8318 | 247.1682 | 990 | 2684.1143 | 0 | 0 | NA | 89.47%
| 18 | 9 | 2017-09-29 18:00 | 0 | 0 | 23.2656 | 0 | 0 | 0 | 0 | 0 | 0 | 0 | 16.6665 | 2.295 | 4.2087 | 0 | 0 | 0 | 0 | 6523 | 19 | 8 | 2017-08-29 19:00 | WEEKDAY | 30.1592 | 0 | 0 | 0 | 0 | 0 | 2429.3018 | 0 | 0 | NA | 80.98%
| 19 | 9 | 2017-09-29 19:00 | 0 | 0 | 0 | 0 | 0 | 0 | 0 | 0 | 200 | 0 | 0 | 0 | 0 | 0 | 0 | 0 | 0 | 6524 | 20 | 8 | 2017-08-29 20:00 | WEEKDAY | 39.6036 | 2.06 | 0 | 0 | 0 | 0 | 2429.3018 | 0 | 0 | NA | 80.98%
| 20 | 9 | 2017-09-29 20:00 | 0 | 0 | 0 | 0 | 0 | 0 | 0 | 0 | 0 | 0 | 0 | 0 | 0 | 0 | 0 | 0 | 0 | 6525 | 21 | 8 | 2017-08-29 21:00 | WEEKDAY | 34.4096 | 2.06 | 0 | 0 | 0 | 0 | 2429.3018 | 0 | 0 | NA | 80.98%
| 21 | 9 | 2017-09-29 21:00 | 0 | 0 | 0 | 0 | 0 | 0 | 0 | 0 | 0 | 0 | 0 | 0 | 0 | 0 | 0 | 0 | 0 | 6526 | 22 | 8 | 2017-08-29 22:00 | WEEKDAY | 25.547 | 2.06 | 0 | 0 | 0 | 0 | 2429.3018 | 0 | 0 | NA | 80.98%
| 22 | 9 | 2017-09-29 22:00 | 0 | 0 | 0 | 0 | 0 | 0 | 0 | 0 | 0 | 0 | 0 | 0 | 0 | 0 | 0 | 0 | 0 | 6527 | 23 | 8 | 2017-08-29 23:00 | WEEKDAY | 23.5929 | 2.3 | 0 | 0 | 0 | 0 | 2429.3018 | 0 | 0 | NA | 80.98%
| 23 | 9 | 2017-09-29 23:00 | 0 | 0 | 0 | 0 | 0 | 0 | 0 | 0 | 0 | 0 | 0 | 0 | 0 | 0 | 0 | 0 | 0 | 6528 | 0 | 8 | 2017-08-30 | WEEKDAY | 21.8115 | 2.3 | 0 | 0 | 0 | 0 | 2429.3018 | 0 | 0 | NA | 80.98%
| 0 | 9 | 2017-09-30 | 0 | 0 | 0 | 0 | 0 | 0 | 0 | 0 | 0 | 0 | 0 | 0 | 0 | 0 | 0 | 0 | 0 | 6529 | 1 | 8 | 2017-08-30 01:00 | WEEKDAY | 21.1156 | 2.3 | 0 | 0 | 0 | 0 | 2429.3018 | 0 | 0 | NA | 80.98%
| 1 | 9 | 2017-09-30 01:00 | 0 | 0 | 0 | 0 | 0 | 0 | 0 | 0 | 0 | 0 | 0 | 0 | 0 | 0 | 0 | 0 | 0 | 6530 | 2 | 8 | 2017-08-30 02:00 | WEEKDAY | 20.353 | 2.3 | 0 | 0 | 0 | 0 | 2429.3018 | 0 | 0 | NA | 80.98%
| 2 | 9 | 2017-09-30 02:00 | 0 | 0 | 0 | 0 | 0 | 0 | 0 | 0 | 0 | 0 | 0 | 0 | 0 | 0 | 0 | 0 | 0 | 6531 | 3 | 8 | 2017-08-30 03:00 | WEEKDAY | 20.0802 | 2.3 | 0 | 0 | 0 | 0 | 2429.3018 | 0 | 0 | NA | 80.98%
| 3 | 9 | 2017-09-30 03:00 | 0 | 0 | 0 | 0 | 0 | 0 | 0 | 0 | 0 | 0 | 0 | 0 | 0 | 0 | 0 | 0 | 0 | 6532 | 4 | 8 | 2017-08-30 04:00 | WEEKDAY | 19.7489 | 2.3 | 0 | 0 | 0 | 0 | 2429.3018 | 0 | 0 | NA | 80.98%
| 4 | 9 | 2017-09-30 04:00 | 0 | 0 | 0 | 0 | 0 | 0 | 0 | 0 | 0 | 0 | 0 | 0 | 0 | 0 | 0 | 0 | 0 | 6533 | 5 | 8 | 2017-08-30 05:00 | WEEKDAY | 20.2889 | 2.3 | 0 | 0 | 0 | 0 | 2429.3018 | 0 | 0 | NA | 80.98%
| 5 | 9 | 2017-09-30 05:00 | 0 | 0 | 0 | 0 | 0 | 0 | 0 | 0 | 0 | 0 | 0 | 0 | 0 | 0 | 0 | 0 | 0 | 6534 | 6 | 8 | 2017-08-30 06:00 | WEEKDAY | 21.3661 | 2.05 | 0 | 0 | 0 | 0 | 2429.3018 | 0 | 0 | NA | 80.98%
| 6 | 9 | 2017-09-30 06:00 | 36.4721 | 0 | 5.9527 | 2.2874 | 1.2493 | 0 | 0 | 12.665 | 0 | 0 | 11.5169 | 2.6316 | 2.9083 | 13.3366 | 36.4721 | 1.2493 | 36.4721 | 6535 | 7 | 8 | 2017-08-30 07:00 | WEEKDAY | 23.1003 | 2.05 | 0 | 0 | 0 | 0 | 2429.3018 | 0 | 0 | NA | 80.98%
| 7 | 9 | 2017-09-30 07:00 | 434.7589 | 142.4899 | 192.182 | 156.7574 | 165.2249 | 71.9646 | 421.266 | 873.434 | 0 | 35.9823 | 372.2998 | 22.1635 | 94.0151 | 294.3909 | 434.7589 | 165.2249 | 434.7589 | 6536 | 8 | 8 | 2017-08-30 08:00 | WEEKDAY | 22.3571 | 2.05 | 437.6 | 0 | 0 | 0 | 2429.3018 | 0 | 0 | NA | 80.98%
| 8 | 9 | 2017-09-30 08:00 | 696.9599 | 171.7654 | 88.7767 | 302.8696 | 1009.961 | 86.7502 | 806.842 | 1524.4301 | 0 | 43.3751 | 370.255 | 201.7808 | 93.4987 | 707.9564 | 696.9599 | 1009.961 | 696.9599 | 6537 | 9 | 8 | 2017-08-30 09:00 | WEEKDAY | 22.5853 | 1.95 | 840.594 | 815.3762 | 0 | 815.3762 | 2866.9018 | 0 | 0 | NA | 95.56%
| 9 | 9 | 2017-09-30 09:00 | 613.7503 | 654.2287 | 674.2156 | 227.9744 | 1242.8657 | 330.4185 | 891.225 | 1707.219 | 0 | 165.2093 | 501.4489 | 226.3843 | 126.6285 | 834.6816 | 613.7503 | 1242.8657 | 613.7503 | 6538 | 10 | 8 | 2017-08-30 10:00 | WEEKDAY | 24.0773 | 1.95 | 929.693 | 901.8022 | 0 | 901.8022 | 2866.9018 | 0 | 0 | NA | 95.56%
| 10 | 9 | 2017-09-30 10:00 | 704.6241 | 1798.8117 | 860.2883 | 288.5736 | 1488.8385 | 908.4908 | 885.667 | 1605.5277 | 0 | 454.2454 | 601.5684 | 233.5282 | 151.9112 | 885.1403 | 704.6241 | 1488.8385 | 704.6241 | 6539 | 11 | 8 | 2017-08-30 11:00 | WEEKDAY | 25.3076 | 1.95 | 923.742 | 896.0297 | 0 | 896.0297 | 2866.9018 | 0 | 0 | NA | 95.56%
| 11 | 9 | 2017-09-30 11:00 | 584.92 | 1722.158 | 812.0373 | 332.7394 | 1609.5109 | 869.7767 | 836.03 | 1704.9962 | 0 | 434.8884 | 479.5829 | 221.3801 | 121.1068 | 857.9832 | 584.92 | 1609.5109 | 584.92 | 6540 | 12 | 8 | 2017-08-30 12:00 | WEEKDAY | 28.5142 | 1.95 | 871.145 | 845.0106 | 0 | 845.0106 | 2866.9018 | 0 | 0 | NA | 95.56%
| 12 | 9 | 2017-09-30 12:00 | 130.2108 | 1699.4469 | 843.7924 | 345.6723 | 1636.6543 | 858.3065 | 816.021 | 1666.0328 | 0 | 429.1533 | 564.9272 | 194.9622 | 142.6584 | 765.459 | 130.2108 | 1636.6543 | 130.2108 | 6541 | 13 | 8 | 2017-08-30 13:00 | WEEKDAY | 27.437 | 1.95 | 850.01 | 824.5097 | 0 | 824.5097 | 2866.9018 | 0 | 0 | NA | 95.56%
| 13 | 9 | 2017-09-30 13:00 | 506.8017 | 1736.8845 | 854.2125 | 319.4214 | 1449.7409 | 877.2144 | 819.84 | 1673.8369 | 0 | 438.6072 | 627.0991 | 240.1779 | 158.3584 | 835.8382 | 506.8017 | 1449.7409 | 506.8017 | 6542 | 14 | 8 | 2017-08-30 14:00 | WEEKDAY | 30.265 | 0 | 854.028 | 828.4072 | 0 | 828.4072 | 2866.9018 | 0 | 0 | NA | 95.56%
| 14 | 9 | 2017-09-30 14:00 | 237.3024 | 1757.3926 | 866.4023 | 609.1652 | 731.8589 | 887.572 | 819.894 | 1671.3972 | 0 | 443.786 | 847.425 | 241.5408 | 213.9962 | 582.3516 | 237.3024 | 731.8589 | 237.3024 | 6543 | 15 | 8 | 2017-08-30 15:00 | WEEKDAY | 30.5461 | 0 | 853.974 | 828.3548 | 161.6452 | 990 | 2866.9018 | 0 | 0 | NA | 95.56%
| 15 | 9 | 2017-09-30 15:00 | 146.3947 | 1717.6807 | 870.8238 | 547.2239 | 1317.1261 | 867.5155 | 865.615 | 1701.5569 | 0 | 433.7577 | 797.2411 | 235.9375 | 201.3235 | 165.8938 | 146.3947 | 1317.1261 | 146.3947 | 6544 | 16 | 8 | 2017-08-30 16:00 | WEEKDAY | 31.4007 | 0 | 902.385 | 875.3134 | 114.6866 | 990 | 2700.2572 | 0 | 0 | NA | 90.01%
| 16 | 9 | 2017-09-30 16:00 | 356.5086 | 1515.8001 | 792.3472 | 308.2793 | 1435.6704 | 765.5556 | 847.246 | 1424.6361 | 0 | 382.7778 | 754.5981 | 210.572 | 190.5551 | 295.5586 | 356.5086 | 1435.6704 | 356.5086 | 6545 | 17 | 8 | 2017-08-30 17:00 | WEEKDAY | 35.4033 | 0 | 882.997 | 856.5071 | 133.4929 | 990 | 2582.0237 | 0 | 0 | NA | 86.07%
| 17 | 9 | 2017-09-30 17:00 | 0 | 637.6589 | 407.4691 | 133.5012 | 487.539 | 322.05 | 698.439 | 509.8901 | 0 | 161.025 | 406.6078 | 90.0112 | 102.6787 | 73.0041 | 0 | 487.539 | 0 | 6546 | 18 | 8 | 2017-08-30 18:00 | WEEKDAY | 34.4569 | 0 | 726.382 | 704.5905 | 285.4095 | 990 | 2444.4021 | 0 | 0 | NA | 81.48%
| 18 | 9 | 2017-09-30 18:00 | 0 | 0.48346 | 23.832 | 0 | 0 | 0.24417 | 0 | 0 | 0 | 0.12209 | 20.4886 | 3.1492 | 5.1739 | 0 | 0 | 0 | 0 | 6547 | 19 | 8 | 2017-08-30 19:00 | WEEKDAY | 31.6929 | 0 | 0 | 0 | 0 | 0 | 2150.1656 | 0 | 0 | NA | 71.67%
| 19 | 9 | 2017-09-30 19:00 | 0 | 0 | 0 | 0 | 0 | 0 | 0 | 0 | 0 | 0 | 0 | 0 | 0 | 0 | 0 | 0 | 0 | 6548 | 20 | 8 | 2017-08-30 20:00 | WEEKDAY | 30.3318 | 2.06 | 0 | 0 | 0 | 0 | 2150.1656 | 0 | 0 | NA | 71.67%
| 20 | 9 | 2017-09-30 20:00 | 0 | 0 | 0 | 0 | 0 | 0 | 0 | 0 | 0 | 0 | 0 | 0 | 0 | 0 | 0 | 0 | 0 | 6549 | 21 | 8 | 2017-08-30 21:00 | WEEKDAY | 30.3374 | 2.06 | 0 | 0 | 0 | 0 | 2150.1656 | 0 | 0 | NA | 71.67%
| 21 | 9 | 2017-09-30 21:00 | 0 | 0 | 0 | 0 | 0 | 0 | 0 | 0 | 0 | 0 | 0 | 0 | 0 | 0 | 0 | 0 | 0 | 6550 | 22 | 8 | 2017-08-30 22:00 | WEEKDAY | 26.8747 | 2.06 | 0 | 0 | 0 | 0 | 2150.1656 | 0 | 0 | NA | 71.67%
| 22 | 9 | 2017-09-30 22:00 | 0 | 0 | 0 | 0 | 0 | 0 | 0 | 0 | 0 | 0 | 0 | 0 | 0 | 0 | 0 | 0 | 0 | 6551 | 23 | 8 | 2017-08-30 23:00 | WEEKDAY | 23.5762 | 2.3 | 0 | 0 | 0 | 0 | 2150.1656 | 0 | 0 | NA | 71.67%
| 23 | 9 | 2017-09-30 23:00 | 0 | 0 | 0 | 0 | 0 | 0 | 0 | 0 | 0 | 0 | 0 | 0 | 0 | 0 | 0 | 0 | 0 | 6552 | 0 | 8 | 2017-08-31 | WEEKDAY | 21.5777 | 2.3 | 0 | 0 | 0 | 0 | 2150.1656 | 0 | 0 | NA | 71.67%
| 0 | 10 | 2017-10-01 | 0 | 0 | 0 | 0 | 0 | 0 | 0 | 0 | 0 | 0 | 0 | 0 | 0 | 0 | 0 | 0 | 0 | 6553 | 1 | 8 | 2017-08-31 01:00 | WEEKDAY | 20.2527 | 2.3 | 0 | 0 | 0 | 0 | 2150.1656 | 0 | 0 | NA | 71.67%
| 1 | 10 | 2017-10-01 01:00 | 0 | 0 | 0 | 0 | 0 | 0 | 0 | 0 | 0 | 0 | 0 | 0 | 0 | 0 | 0 | 0 | 0 | 6554 | 2 | 8 | 2017-08-31 02:00 | WEEKDAY | 19.6543 | 2.3 | 0 | 0 | -870 | -870 | 2150.1656 | 0 | 0 | NA | 71.67%
| 2 | 10 | 2017-10-01 02:00 | 0 | 0 | 0 | 0 | 0 | 0 | 0 | 0 | 0 | 0 | 0 | 0 | 0 | 0 | 0 | 0 | 0 | 6555 | 3 | 8 | 2017-08-31 03:00 | WEEKDAY | 18.8443 | 2.3 | 0 | 0 | 0 | 0 | 2994.0656 | 0 | 0 | NA | 99.8%
| 3 | 10 | 2017-10-01 03:00 | 0 | 0 | 0 | 0 | 0 | 0 | 0 | 0 | 0 | 0 | 0 | 0 | 0 | 0 | 0 | 0 | 0 | 6556 | 4 | 8 | 2017-08-31 04:00 | WEEKDAY | 18.3934 | 2.3 | 0 | 0 | 0 | 0 | 2994.0656 | 0 | 0 | NA | 99.8%
| 4 | 10 | 2017-10-01 04:00 | 0 | 0 | 0 | 0 | 0 | 0 | 0 | 0 | 0 | 0 | 0 | 0 | 0 | 0 | 0 | 0 | 0 | 6557 | 5 | 8 | 2017-08-31 05:00 | WEEKDAY | 18.5576 | 2.3 | 0 | 0 | 0 | 0 | 2994.0656 | 0 | 0 | NA | 99.8%
| 5 | 10 | 2017-10-01 05:00 | 0 | 0 | 0 | 0 | 0 | 0 | 0 | 0 | 0 | 0 | 0 | 0 | 0 | 0 | 0 | 0 | 0 | 6558 | 6 | 8 | 2017-08-31 06:00 | WEEKDAY | 19.8937 | 2.05 | 0 | 0 | 0 | 0 | 2994.0656 | 0 | 0 | NA | 99.8%
| 6 | 10 | 2017-10-01 06:00 | 269.5974 | 0 | 0 | 10.1745 | 33.5163 | 0 | 0 | 9.8217 | 0 | 0 | 7.0275 | 3.7291 | 1.7746 | 23.2521 | 269.5974 | 33.5163 | 269.5974 | 6559 | 7 | 8 | 2017-08-31 07:00 | WEEKDAY | 21.188 | 2.05 | 0 | 0 | 0 | 0 | 2994.0656 | 0 | 0 | NA | 99.8%
| 7 | 10 | 2017-10-01 07:00 | 813.4679 | 137.337 | 261.6335 | 511.4755 | 420.9113 | 69.3621 | 357.348 | 98.3396 | 0 | 34.6811 | 262.1255 | 89.0133 | 66.1933 | 140.1941 | 813.4679 | 420.9113 | 813.4679 | 6560 | 8 | 8 | 2017-08-31 08:00 | WEEKDAY | 21.0711 | 2.05 | 371.479 | 360.3346 | 0 | 360.3346 | 2994.0656 | 0 | 0 | NA | 99.8%
| 8 | 10 | 2017-10-01 08:00 | 802.7966 | 1123.9543 | 649.9631 | 819.5807 | 506.4078 | 567.6537 | 241.958 | 1002.4196 | 0 | 283.8268 | 708.0115 | 196.0159 | 178.7908 | 180.5175 | 802.7966 | 506.4078 | 802.7966 | 6561 | 9 | 8 | 2017-08-31 09:00 | WEEKDAY | 22.0565 | 1.95 | 252.567 | 244.99 | 0 | 244.99 | 2994.0656 | 0 | 0 | NA | 99.8%
| 9 | 10 | 2017-10-01 09:00 | 312.1357 | 1457.2614 | 703.5318 | 881.6479 | 1203.6127 | 735.9906 | 869.091 | 1332.7965 | 851.9103 | 367.9953 | 846.0413 | 224.2179 | 213.6468 | 249.3405 | 312.1357 | 1203.6127 | 312.1357 | 6562 | 10 | 8 | 2017-08-31 10:00 | WEEKDAY | 23.5206 | 1.95 | 906.354 | 879.1634 | 0 | 879.1634 | 2994.0656 | 0 | 0 | NA | 99.8%
| 10 | 10 | 2017-10-01 10:00 | 358.2844 | 1683.6748 | 744.956 | 872.0144 | 1042.5767 | 850.3408 | 870.502 | 1340.6623 | 843.8214 | 425.1704 | 875.3939 | 226.3974 | 221.0591 | 272.3244 | 358.2844 | 1042.5767 | 358.2844 | 6563 | 11 | 8 | 2017-08-31 11:00 | WEEKDAY | 23.9576 | 1.95 | 907.797 | 880.5631 | 0 | 880.5631 | 2994.0656 | 0 | 0 | NA | 99.8%
| 11 | 10 | 2017-10-01 11:00 | 553.0397 | 1738.2211 | 816.1749 | 855.4795 | 1826.431 | 877.8894 | 844.4 | 1623.4974 | 796.047 | 438.9447 | 857.998 | 221.491 | 216.6662 | 653.9375 | 553.0397 | 1826.431 | 553.0397 | 6564 | 12 | 8 | 2017-08-31 12:00 | WEEKDAY | 25.3104 | 1.95 | 880.166 | 853.761 | 0 | 853.761 | 2994.0656 | 0 | 0 | NA | 99.8%
| 12 | 10 | 2017-10-01 12:00 | 768.8552 | 1682.1908 | 815.7766 | 843.2119 | 1516.4417 | 849.5913 | 822.527 | 1579.0167 | 758.8989 | 424.7957 | 844.3239 | 220.6393 | 213.2131 | 831.2564 | 768.8552 | 1516.4417 | 768.8552 | 6565 | 13 | 8 | 2017-08-31 13:00 | WEEKDAY | 29.4828 | 1.95 | 857.056 | 831.3443 | 0 | 831.3443 | 2994.0656 | 0 | 0 | NA | 99.8%
| 13 | 10 | 2017-10-01 13:00 | 195.4257 | 1572.6849 | 859.7308 | 855.3499 | 1267.6914 | 794.2853 | 821.621 | 1594.4674 | 772.3538 | 397.1427 | 853.6317 | 218.8328 | 215.5636 | 845.8467 | 195.4257 | 1267.6914 | 195.4257 | 6566 | 14 | 8 | 2017-08-31 14:00 | WEEKDAY | 29.7166 | 0 | 856.054 | 830.3724 | 0 | 830.3724 | 2994.0656 | 0 | 0 | NA | 99.8%
| 14 | 10 | 2017-10-01 14:00 | 469.9963 | 1675.5876 | 882.0058 | 862.7491 | 1425.5157 | 846.2564 | 846.266 | 1673.3432 | 813.6535 | 423.1282 | 860.4994 | 222.7278 | 217.2978 | 739.9459 | 469.9963 | 1425.5157 | 469.9963 | 6567 | 15 | 8 | 2017-08-31 15:00 | WEEKDAY | 30.4348 | 0 | 882.087 | 855.6244 | 134.3756 | 990 | 2994.0656 | 0 | 0 | NA | 99.8%
| 15 | 10 | 2017-10-01 15:00 | 717.136 | 1735.6144 | 887.8888 | 848.5485 | 966.6692 | 876.5729 | 862.022 | 1628.438 | 839.2294 | 438.2865 | 838.6013 | 213.367 | 211.768 | 836.8047 | 717.136 | 966.6692 | 717.136 | 6568 | 16 | 8 | 2017-08-31 16:00 | WEEKDAY | 33.5217 | 0 | 898.749 | 871.7865 | 118.2135 | 990 | 2855.534 | 0 | 0 | NA | 95.18%
| 16 | 10 | 2017-10-01 16:00 | 84.136 | 1491.2489 | 776.6844 | 702.8304 | 1344.4043 | 753.156 | 823.023 | 1323.4108 | 783.113 | 376.578 | 697.6842 | 178.4969 | 176.1829 | 717.9536 | 84.136 | 1344.4043 | 84.136 | 6569 | 17 | 8 | 2017-08-31 17:00 | WEEKDAY | 34.9301 | 0 | 857.565 | 831.8381 | 158.1619 | 990 | 2733.6644 | 0 | 0 | NA | 91.12%
| 17 | 10 | 2017-10-01 17:00 | 5.5477 | 616.7292 | 335.9692 | 163.3657 | 542.1258 | 311.4794 | 636.178 | 454.0663 | 443.0106 | 155.7397 | 276.6485 | 75.642 | 69.8607 | 230.2931 | 5.5477 | 542.1258 | 5.5477 | 6570 | 18 | 8 | 2017-08-31 18:00 | WEEKDAY | 35.3115 | 0 | 661.267 | 641.429 | 348.571 | 990 | 2570.6109 | 0 | 0 | NA | 85.69%
| 18 | 10 | 2017-10-01 18:00 | 0 | 0 | 11.5563 | 0 | 9.9335 | 0 | 0 | 0 | 0 | 0 | 10.2494 | 2.2487 | 2.5882 | 0 | 0 | 9.9335 | 0 | 6571 | 19 | 8 | 2017-08-31 19:00 | WEEKDAY | 31.8377 | 0 | 0 | 0 | 0 | 0 | 2211.2593 | 0 | 0 | NA | 73.71%
| 19 | 10 | 2017-10-01 19:00 | 0 | 0 | 0 | 0 | 0 | 0 | 0 | 0 | 0 | 0 | 0 | 0 | 0 | 0 | 0 | 0 | 0 | 6572 | 20 | 8 | 2017-08-31 20:00 | WEEKDAY | 30.304 | 2.06 | 0 | 0 | 0 | 0 | 2211.2593 | 0 | 0 | NA | 73.71%
| 20 | 10 | 2017-10-01 20:00 | 0 | 0 | 0 | 0 | 0 | 0 | 0 | 0 | 0 | 0 | 0 | 0 | 0 | 0 | 0 | 0 | 0 | 6573 | 21 | 8 | 2017-08-31 21:00 | WEEKDAY | 28.8677 | 2.06 | 0 | 0 | 0 | 0 | 2211.2593 | 0 | 0 | NA | 73.71%
| 21 | 10 | 2017-10-01 21:00 | 0 | 0 | 0 | 0 | 0 | 0 | 0 | 0 | 0 | 0 | 0 | 0 | 0 | 0 | 0 | 0 | 0 | 6574 | 22 | 8 | 2017-08-31 22:00 | WEEKDAY | 24.1747 | 2.06 | 0 | 0 | 0 | 0 | 2211.2593 | 0 | 0 | NA | 73.71%
| 22 | 10 | 2017-10-01 22:00 | 0 | 0 | 0 | 0 | 0 | 0 | 0 | 0 | 0 | 0 | 0 | 0 | 0 | 0 | 0 | 0 | 0 | 6575 | 23 | 8 | 2017-08-31 23:00 | WEEKDAY | 23.1504 | 2.3 | 0 | 0 | 0 | 0 | 2211.2593 | 0 | 0 | NA | 73.71%
| 23 | 10 | 2017-10-01 23:00 | 0 | 0 | 0 | 0 | 0 | 0 | 0 | 0 | 0 | 0 | 0 | 0 | 0 | 0 | 0 | 0 | 0 | 6576 | 0 | 9 | 2017-09-01 | WEEKDAY | 21.2103 | 2.3 | 0 | 0 | 0 | 0 | 2211.2593 | 0 | 0 | NA | 73.71%
| 0 | 10 | 2017-10-02 | 0 | 0 | 0 | 0 | 0 | 0 | 0 | 0 | 0 | 0 | 0 | 0 | 0 | 0 | 0 | 0 | 0 | 6577 | 1 | 9 | 2017-09-01 01:00 | WEEKDAY | 20.8679 | 2.3 | 0 | 0 | 0 | 0 | 2211.2593 | 0 | 0 | NA | 73.71%
| 1 | 10 | 2017-10-02 01:00 | 0 | 0 | 0 | 0 | 0 | 0 | 0 | 0 | 0 | 0 | 0 | 0 | 0 | 0 | 0 | 0 | 0 | 6578 | 2 | 9 | 2017-09-01 02:00 | WEEKDAY | 19.8046 | 2.3 | 0 | 0 | -800 | -800 | 2211.2593 | 0 | 0 | NA | 73.71%
| 2 | 10 | 2017-10-02 02:00 | 0 | 0 | 0 | 0 | 0 | 0 | 0 | 0 | 0 | 0 | 0 | 0 | 0 | 0 | 0 | 0 | 0 | 6579 | 3 | 9 | 2017-09-01 03:00 | WEEKDAY | 18.9863 | 2.3 | 0 | 0 | 0 | 0 | 2987.2593 | 0 | 0 | NA | 99.58%
| 3 | 10 | 2017-10-02 03:00 | 0 | 0 | 0 | 0 | 0 | 0 | 0 | 0 | 0 | 0 | 0 | 0 | 0 | 0 | 0 | 0 | 0 | 6580 | 4 | 9 | 2017-09-01 04:00 | WEEKDAY | 18.2904 | 2.3 | 0 | 0 | 0 | 0 | 2987.2593 | 0 | 0 | NA | 99.58%
| 4 | 10 | 2017-10-02 04:00 | 0 | 0 | 0 | 0 | 0 | 0 | 0 | 0 | 0 | 0 | 0 | 0 | 0 | 0 | 0 | 0 | 0 | 6581 | 5 | 9 | 2017-09-01 05:00 | WEEKDAY | 18.0232 | 2.3 | 0 | 0 | 0 | 0 | 2987.2593 | 0 | 0 | NA | 99.58%
| 5 | 10 | 2017-10-02 05:00 | 0 | 0 | 0 | 0 | 0 | 0 | 0 | 0 | 0 | 0 | 0 | 0 | 0 | 0 | 0 | 0 | 0 | 6582 | 6 | 9 | 2017-09-01 06:00 | WEEKDAY | 18.989 | 2.05 | 0 | 0 | 0 | 0 | 2987.2593 | 0 | 0 | NA | 99.58%
| 6 | 10 | 2017-10-02 06:00 | 310.2302 | 0 | 0 | 0 | 30.5017 | 0 | 0 | 25.6394 | 0 | 0 | 10.5554 | 4.4156 | 2.6655 | 24.3165 | 310.2302 | 30.5017 | 310.2302 | 6583 | 7 | 9 | 2017-09-01 07:00 | WEEKDAY | 20.1525 | 2.05 | 0 | 0 | 0 | 0 | 2987.2593 | 0 | 0 | NA | 99.58%
| 7 | 10 | 2017-10-02 07:00 | 102.4198 | 138.0625 | 136.6537 | 62.6699 | 223.2227 | 69.7285 | 356.485 | 762.9612 | 56.275 | 34.8643 | 375.3015 | 97.0665 | 94.7731 | 464.524 | 102.4198 | 223.2227 | 102.4198 | 6584 | 8 | 9 | 2017-09-01 08:00 | WEEKDAY | 20.1943 | 2.05 | 370.562 | 359.4451 | 0 | 359.4451 | 2987.2593 | 0 | 0 | NA | 99.58%
| 8 | 10 | 2017-10-02 08:00 | 350.5093 | 774.6413 | 632.3051 | 51.612 | 808.2828 | 391.233 | 754.93 | 1443.2581 | 676.0628 | 195.6165 | 854.0194 | 205.2733 | 215.6615 | 800.3396 | 350.5093 | 808.2828 | 350.5093 | 6585 | 9 | 9 | 2017-09-01 09:00 | WEEKDAY | 20.7872 | 1.95 | 785.878 | 762.3017 | 0 | 762.3017 | 2987.2593 | 0 | 0 | NA | 99.58%
| 9 | 10 | 2017-10-02 09:00 | 346.6926 | 368.8471 | 820.9722 | 148.8088 | 746.1243 | 186.2864 | 321.447 | 1674.9773 | 835.9702 | 93.1432 | 682.8158 | 227.9855 | 172.4282 | 868.3109 | 346.6926 | 746.1243 | 346.6926 | 6586 | 10 | 9 | 2017-09-01 10:00 | WEEKDAY | 22.7468 | 1.95 | 334.332 | 324.302 | 0 | 324.302 | 2987.2593 | 0 | 0 | NA | 99.58%
| 10 | 10 | 2017-10-02 10:00 | 661.8439 | 1323.9173 | 865.1522 | 125.01 | 1034.6999 | 668.6451 | 859.153 | 1271.577 | 823.8103 | 334.3226 | 685.9328 | 229.0589 | 173.2153 | 855.2223 | 661.8439 | 1034.6999 | 661.8439 | 6587 | 11 | 9 | 2017-09-01 11:00 | WEEKDAY | 23.5623 | 1.95 | 895.689 | 868.8183 | 0 | 868.8183 | 2987.2593 | 0 | 0 | NA | 99.58%
| 11 | 10 | 2017-10-02 11:00 | 744.5352 | 1609.117 | 830.5695 | 343.2745 | 870.5406 | 812.6854 | 527.714 | 1676.9937 | 772.3092 | 406.3427 | 709.4204 | 225.1373 | 179.1466 | 820.335 | 744.5352 | 870.5406 | 744.5352 | 6588 | 12 | 9 | 2017-09-01 12:00 | WEEKDAY | 24.4196 | 1.95 | 547.972 | 531.5328 | 0 | 531.5328 | 2987.2593 | 0 | 0 | NA | 99.58%
| 12 | 10 | 2017-10-02 12:00 | 664.6532 | 1563.762 | 817.1454 | 480.0164 | 1628.1533 | 789.7788 | 535.76 | 1646.8337 | 256.6562 | 394.8894 | 817.4496 | 221.8816 | 206.4267 | 812.9107 | 664.6532 | 1628.1533 | 664.6532 | 6589 | 13 | 9 | 2017-09-01 13:00 | WEEKDAY | 28.041 | 1.95 | 556.333 | 539.643 | 0 | 539.643 | 2987.2593 | 0 | 0 | NA | 99.58%
| 13 | 10 | 2017-10-02 13:00 | 695.628 | 1729.8298 | 803.2596 | 385.8898 | 1635.3111 | 873.6514 | 624.724 | 1054.2307 | 318.3928 | 436.8257 | 904.0394 | 226.0282 | 228.2928 | 826.5383 | 695.628 | 1635.3111 | 695.628 | 6590 | 14 | 9 | 2017-09-01 14:00 | WEEKDAY | 30.6352 | 0 | 649.164 | 629.6891 | 0 | 629.6891 | 2987.2593 | 0 | 0 | NA | 99.58%
| 14 | 10 | 2017-10-02 14:00 | 280.3236 | 1547.2828 | 809.0769 | 834.5872 | 1681.7646 | 781.4559 | 645.311 | 607.1007 | 303.255 | 390.728 | 877.8672 | 231.7408 | 221.6836 | 855.3104 | 280.3236 | 1681.7646 | 280.3236 | 6591 | 15 | 9 | 2017-09-01 15:00 | WEEKDAY | 31.9267 | 0 | 670.721 | 650.5994 | 339.4006 | 990 | 2987.2593 | 0 | 0 | NA | 99.58%
| 15 | 10 | 2017-10-02 15:00 | 219.3664 | 1088.9316 | 696.4002 | 824.872 | 1661.4718 | 549.9654 | 733.455 | 477.8227 | 34.8624 | 274.9827 | 793.5455 | 232.0521 | 200.3903 | 840.0953 | 219.3664 | 1661.4718 | 219.3664 | 6592 | 16 | 9 | 2017-09-01 16:00 | WEEKDAY | 31.6261 | 0 | 763.188 | 740.2924 | 249.7076 | 990 | 2637.3618 | 0 | 0 | NA | 87.91%
| 16 | 10 | 2017-10-02 16:00 | 52.046 | 1492.4079 | 527.7385 | 583.6616 | 548.5634 | 753.7414 | 811.059 | 297.3673 | 736.112 | 376.8707 | 513.9375 | 206.1043 | 129.7822 | 726.8128 | 52.046 | 548.5634 | 52.046 | 6593 | 17 | 9 | 2017-09-01 17:00 | WEEKDAY | 33.1042 | 0 | 844.917 | 819.5695 | 170.4305 | 990 | 2379.9312 | 0 | 0 | NA | 79.33%
| 17 | 10 | 2017-10-02 17:00 | 0 | 563.6879 | 184.6041 | 245.0767 | 249.5571 | 284.6909 | 618.257 | 155.244 | 0 | 142.3454 | 128.4941 | 88.3014 | 32.448 | 217.5577 | 0 | 249.5571 | 0 | 6594 | 18 | 9 | 2017-09-01 18:00 | WEEKDAY | 102.032 | 0 | 642.48 | 623.2056 | 366.7944 | 990 | 2204.2297 | 0 | 0 | NA | 73.47%
| 18 | 10 | 2017-10-02 18:00 | 0 | 0 | 1.4767 | 0 | 2.0278 | 0 | 0 | 0 | 0 | 0 | 11.712 | 2.0747 | 2.9576 | 0 | 0 | 2.0278 | 0 | 6595 | 19 | 9 | 2017-09-01 19:00 | WEEKDAY | 33.2545 | 0 | 0 | 0 | 0 | 0 | 1826.0911 | 0 | 0 | NA | 60.87%
| 19 | 10 | 2017-10-02 19:00 | 0 | 0 | 0 | 0 | 0 | 0 | 0 | 0 | 0 | 0 | 0 | 0 | 0 | 0 | 0 | 0 | 0 | 6596 | 20 | 9 | 2017-09-01 20:00 | WEEKDAY | 31.4424 | 2.06 | 0 | 0 | 0 | 0 | 1826.0911 | 0 | 0 | NA | 60.87%
| 20 | 10 | 2017-10-02 20:00 | 0 | 0 | 0 | 0 | 0 | 0 | 0 | 0 | 0 | 0 | 0 | 0 | 0 | 0 | 0 | 0 | 0 | 6597 | 21 | 9 | 2017-09-01 21:00 | WEEKDAY | 29.7194 | 2.06 | 0 | 0 | 0 | 0 | 1826.0911 | 0 | 0 | NA | 60.87%
| 21 | 10 | 2017-10-02 21:00 | 0 | 0 | 0 | 0 | 0 | 0 | 0 | 0 | 0 | 0 | 0 | 0 | 0 | 0 | 0 | 0 | 0 | 6598 | 22 | 9 | 2017-09-01 22:00 | WEEKDAY | 28.6227 | 2.06 | 0 | 0 | 0 | 0 | 1826.0911 | 0 | 0 | NA | 60.87%
| 22 | 10 | 2017-10-02 22:00 | 0 | 0 | 0 | 0 | 0 | 0 | 0 | 0 | 0 | 0 | 0 | 0 | 0 | 0 | 0 | 0 | 0 | 6599 | 23 | 9 | 2017-09-01 23:00 | WEEKDAY | 27.4258 | 2.3 | 0 | 0 | 0 | 0 | 1826.0911 | 0 | 0 | NA | 60.87%
| 23 | 10 | 2017-10-02 23:00 | 0 | 0 | 0 | 0 | 0 | 0 | 0 | 0 | 0 | 0 | 0 | 0 | 0 | 0 | 0 | 0 | 0 | 6600 | 0 | 9 | 2017-09-02 | WEEKEND | 23.8462 | 2.3 | 0 | 0 | 0 | 0 | 1826.0911 | 0 | 0 | NA | 60.87%
| 0 | 10 | 2017-10-03 | 0 | 0 | 0 | 0 | 0 | 0 | 0 | 0 | 0 | 0 | 0 | 0 | 0 | 0 | 0 | 0 | 0 | 6601 | 1 | 9 | 2017-09-02 01:00 | WEEKEND | 23.2701 | 2.3 | 0 | 0 | 0 | 0 | 1826.0911 | 0 | 0 | NA | 60.87%
| 1 | 10 | 2017-10-03 01:00 | 0 | 0 | 0 | 0 | 0 | 0 | 0 | 0 | 0 | 0 | 0 | 0 | 0 | 0 | 0 | 0 | 0 | 6602 | 2 | 9 | 2017-09-02 02:00 | WEEKEND | 22.0091 | 2.3 | 0 | 0 | 0 | 0 | 1826.0911 | 0 | 0 | NA | 60.87%
| 2 | 10 | 2017-10-03 02:00 | 0 | 0 | 0 | 0 | 0 | 0 | 0 | 0 | 0 | 0 | 0 | 0 | 0 | 0 | 0 | 0 | 0 | 6603 | 3 | 9 | 2017-09-02 03:00 | WEEKEND | 20.3363 | 2.3 | 0 | 0 | 0 | 0 | 1826.0911 | 0 | 0 | NA | 60.87%
| 3 | 10 | 2017-10-03 03:00 | 0 | 0 | 0 | 0 | 0 | 0 | 0 | 0 | 0 | 0 | 0 | 0 | 0 | 0 | 0 | 0 | 0 | 6604 | 4 | 9 | 2017-09-02 04:00 | WEEKEND | 19.4789 | 2.3 | 0 | 0 | 0 | 0 | 1826.0911 | 0 | 0 | NA | 60.87%
| 4 | 10 | 2017-10-03 04:00 | 0 | 0 | 0 | 0 | 0 | 0 | 0 | 0 | 0 | 0 | 0 | 0 | 0 | 0 | 0 | 0 | 0 | 6605 | 5 | 9 | 2017-09-02 05:00 | WEEKEND | 18.4407 | 2.3 | 0 | 0 | 0 | 0 | 1826.0911 | 0 | 0 | NA | 60.87%
| 5 | 10 | 2017-10-03 05:00 | 0 | 0 | 0 | 0 | 0 | 0 | 0 | 0 | 0 | 0 | 0 | 0 | 0 | 0 | 0 | 0 | 0 | 6606 | 6 | 9 | 2017-09-02 06:00 | WEEKEND | 17.948 | 2.3 | 0 | 0 | 0 | 0 | 1826.0911 | 0 | 0 | NA | 60.87%
| 6 | 10 | 2017-10-03 06:00 | 24.366 | 0 | 0 | 3.5418 | 35.8652 | 0 | 0 | 0 | 0 | 0 | 9.7663 | 2.4557 | 2.4662 | 14.5692 | 24.366 | 35.8652 | 24.366 | 6607 | 7 | 9 | 2017-09-02 07:00 | WEEKEND | 18.6634 | 2.3 | 0 | 0 | 0 | 0 | 1826.0911 | 0 | 0 | NA | 60.87%
| 7 | 10 | 2017-10-03 07:00 | 51.528 | 586.9382 | 274.5242 | 409.7338 | 87.4488 | 296.4334 | 262.474 | 103.5926 | 0 | 148.2167 | 288.0485 | 80.4382 | 72.7395 | 405.9921 | 51.528 | 87.4488 | 51.528 | 6608 | 8 | 9 | 2017-09-02 08:00 | WEEKEND | 19.5541 | 2.3 | 273.655 | 0 | 0 | 0 | 1826.0911 | 0 | 0 | NA | 60.87%
| 8 | 10 | 2017-10-03 08:00 | 98.5197 | 91.6344 | 785.5576 | 504.45 | 345.8218 | 46.28 | 569.475 | 227.663 | 768.7735 | 23.14 | 623.5036 | 194.0694 | 157.4504 | 765.9035 | 98.5197 | 345.8218 | 98.5197 | 6609 | 9 | 9 | 2017-09-02 09:00 | WEEKEND | 20.9959 | 2.3 | 591.607 | 0 | 0 | 0 | 2099.7461 | 0 | 0 | NA | 69.99%
| 9 | 10 | 2017-10-03 09:00 | 109.1679 | 194.0858 | 865.4319 | 502.5509 | 546.4892 | 98.0231 | 615.995 | 338.1365 | 946.525 | 49.0116 | 841.7559 | 227.4063 | 212.5646 | 853.9478 | 109.1679 | 546.4892 | 109.1679 | 6610 | 10 | 9 | 2017-09-02 10:00 | WEEKEND | 23.7071 | 2.3 | 640.145 | 620.9407 | 0 | 620.9407 | 2691.3531 | 0 | 0 | NA | 89.71%
| 10 | 10 | 2017-10-03 10:00 | 180.2725 | 1315.3083 | 876.5644 | 860.8463 | 764.2275 | 664.2971 | 459.016 | 1394.6994 | 923.2799 | 332.1486 | 872.8852 | 225.9721 | 220.4255 | 857.3666 | 180.2725 | 764.2275 | 180.2725 | 6611 | 11 | 9 | 2017-09-02 11:00 | WEEKEND | 29.583 | 2.3 | 476.633 | 462.334 | 0 | 462.334 | 2691.3531 | 0 | 0 | NA | 89.71%
| 11 | 10 | 2017-10-03 11:00 | 368.2982 | 1533.7428 | 848.4189 | 703.8977 | 705.5846 | 774.6176 | 626.075 | 1674.991 | 867.7882 | 387.3088 | 785.7609 | 225.7944 | 198.4245 | 823.6623 | 368.2982 | 705.5846 | 368.2982 | 6612 | 12 | 9 | 2017-09-02 12:00 | WEEKEND | 33.441 | 2.3 | 650.646 | 631.1266 | 0 | 631.1266 | 2691.3531 | 0 | 0 | NA | 89.71%
| 12 | 10 | 2017-10-03 12:00 | 889.9166 | 1070.5844 | 780.6659 | 809.3191 | 1470.9133 | 540.6992 | 695.724 | 1479.5484 | 828.2704 | 270.3496 | 878.4616 | 222.072 | 221.8337 | 824.5796 | 889.9166 | 1470.9133 | 889.9166 | 6613 | 13 | 9 | 2017-09-02 13:00 | WEEKEND | 44.2911 | 2.3 | 723.582 | 701.8745 | 0 | 701.8745 | 2691.3531 | 0 | 0 | NA | 89.71%
| 13 | 10 | 2017-10-03 13:00 | 914.5774 | 1494.631 | 720.1316 | 226.7009 | 1107.5187 | 754.8641 | 611.121 | 1503.3249 | 990.1715 | 377.4321 | 891.5969 | 224.1987 | 225.1507 | 828.6136 | 914.5774 | 1107.5187 | 914.5774 | 6614 | 14 | 9 | 2017-09-02 14:00 | WEEKEND | 45.5019 | 2.3 | 634.986 | 615.9364 | 0 | 615.9364 | 2691.3531 | 0 | 0 | NA | 89.71%
| 14 | 10 | 2017-10-03 14:00 | 928.3706 | 1741.0077 | 503.1127 | 768.0514 | 1196.2169 | 879.2968 | 522.251 | 1733.9526 | 884.5731 | 439.6484 | 921.6726 | 223.7459 | 232.7456 | 846.0404 | 928.3706 | 1196.2169 | 928.3706 | 6615 | 15 | 9 | 2017-09-02 15:00 | WEEKEND | 49.7773 | 2.3 | 542.307 | 526.0378 | 0 | 526.0378 | 2691.3531 | 0 | 0 | NA | 89.71%
| 15 | 10 | 2017-10-03 15:00 | 507.3004 | 857.1147 | 563.779 | 820.5729 | 1105.4271 | 432.8862 | 661.552 | 1517.7339 | 990.2516 | 216.4431 | 921.1774 | 218.4765 | 232.6206 | 830.8001 | 507.3004 | 1105.4271 | 507.3004 | 6616 | 16 | 9 | 2017-09-02 16:00 | WEEKEND | 54.5844 | 2.3 | 687.74 | 667.1078 | 0 | 667.1078 | 2691.3531 | 0 | 0 | NA | 89.71%
| 16 | 10 | 2017-10-03 16:00 | 26.1624 | 1434.6703 | 712.2559 | 358.3614 | 926.3525 | 724.5809 | 366.019 | 1555.6058 | 989.8524 | 362.2905 | 818.3041 | 184.683 | 206.6424 | 679.6925 | 26.1624 | 926.3525 | 26.1624 | 6617 | 17 | 9 | 2017-09-02 17:00 | WEEKEND | 68.6717 | 2.3 | 380.308 | 368.8988 | 621 | 989.8988 | 2691.3531 | 0 | 0 | NA | 89.71%
| 17 | 10 | 2017-10-03 17:00 | 0 | 547.4942 | 261.9616 | 216.7723 | 394.2913 | 276.5122 | 606.784 | 510.2848 | 0 | 138.2561 | 369.1707 | 66.9923 | 93.2249 | 175.2019 | 0 | 394.2913 | 0 | 6618 | 18 | 9 | 2017-09-02 18:00 | WEEKEND | 69.5847 | 2.3 | 630.479 | 611.5646 | 378 | 989.5646 | 2051.1469 | 0 | 0 | NA | 68.37%
| 18 | 10 | 2017-10-03 18:00 | 0 | 0 | 5.1669 | 0 | 1.7773 | 0 | 0 | 0 | 0 | 0 | 10.8741 | 1.4639 | 2.746 | 0 | 0 | 1.7773 | 0 | 6619 | 19 | 9 | 2017-09-02 19:00 | WEEKEND | 39.6983 | 2.3 | 0 | 0 | 970 | 970 | 1661.4562 | 0 | 0 | NA | 55.38%
| 19 | 10 | 2017-10-03 19:00 | 0 | 0 | 0 | 0 | 0 | 0 | 0 | 0 | 0 | 0 | 0 | 0 | 0 | 0 | 0 | 0 | 0 | 6620 | 20 | 9 | 2017-09-02 20:00 | WEEKEND | 30.226 | 2.3 | 0 | 0 | 400 | 400 | 661.4562 | 0 | 0 | NA | 22.05%
| 20 | 10 | 2017-10-03 20:00 | 0 | 0 | 0 | 0 | 0 | 0 | 0 | 0 | 0 | 0 | 0 | 0 | 0 | 0 | 0 | 0 | 0 | 6621 | 21 | 9 | 2017-09-02 21:00 | WEEKEND | 29.1683 | 2.3 | 0 | 0 | 0 | 0 | 249.0851 | 0 | 0 | NA | 8.303%
| 21 | 10 | 2017-10-03 21:00 | 0 | 0 | 0 | 0 | 0 | 0 | 0 | 0 | 0 | 0 | 0 | 0 | 0 | 0 | 0 | 0 | 0 | 6622 | 22 | 9 | 2017-09-02 22:00 | WEEKEND | 23.9826 | 2.3 | 0 | 0 | 0 | 0 | 249.0851 | 0 | 0 | NA | 8.303%
| 22 | 10 | 2017-10-03 22:00 | 0 | 0 | 0 | 0 | 0 | 0 | 0 | 0 | 0 | 0 | 0 | 0 | 0 | 0 | 0 | 0 | 0 | 6623 | 23 | 9 | 2017-09-02 23:00 | WEEKEND | 25.3048 | 2.3 | 0 | 0 | 0 | 0 | 249.0851 | 0 | 0 | NA | 8.303%
| 23 | 10 | 2017-10-03 23:00 | 0 | 0 | 0 | 0 | 0 | 0 | 0 | 0 | 0 | 0 | 0 | 0 | 0 | 0 | 0 | 0 | 0 | 6624 | 0 | 9 | 2017-09-03 | WEEKEND | 23.4705 | 2.3 | 0 | 0 | 0 | 0 | 249.0851 | 0 | 0 | NA | 8.303%
| 0 | 10 | 2017-10-04 | 0 | 0 | 0 | 0 | 0 | 0 | 0 | 0 | 0 | 0 | 0 | 0 | 0 | 0 | 0 | 0 | 0 | 6625 | 1 | 9 | 2017-09-03 01:00 | WEEKEND | 23.039 | 2.3 | 0 | 0 | 0 | 0 | 249.0851 | 0 | 0 | NA | 8.303%
| 1 | 10 | 2017-10-04 01:00 | 0 | 0 | 0 | 0 | 0 | 0 | 0 | 0 | 0 | 0 | 0 | 0 | 0 | 0 | 0 | 0 | 0 | 6626 | 2 | 9 | 2017-09-03 02:00 | WEEKEND | 22.9973 | 2.3 | 0 | 0 | 0 | 0 | 249.0851 | 0 | 0 | NA | 8.303%
| 2 | 10 | 2017-10-04 02:00 | 0 | 0 | 0 | 0 | 0 | 0 | 0 | 0 | 0 | 0 | 0 | 0 | 0 | 0 | 0 | 0 | 0 | 6627 | 3 | 9 | 2017-09-03 03:00 | WEEKEND | 22.6939 | 2.3 | 0 | 0 | 0 | 0 | 249.0851 | 0 | 0 | NA | 8.303%
| 3 | 10 | 2017-10-04 03:00 | 0 | 0 | 0 | 0 | 0 | 0 | 0 | 0 | 0 | 0 | 0 | 0 | 0 | 0 | 0 | 0 | 0 | 6628 | 4 | 9 | 2017-09-03 04:00 | WEEKEND | 22.602 | 2.3 | 0 | 0 | 0 | 0 | 249.0851 | 0 | 0 | NA | 8.303%
| 4 | 10 | 2017-10-04 04:00 | 0 | 0 | 0 | 0 | 0 | 0 | 0 | 0 | 0 | 0 | 0 | 0 | 0 | 0 | 0 | 0 | 0 | 6629 | 5 | 9 | 2017-09-03 05:00 | WEEKEND | 22.268 | 2.3 | 0 | 0 | 0 | 0 | 249.0851 | 0 | 0 | NA | 8.303%
| 5 | 10 | 2017-10-04 05:00 | 0 | 0 | 0 | 0 | 0 | 0 | 0 | 0 | 0 | 0 | 0 | 0 | 0 | 0 | 0 | 0 | 0 | 6630 | 6 | 9 | 2017-09-03 06:00 | WEEKEND | 22.5686 | 2.3 | 0 | 0 | 0 | 0 | 249.0851 | 0 | 0 | NA | 8.303%
| 6 | 10 | 2017-10-04 06:00 | 287.872 | 0 | 0 | 0.34713 | 54.2977 | 0 | 0 | 37.3412 | 0 | 0 | 6.5288 | 3.4664 | 1.6487 | 9.078 | 287.872 | 54.2977 | 287.872 | 6631 | 7 | 9 | 2017-09-03 07:00 | WEEKEND | 22.126 | 2.3 | 0 | 0 | 0 | 0 | 249.0851 | 0 | 0 | NA | 8.303%
| 7 | 10 | 2017-10-04 07:00 | 857.6013 | 562.126 | 144.4234 | 295.9624 | 837.9808 | 283.902 | 333.018 | 896.2286 | 0 | 141.951 | 322.6985 | 96.3812 | 81.4895 | 344.4824 | 857.6013 | 837.9808 | 857.6013 | 6632 | 8 | 9 | 2017-09-03 08:00 | WEEKEND | 21.561 | 2.3 | 346.312 | 0 | 0 | 0 | 249.0851 | 0 | 0 | NA | 8.303%
| 8 | 10 | 2017-10-04 08:00 | 983.3503 | 1348.7165 | 698.0758 | 228.2168 | 1694.0595 | 681.1699 | 726.057 | 1586.1213 | 724.2757 | 340.585 | 794.7083 | 210.4143 | 200.6839 | 731.2912 | 983.3503 | 1694.0595 | 983.3503 | 6633 | 9 | 9 | 2017-09-03 09:00 | WEEKEND | 23.0863 | 2.3 | 755.45 | 0 | 0 | 0 | 595.3971 | 0 | 0 | NA | 19.85%
| 9 | 10 | 2017-10-04 09:00 | 966.236 | 644.9859 | 842.0738 | 743.9875 | 1863.8562 | 325.7505 | 833.225 | 1790.4136 | 843.9436 | 162.8752 | 896.8567 | 231.815 | 226.479 | 833.0507 | 966.236 | 1863.8562 | 966.236 | 6634 | 10 | 9 | 2017-09-03 10:00 | WEEKEND | 24.2415 | 2.3 | 868.266 | 0 | 0 | 0 | 1350.8471 | 0 | 0 | NA | 45.03%
| 10 | 10 | 2017-10-04 10:00 | 915.4724 | 860.6978 | 836.9299 | 422.4397 | 1845.5224 | 434.6959 | 834.905 | 1763.1562 | 821.5696 | 217.3479 | 886.2351 | 231.3795 | 223.7968 | 843.1858 | 915.4724 | 1845.5224 | 915.4724 | 6635 | 11 | 9 | 2017-09-03 11:00 | WEEKEND | 30.0841 | 2.3 | 870.008 | 843.9078 | 0 | 843.9078 | 2219.1131 | 0 | 0 | NA | 73.97%
| 11 | 10 | 2017-10-04 11:00 | 884.0783 | 1685.9092 | 811.8904 | 833.1159 | 1800.1512 | 851.4693 | 823.058 | 1733.518 | 771.9124 | 425.7347 | 854.948 | 223.506 | 215.896 | 814.2303 | 884.0783 | 1800.1512 | 884.0783 | 6636 | 12 | 9 | 2017-09-03 12:00 | WEEKEND | 36.3553 | 2.3 | 857.554 | 831.8274 | 0 | 831.8274 | 2219.1131 | 0 | 0 | NA | 73.97%
| 12 | 10 | 2017-10-04 12:00 | 854.739 | 1654.3175 | 789.9039 | 786.4306 | 1773.6058 | 835.5139 | 798.779 | 1691.4824 | 735.3783 | 417.7569 | 839.3354 | 220.2554 | 211.9534 | 808.4071 | 854.739 | 1773.6058 | 854.739 | 6637 | 13 | 9 | 2017-09-03 13:00 | WEEKEND | 43.2695 | 2.3 | 831.941 | 806.9828 | 0 | 806.9828 | 2219.1131 | 0 | 0 | NA | 73.97%
| 13 | 10 | 2017-10-04 13:00 | 905.8296 | 1697.1059 | 665.0637 | 827.685 | 1794.6689 | 857.1242 | 806.253 | 1713.384 | 745.9707 | 428.5621 | 848.3566 | 222.6935 | 214.2315 | 798.0671 | 905.8296 | 1794.6689 | 905.8296 | 6638 | 14 | 9 | 2017-09-03 14:00 | WEEKEND | 51.4613 | 2.3 | 839.825 | 814.6303 | 175 | 989.6303 | 2219.1131 | 0 | 0 | NA | 73.97%
| 14 | 10 | 2017-10-04 14:00 | 919.8599 | 1539.8626 | 736.7319 | 770.9529 | 1828.4669 | 777.7084 | 830.675 | 1725.89 | 989.9782 | 388.8542 | 865.2088 | 227.4093 | 218.4871 | 836.0224 | 919.8599 | 1828.4669 | 919.8599 | 6639 | 15 | 9 | 2017-09-03 15:00 | WEEKEND | 176.5685 | 2.3 | 865.605 | 0 | 0 | 0 | 2038.7007 | 0 | 0 | NA | 67.96%
| 15 | 10 | 2017-10-04 15:00 | 846.225 | 1414.477 | 739.3916 | 842.7217 | 1806.6206 | 714.3823 | 853.606 | 1718.1834 | 989.6641 | 357.1912 | 865.7718 | 222.4075 | 218.6292 | 791.7553 | 846.225 | 1806.6206 | 846.225 | 6640 | 16 | 9 | 2017-09-03 16:00 | WEEKEND | 37.9057 | 2.3 | 889.885 | 863.1884 | 0 | 863.1884 | 2904.3057 | 0 | 0 | NA | 96.81%
| 16 | 10 | 2017-10-04 16:00 | 480.007 | 1415.4242 | 603.37 | 659.0226 | 1575.5747 | 714.8607 | 808.612 | 1461.5283 | 989.896 | 357.4303 | 758.8765 | 197.4395 | 191.6355 | 622.9979 | 480.007 | 1575.5747 | 480.007 | 6641 | 17 | 9 | 2017-09-03 17:00 | WEEKEND | 41.5159 | 2.3 | 842.381 | 817.1096 | 0 | 817.1096 | 2904.3057 | 0 | 0 | NA | 96.81%
| 17 | 10 | 2017-10-04 17:00 | 0 | 511.9892 | 274.644 | 148.3382 | 576.5431 | 258.5804 | 600.891 | 451.3068 | 0 | 129.2902 | 320.0314 | 76.0991 | 80.816 | 135.4203 | 0 | 576.5431 | 0 | 6642 | 18 | 9 | 2017-09-03 18:00 | WEEKEND | 42.9605 | 2.3 | 624.332 | 605.602 | 0 | 605.602 | 2904.3057 | 0 | 0 | NA | 96.81%
| 18 | 10 | 2017-10-04 18:00 | 0 | 0 | 3.121 | 0 | 6.3642 | 0 | 0 | 0 | 0 | 0 | 8.5712 | 1.4854 | 2.1645 | 0 | 0 | 6.3642 | 0 | 6643 | 19 | 9 | 2017-09-03 19:00 | WEEKEND | 42.1199 | 2.3 | 0 | 0 | 0 | 0 | 2904.3057 | 0 | 0 | NA | 96.81%
| 19 | 10 | 2017-10-04 19:00 | 0 | 0 | 0 | 0 | 0 | 0 | 0 | 0 | 0 | 0 | 0 | 0 | 0 | 0 | 0 | 0 | 0 | 6644 | 20 | 9 | 2017-09-03 20:00 | WEEKEND | 31.5872 | 2.3 | 0 | 0 | 0 | 0 | 2904.3057 | 0 | 0 | NA | 96.81%
| 20 | 10 | 2017-10-04 20:00 | 0 | 0 | 0 | 0 | 0 | 0 | 0 | 0 | 0 | 0 | 0 | 0 | 0 | 0 | 0 | 0 | 0 | 6645 | 21 | 9 | 2017-09-03 21:00 | WEEKEND | 29.3409 | 2.3 | 0 | 0 | 0 | 0 | 2904.3057 | 0 | 0 | NA | 96.81%
| 21 | 10 | 2017-10-04 21:00 | 0 | 0 | 0 | 0 | 0 | 0 | 0 | 0 | 0 | 0 | 0 | 0 | 0 | 0 | 0 | 0 | 0 | 6646 | 22 | 9 | 2017-09-03 22:00 | WEEKEND | 24.5032 | 2.3 | 0 | 0 | 0 | 0 | 2904.3057 | 0 | 0 | NA | 96.81%
| 22 | 10 | 2017-10-04 22:00 | 0 | 0 | 0 | 0 | 0 | 0 | 0 | 0 | 0 | 0 | 0 | 0 | 0 | 0 | 0 | 0 | 0 | 6647 | 23 | 9 | 2017-09-03 23:00 | WEEKEND | 23.7433 | 2.3 | 0 | 0 | 0 | 0 | 2904.3057 | 0 | 0 | NA | 96.81%
| 23 | 10 | 2017-10-04 23:00 | 0 | 0 | 0 | 0 | 0 | 0 | 0 | 0 | 0 | 0 | 0 | 0 | 0 | 0 | 0 | 0 | 0 | 6648 | 0 | 9 | 2017-09-04 | WEEKDAY | 22.9806 | 2.3 | 0 | 0 | 0 | 0 | 2904.3057 | 0 | 0 | NA | 96.81%
| 0 | 10 | 2017-10-05 | 0 | 0 | 0 | 0 | 0 | 0 | 0 | 0 | 0 | 0 | 0 | 0 | 0 | 0 | 0 | 0 | 0 | 6649 | 1 | 9 | 2017-09-04 01:00 | WEEKDAY | 20.9792 | 2.3 | 0 | 0 | 0 | 0 | 2904.3057 | 0 | 0 | NA | 96.81%
| 1 | 10 | 2017-10-05 01:00 | 0 | 0 | 0 | 0 | 0 | 0 | 0 | 0 | 0 | 0 | 0 | 0 | 0 | 0 | 0 | 0 | 0 | 6650 | 2 | 9 | 2017-09-04 02:00 | WEEKDAY | 19.156 | 2.3 | 0 | 0 | 0 | 0 | 2904.3057 | 0 | 0 | NA | 96.81%
| 2 | 10 | 2017-10-05 02:00 | 0 | 0 | 0 | 0 | 0 | 0 | 0 | 0 | 0 | 0 | 0 | 0 | 0 | 0 | 0 | 0 | 0 | 6651 | 3 | 9 | 2017-09-04 03:00 | WEEKDAY | 18.6717 | 2.3 | 0 | 0 | 0 | 0 | 2904.3057 | 0 | 0 | NA | 96.81%
| 3 | 10 | 2017-10-05 03:00 | 0 | 0 | 0 | 0 | 0 | 0 | 0 | 0 | 0 | 0 | 0 | 0 | 0 | 0 | 0 | 0 | 0 | 6652 | 4 | 9 | 2017-09-04 04:00 | WEEKDAY | 17.7114 | 2.3 | 0 | 0 | 0 | 0 | 2904.3057 | 0 | 0 | NA | 96.81%
| 4 | 10 | 2017-10-05 04:00 | 0 | 0 | 0 | 0 | 0 | 0 | 0 | 0 | 0 | 0 | 0 | 0 | 0 | 0 | 0 | 0 | 0 | 6653 | 5 | 9 | 2017-09-04 05:00 | WEEKDAY | 17.6474 | 2.3 | 0 | 0 | 0 | 0 | 2904.3057 | 0 | 0 | NA | 96.81%
| 5 | 10 | 2017-10-05 05:00 | 0 | 0 | 0 | 0 | 0 | 0 | 0 | 0 | 0 | 0 | 0 | 0 | 0 | 0 | 0 | 0 | 0 | 6654 | 6 | 9 | 2017-09-04 06:00 | WEEKDAY | 17.0489 | 2.05 | 0 | 0 | 0 | 0 | 2904.3057 | 0 | 0 | NA | 96.81%
| 6 | 10 | 2017-10-05 06:00 | 291.4461 | 0 | 0 | 2.8091 | 37.1293 | 0 | 0 | 13.0807 | 0 | 0 | 7.3473 | 2.6668 | 1.8554 | 0 | 291.4461 | 37.1293 | 291.4461 | 6655 | 7 | 9 | 2017-09-04 07:00 | WEEKDAY | 17.6585 | 2.05 | 0 | 0 | 0 | 0 | 2904.3057 | 0 | 0 | NA | 96.81%
| 7 | 10 | 2017-10-05 07:00 | 774.4715 | 118.0422 | 170.1756 | 419.1019 | 785.5214 | 59.6173 | 322.073 | 673.7323 | 0 | 29.8086 | 332.1081 | 89.5551 | 83.8657 | 315.857 | 774.4715 | 785.5214 | 774.4715 | 6656 | 8 | 9 | 2017-09-04 08:00 | WEEKDAY | 17.8951 | 2.05 | 335.029 | 324.9781 | 0 | 324.9781 | 2904.3057 | 0 | 0 | NA | 96.81%
| 8 | 10 | 2017-10-05 08:00 | 482.5189 | 92.2847 | 380.4074 | 288.0224 | 1577.5493 | 46.6084 | 719.908 | 1489.0794 | 711.9519 | 23.3042 | 799.6593 | 203.5691 | 201.9342 | 711.0702 | 482.5189 | 1577.5493 | 482.5189 | 6657 | 9 | 9 | 2017-09-04 09:00 | WEEKDAY | 19.8018 | 1.95 | 749.003 | 726.5329 | 0 | 726.5329 | 2904.3057 | 0 | 0 | NA | 96.81%
| 9 | 10 | 2017-10-05 09:00 | 492.4079 | 386.8215 | 696.4897 | 575.0224 | 1738.7942 | 195.3644 | 828.049 | 1766.4795 | 881.341 | 97.6822 | 895.2325 | 221.8365 | 226.0688 | 836.0019 | 492.4079 | 1738.7942 | 492.4079 | 6658 | 10 | 9 | 2017-09-04 10:00 | WEEKDAY | 21.2465 | 1.95 | 862.812 | 836.9276 | 0 | 836.9276 | 2904.3057 | 0 | 0 | NA | 96.81%
| 10 | 10 | 2017-10-05 10:00 | 227.951 | 588.0264 | 650.1199 | 785.9682 | 1854.5545 | 296.983 | 828.688 | 1766.2523 | 868.2926 | 148.4915 | 853.2558 | 220.358 | 215.4686 | 843.8449 | 227.951 | 1854.5545 | 227.951 | 6659 | 11 | 9 | 2017-09-04 11:00 | WEEKDAY | 23.2255 | 1.95 | 863.449 | 837.5455 | 0 | 837.5455 | 2904.3057 | 0 | 0 | NA | 96.81%
| 11 | 10 | 2017-10-05 11:00 | 869.6174 | 402.5026 | 649.8333 | 847.8851 | 1729.5702 | 203.2841 | 803.082 | 1741.3794 | 810.9384 | 101.6421 | 847.9436 | 216.5533 | 214.1272 | 784.2846 | 869.6174 | 1729.5702 | 869.6174 | 6660 | 12 | 9 | 2017-09-04 12:00 | WEEKDAY | 27.1503 | 1.95 | 836.41 | 811.3177 | 0 | 811.3177 | 2904.3057 | 0 | 0 | NA | 96.81%
| 12 | 10 | 2017-10-05 12:00 | 639.067 | 1566.926 | 430.4631 | 843.3467 | 1554.6581 | 791.3768 | 778.578 | 1722.5425 | 766.333 | 395.6884 | 834.4428 | 210.3963 | 210.7179 | 528.3908 | 639.067 | 1554.6581 | 639.067 | 6661 | 13 | 9 | 2017-09-04 13:00 | WEEKDAY | 32.5196 | 1.95 | 810.576 | 786.2587 | 0 | 786.2587 | 2904.3057 | 0 | 0 | NA | 96.81%
| 13 | 10 | 2017-10-05 13:00 | 927.4916 | 1656.9949 | 436.436 | 844.7194 | 1769.4048 | 836.8661 | 783.846 | 1746.166 | 990.4535 | 418.4331 | 848.3195 | 212.394 | 214.2221 | 490.0113 | 927.4916 | 1769.4048 | 927.4916 | 6662 | 14 | 9 | 2017-09-04 14:00 | WEEKDAY | 34.7102 | 0 | 816.118 | 791.6345 | 0 | 791.6345 | 2904.3057 | 0 | 0 | NA | 96.81%
| 14 | 10 | 2017-10-05 14:00 | 908.4525 | 792.8405 | 711.2028 | 769.8502 | 1690.2991 | 400.4245 | 788.038 | 1752.5615 | 733.4354 | 200.2123 | 822.407 | 218.3696 | 207.6785 | 336.1074 | 908.4525 | 1690.2991 | 908.4525 | 6663 | 15 | 9 | 2017-09-04 15:00 | WEEKDAY | 36.7338 | 0 | 820.438 | 795.8249 | 194.1751 | 990 | 2904.3057 | 0 | 0 | NA | 96.81%
| 15 | 10 | 2017-10-05 15:00 | 808.1064 | 1501.4089 | 793.8307 | 742.2955 | 1553.7446 | 758.2873 | 803.198 | 1653.6701 | 989.8479 | 379.1437 | 849.726 | 220.5347 | 214.5773 | 788.1246 | 808.1064 | 1553.7446 | 808.1064 | 6664 | 16 | 9 | 2017-09-04 16:00 | WEEKDAY | 41.9529 | 0 | 836.429 | 811.3361 | 178.6639 | 990 | 2704.1251 | 0 | 0 | NA | 90.14%
| 16 | 10 | 2017-10-05 16:00 | 393.7294 | 981.6985 | 644.3472 | 701.1715 | 1164.8403 | 495.8073 | 764.227 | 1282.1016 | 601.7744 | 247.9037 | 732.9924 | 194.1522 | 185.0991 | 480.5541 | 393.7294 | 1164.8403 | 393.7294 | 6665 | 17 | 9 | 2017-09-04 17:00 | WEEKDAY | 38.7602 | 0 | 795.413 | 771.5506 | 218.4494 | 990 | 2519.9356 | 0 | 0 | NA | 84%
| 17 | 10 | 2017-10-05 17:00 | 0 | 478.6566 | 174.8487 | 217.4928 | 210.802 | 241.7458 | 574.214 | 313.9884 | 0 | 120.8729 | 302.1438 | 71.6741 | 76.2989 | 139.1631 | 0 | 210.802 | 0 | 6666 | 18 | 9 | 2017-09-04 18:00 | WEEKDAY | 43.2779 | 0 | 596.394 | 578.5022 | 411.4978 | 990 | 2294.73 | 0 | 0 | NA | 76.49%
| 18 | 10 | 2017-10-05 18:00 | 0 | 0 | 0 | 0 | 0 | 0 | 0 | 0 | 0 | 0 | 5.9281 | 0.80499 | 1.497 | 0 | 0 | 0 | 0 | 6667 | 19 | 9 | 2017-09-04 19:00 | WEEKDAY | 36.9482 | 0 | 0 | 0 | 0 | 0 | 1870.5055 | 0 | 0 | NA | 62.35%
| 19 | 10 | 2017-10-05 19:00 | 0 | 0 | 0 | 0 | 0 | 0 | 0 | 0 | 0 | 0 | 0 | 0 | 0 | 0 | 0 | 0 | 0 | 6668 | 20 | 9 | 2017-09-04 20:00 | WEEKDAY | 33.5968 | 2.06 | 0 | 0 | 0 | 0 | 1870.5055 | 0 | 0 | NA | 62.35%
| 20 | 10 | 2017-10-05 20:00 | 0 | 0 | 0 | 0 | 0 | 0 | 0 | 0 | 0 | 0 | 0 | 0 | 0 | 0 | 0 | 0 | 0 | 6669 | 21 | 9 | 2017-09-04 21:00 | WEEKDAY | 30.2205 | 2.06 | 0 | 0 | 0 | 0 | 1870.5055 | 0 | 0 | NA | 62.35%
| 21 | 10 | 2017-10-05 21:00 | 0 | 0 | 0 | 0 | 0 | 0 | 0 | 0 | 0 | 0 | 0 | 0 | 0 | 0 | 0 | 0 | 0 | 6670 | 22 | 9 | 2017-09-04 22:00 | WEEKDAY | 25.1044 | 2.06 | 0 | 0 | 0 | 0 | 1870.5055 | 0 | 0 | NA | 62.35%
| 22 | 10 | 2017-10-05 22:00 | 0 | 0 | 0 | 0 | 0 | 0 | 0 | 0 | 0 | 0 | 0 | 0 | 0 | 0 | 0 | 0 | 0 | 6671 | 23 | 9 | 2017-09-04 23:00 | WEEKDAY | 23.3146 | 2.3 | 0 | 0 | 0 | 0 | 1870.5055 | 0 | 0 | NA | 62.35%
| 23 | 10 | 2017-10-05 23:00 | 0 | 0 | 0 | 0 | 0 | 0 | 0 | 0 | 0 | 0 | 0 | 0 | 0 | 0 | 0 | 0 | 0 | 6672 | 0 | 9 | 2017-09-05 | WEEKDAY | 21.6445 | 2.3 | 0 | 0 | 0 | 0 | 1870.5055 | 0 | 0 | NA | 62.35%
| 0 | 10 | 2017-10-06 | 0 | 0 | 0 | 0 | 0 | 0 | 0 | 0 | 0 | 0 | 0 | 0 | 0 | 0 | 0 | 0 | 0 | 6673 | 1 | 9 | 2017-09-05 01:00 | WEEKDAY | 21.4775 | 2.3 | 0 | 0 | 0 | 0 | 1870.5055 | 0 | 0 | NA | 62.35%
| 1 | 10 | 2017-10-06 01:00 | 0 | 0 | 0 | 0 | 0 | 0 | 0 | 0 | 0 | 0 | 0 | 0 | 0 | 0 | 0 | 0 | 0 | 6674 | 2 | 9 | 2017-09-05 02:00 | WEEKDAY | 19.5457 | 2.3 | 0 | 0 | 0 | 0 | 1870.5055 | 0 | 0 | NA | 62.35%
| 2 | 10 | 2017-10-06 02:00 | 0 | 0 | 0 | 0 | 0 | 0 | 0 | 0 | 0 | 0 | 0 | 0 | 0 | 0 | 0 | 0 | 0 | 6675 | 3 | 9 | 2017-09-05 03:00 | WEEKDAY | 19.1032 | 2.3 | 0 | 0 | -970 | -970 | 1870.5055 | 0 | 0 | NA | 62.35%
| 3 | 10 | 2017-10-06 03:00 | 0 | 0 | 0 | 0 | 0 | 0 | 0 | 0 | 0 | 0 | 0 | 0 | 0 | 0 | 0 | 0 | 0 | 6676 | 4 | 9 | 2017-09-05 04:00 | WEEKDAY | 18.7385 | 2.3 | 0 | 0 | -190 | -190 | 2811.4055 | 0 | 0 | NA | 93.71%
| 4 | 10 | 2017-10-06 04:00 | 0 | 0 | 0 | 0 | 0 | 0 | 0 | 0 | 0 | 0 | 0 | 0 | 0 | 0 | 0 | 0 | 0 | 6677 | 5 | 9 | 2017-09-05 05:00 | WEEKDAY | 18.6856 | 2.3 | 0 | 0 | 0 | 0 | 2995.7055 | 0 | 0 | NA | 99.86%
| 5 | 10 | 2017-10-06 05:00 | 0 | 0 | 0 | 0 | 0 | 0 | 0 | 0 | 0 | 0 | 0 | 0 | 0 | 0 | 0 | 0 | 0 | 6678 | 6 | 9 | 2017-09-05 06:00 | WEEKDAY | 19.9939 | 2.05 | 0 | 0 | 0 | 0 | 2995.7055 | 0 | 0 | NA | 99.86%
| 6 | 10 | 2017-10-06 06:00 | 67.8727 | 0 | 0 | 0 | 30.947 | 0 | 0 | 14.1549 | 0 | 0 | 5.0273 | 2.5563 | 1.2695 | 4.2966 | 67.8727 | 30.947 | 67.8727 | 6679 | 7 | 9 | 2017-09-05 07:00 | WEEKDAY | 20.8011 | 2.05 | 0 | 0 | 0 | 0 | 2995.7055 | 0 | 0 | NA | 99.86%
| 7 | 10 | 2017-10-06 07:00 | 541.1773 | 725.0516 | 222.0475 | 33.0759 | 435.7206 | 366.1877 | 14.4524 | 685.7754 | 0 | 183.0938 | 289.9615 | 96.3785 | 73.2226 | 38.5787 | 541.1773 | 435.7206 | 541.1773 | 6680 | 8 | 9 | 2017-09-05 08:00 | WEEKDAY | 20.0384 | 2.05 | 19.9468 | 19.3484 | 0 | 19.3484 | 2995.7055 | 0 | 0 | NA | 99.86%
| 8 | 10 | 2017-10-06 08:00 | 311.2463 | 1019.0525 | 729.4649 | 54.4856 | 596.1558 | 514.673 | 92.5326 | 1509.6785 | 0 | 257.3365 | 406.901 | 206.579 | 102.7528 | 157.9152 | 311.2463 | 596.1558 | 311.2463 | 6681 | 9 | 9 | 2017-09-05 09:00 | WEEKDAY | 21.4329 | 1.95 | 99.5925 | 96.6047 | 0 | 96.6047 | 2995.7055 | 0 | 0 | NA | 99.86%
| 9 | 10 | 2017-10-06 09:00 | 647.4348 | 1639.0379 | 863.6413 | 81.0512 | 1536.8829 | 827.7969 | 150.425 | 1757.5168 | 0 | 413.8985 | 619.5849 | 229.3554 | 156.4608 | 590.2222 | 647.4348 | 1536.8829 | 647.4348 | 6682 | 10 | 9 | 2017-09-05 10:00 | WEEKDAY | 21.0433 | 1.95 | 158.772 | 154.0088 | 0 | 154.0088 | 2995.7055 | 0 | 0 | NA | 99.86%
| 10 | 10 | 2017-10-06 10:00 | 912.3896 | 1640.3842 | 867.7041 | 117.1886 | 1444.8774 | 828.4769 | 258.79 | 1775.0488 | 0 | 414.2384 | 603.2166 | 228.9345 | 152.3274 | 435.7082 | 912.3896 | 1444.8774 | 912.3896 | 6683 | 11 | 9 | 2017-09-05 11:00 | WEEKDAY | 22.4461 | 1.95 | 269.95 | 261.8515 | 0 | 261.8515 | 2995.7055 | 0 | 0 | NA | 99.86%
| 11 | 10 | 2017-10-06 11:00 | 855.9559 | 1638.4478 | 781.0276 | 188.8504 | 1530.697 | 827.4989 | 260.653 | 1731.4897 | 302.7467 | 413.7494 | 755.3251 | 225.991 | 190.7387 | 760.9568 | 855.9559 | 1530.697 | 855.9559 | 6684 | 12 | 9 | 2017-09-05 12:00 | WEEKDAY | 23.3202 | 1.95 | 271.857 | 263.7013 | 0 | 263.7013 | 2995.7055 | 0 | 0 | NA | 99.86%
| 12 | 10 | 2017-10-06 12:00 | 890.8659 | 1685.677 | 796.1152 | 312.1242 | 1404.1972 | 851.352 | 257.225 | 1694.4298 | 283.7987 | 425.676 | 687.7314 | 221.5383 | 173.6695 | 579.1296 | 890.8659 | 1404.1972 | 890.8659 | 6685 | 13 | 9 | 2017-09-05 13:00 | WEEKDAY | 23.7405 | 1.95 | 268.323 | 260.2733 | 0 | 260.2733 | 2995.7055 | 0 | 0 | NA | 99.86%
| 13 | 10 | 2017-10-06 13:00 | 918.7569 | 1555.0345 | 836.7241 | 386.0749 | 1717.8323 | 785.3709 | 395.579 | 1724.6257 | 233.2772 | 392.6855 | 509.0098 | 221.183 | 128.5378 | 657.777 | 918.7569 | 1717.8323 | 918.7569 | 6686 | 14 | 9 | 2017-09-05 14:00 | WEEKDAY | 24.7731 | 0 | 411.055 | 398.7233 | 0 | 398.7233 | 2995.7055 | 0 | 0 | NA | 99.86%
| 14 | 10 | 2017-10-06 14:00 | 928.7198 | 1645.5625 | 849.6577 | 620.1658 | 1565.2901 | 831.0922 | 340.239 | 1761.0068 | 747.7051 | 415.5461 | 482.1919 | 224.9766 | 121.7656 | 757.1058 | 928.7198 | 1565.2901 | 928.7198 | 6687 | 15 | 9 | 2017-09-05 15:00 | WEEKDAY | 30.6213 | 0 | 353.856 | 343.2403 | 506.7597 | 850 | 2995.7055 | 0 | 0 | NA | 99.86%
| 15 | 10 | 2017-10-06 15:00 | 756.1966 | 1690.5197 | 753.5611 | 829.8582 | 1400.4644 | 853.7978 | 118.328 | 1640.7352 | 768.4107 | 426.8989 | 604.2818 | 225.7929 | 152.5964 | 177.8941 | 756.1966 | 1400.4644 | 756.1966 | 6688 | 16 | 9 | 2017-09-05 16:00 | WEEKDAY | 27.4036 | 0 | 125.914 | 122.1366 | 727.8634 | 850 | 2473.2728 | 0 | 0 | NA | 82.44%
| 16 | 10 | 2017-10-06 16:00 | 380.5756 | 1463.5598 | 295.9186 | 711.4013 | 1352.5207 | 739.1716 | 50.361 | 1284.1422 | 694.7964 | 369.5858 | 553.4623 | 200.9048 | 139.7632 | 107.1508 | 380.5756 | 1352.5207 | 380.5756 | 6689 | 17 | 9 | 2017-09-05 17:00 | WEEKDAY | 29.2212 | 0 | 56.5353 | 54.8392 | 795.1608 | 850 | 1722.8981 | 0 | 0 | NA | 57.43%
| 17 | 10 | 2017-10-06 17:00 | 0 | 525.6868 | 135.8464 | 78.2099 | 378.969 | 265.4984 | 145.663 | 299.4539 | 353.467 | 132.7492 | 295.566 | 76.9049 | 74.6379 | 167.3823 | 0 | 378.969 | 0 | 6690 | 18 | 9 | 2017-09-05 18:00 | WEEKDAY | 25.4857 | 0 | 153.895 | 149.2782 | 700.7219 | 850 | 903.1448 | 0 | 0 | NA | 30.1%
| 18 | 10 | 2017-10-06 18:00 | 0 | 0 | 0 | 0 | 0 | 0 | 0 | 0 | 0 | 0 | 4.7842 | 0.96508 | 1.2081 | 0 | 0 | 0 | 0 | 6691 | 19 | 9 | 2017-09-05 19:00 | WEEKDAY | 26.7606 | 0 | 0 | 0 | 0 | 0 | 180.7511 | 0 | 0 | NA | 6.025%
| 19 | 10 | 2017-10-06 19:00 | 0 | 0 | 0 | 0 | 0 | 0 | 0 | 0 | 0 | 0 | 0 | 0 | 0 | 0 | 0 | 0 | 0 | 6692 | 20 | 9 | 2017-09-05 20:00 | WEEKDAY | 23.9993 | 2.06 | 0 | 0 | 0 | 0 | 180.7511 | 0 | 0 | NA | 6.025%
| 20 | 10 | 2017-10-06 20:00 | 0 | 0 | 0 | 0 | 0 | 0 | 0 | 0 | 0 | 0 | 0 | 0 | 0 | 0 | 0 | 0 | 0 | 6693 | 21 | 9 | 2017-09-05 21:00 | WEEKDAY | 24.2721 | 2.06 | 0 | 0 | 0 | 0 | 180.7511 | 0 | 0 | NA | 6.025%
| 21 | 10 | 2017-10-06 21:00 | 0 | 0 | 0 | 0 | 0 | 0 | 0 | 0 | 0 | 0 | 0 | 0 | 0 | 0 | 0 | 0 | 0 | 6694 | 22 | 9 | 2017-09-05 22:00 | WEEKDAY | 23.4538 | 2.06 | 0 | 0 | 0 | 0 | 180.7511 | 0 | 0 | NA | 6.025%
| 22 | 10 | 2017-10-06 22:00 | 0 | 0 | 0 | 0 | 0 | 0 | 0 | 0 | 0 | 0 | 0 | 0 | 0 | 0 | 0 | 0 | 0 | 6695 | 23 | 9 | 2017-09-05 23:00 | WEEKDAY | 22.7913 | 2.3 | 0 | 0 | 0 | 0 | 180.7511 | 0 | 0 | NA | 6.025%
| 23 | 10 | 2017-10-06 23:00 | 0 | 0 | 0 | 0 | 0 | 0 | 0 | 0 | 0 | 0 | 0 | 0 | 0 | 0 | 0 | 0 | 0 | 6696 | 0 | 9 | 2017-09-06 | WEEKDAY | 22.2624 | 2.3 | 0 | 0 | 0 | 0 | 180.7511 | 0 | 0 | NA | 6.025%
| 0 | 10 | 2017-10-07 | 0 | 0 | 0 | 0 | 0 | 0 | 0 | 0 | 0 | 0 | 0 | 0 | 0 | 0 | 0 | 0 | 0 | 6697 | 1 | 9 | 2017-09-06 01:00 | WEEKDAY | 21.4079 | 2.3 | 0 | 0 | 0 | 0 | 180.7511 | 0 | 0 | NA | 6.025%
| 1 | 10 | 2017-10-07 01:00 | 0 | 0 | 0 | 0 | 0 | 0 | 0 | 0 | 0 | 0 | 0 | 0 | 0 | 0 | 0 | 0 | 0 | 6698 | 2 | 9 | 2017-09-06 02:00 | WEEKDAY | 19.9243 | 2.3 | 0 | 0 | 0 | 0 | 180.7511 | 0 | 0 | NA | 6.025%
| 2 | 10 | 2017-10-07 02:00 | 0 | 0 | 0 | 0 | 0 | 0 | 0 | 0 | 0 | 0 | 0 | 0 | 0 | 0 | 0 | 0 | 0 | 6699 | 3 | 9 | 2017-09-06 03:00 | WEEKDAY | 19.5931 | 2.3 | 0 | 0 | 0 | 0 | 180.7511 | 0 | 0 | NA | 6.025%
| 3 | 10 | 2017-10-07 03:00 | 0 | 0 | 0 | 0 | 0 | 0 | 0 | 0 | 0 | 0 | 0 | 0 | 0 | 0 | 0 | 0 | 0 | 6700 | 4 | 9 | 2017-09-06 04:00 | WEEKDAY | 19.5346 | 2.3 | 0 | 0 | 0 | 0 | 180.7511 | 0 | 0 | NA | 6.025%
| 4 | 10 | 2017-10-07 04:00 | 0 | 0 | 0 | 0 | 0 | 0 | 0 | 0 | 0 | 0 | 0 | 0 | 0 | 0 | 0 | 0 | 0 | 6701 | 5 | 9 | 2017-09-06 05:00 | WEEKDAY | 19.6682 | 2.3 | 0 | 0 | 0 | 0 | 180.7511 | 0 | 0 | NA | 6.025%
| 5 | 10 | 2017-10-07 05:00 | 0 | 0 | 0 | 0 | 0 | 0 | 0 | 0 | 0 | 0 | 0 | 0 | 0 | 0 | 0 | 0 | 0 | 6702 | 6 | 9 | 2017-09-06 06:00 | WEEKDAY | 20.6285 | 2.05 | 0 | 0 | 0 | 0 | 180.7511 | 0 | 0 | NA | 6.025%
| 6 | 10 | 2017-10-07 06:00 | 11.0335 | 0 | 0 | 5.2156 | 16.5309 | 0 | 0 | 20.229 | 0 | 0 | 5.4539 | 2.2326 | 1.3773 | 0 | 11.0335 | 16.5309 | 11.0335 | 6703 | 7 | 9 | 2017-09-06 07:00 | WEEKDAY | 21.4357 | 2.05 | 0 | 0 | 0 | 0 | 180.7511 | 0 | 0 | NA | 6.025%
| 7 | 10 | 2017-10-07 07:00 | 88.1173 | 670.8281 | 35.9577 | 507.3876 | 419.1507 | 338.8021 | 0 | 763.3359 | 0 | 169.401 | 262.7912 | 81.9842 | 66.3614 | 37.7098 | 88.1173 | 419.1507 | 88.1173 | 6704 | 8 | 9 | 2017-09-06 08:00 | WEEKDAY | 21.6334 | 2.05 | 2.6799 | 0 | 0 | 0 | 180.7511 | 0 | 0 | NA | 6.025%
| 8 | 10 | 2017-10-07 08:00 | 182.6597 | 1311.5249 | 218.3687 | 848.5978 | 842.6042 | 662.3863 | 34.4035 | 1563.8071 | 630.5407 | 331.1932 | 639.6224 | 194.4937 | 161.5208 | 94.0306 | 182.6597 | 842.6042 | 182.6597 | 6705 | 9 | 9 | 2017-09-06 09:00 | WEEKDAY | 21.8032 | 1.95 | 40.3221 | 0 | 0 | 0 | 183.4311 | 0 | 0 | NA | 6.114%
| 9 | 10 | 2017-10-07 09:00 | 142.4462 | 568.828 | 682.3119 | 895.6643 | 1380.625 | 287.2869 | 148.821 | 1765.8882 | 629.2875 | 143.6434 | 803.5242 | 222.0889 | 202.9102 | 148.3395 | 142.4462 | 1380.625 | 142.4462 | 6706 | 10 | 9 | 2017-09-06 10:00 | WEEKDAY | 21.6334 | 1.95 | 157.171 | 0 | 0 | 0 | 223.7532 | 0 | 0 | NA | 7.458%
| 10 | 10 | 2017-10-07 10:00 | 242.7842 | 388.8488 | 581.1275 | 898.1433 | 971.7698 | 196.3883 | 252.344 | 1759.2137 | 249.387 | 98.1941 | 849.2573 | 224.7579 | 214.4589 | 200.4818 | 242.7842 | 971.7698 | 242.7842 | 6707 | 11 | 9 | 2017-09-06 11:00 | WEEKDAY | 21.7141 | 1.95 | 263.366 | 0 | 0 | 0 | 380.9242 | 0 | 0 | NA | 12.7%
| 11 | 10 | 2017-10-07 11:00 | 242.2028 | 480.1523 | 306.6292 | 862.3642 | 1151.0726 | 242.5011 | 497.941 | 1716.8003 | 215.7406 | 121.2506 | 878.7983 | 219.6914 | 221.9188 | 239.2695 | 242.2028 | 1151.0726 | 242.2028 | 6708 | 12 | 9 | 2017-09-06 12:00 | WEEKDAY | 22.5658 | 1.95 | 517.285 | 0 | 0 | 0 | 644.2902 | 0 | 0 | NA | 21.48%
| 12 | 10 | 2017-10-07 12:00 | 298.731 | 1079.5587 | 606.9889 | 849.9251 | 1449.1355 | 545.2317 | 697.393 | 1644.3504 | 158.1362 | 272.6158 | 858.212 | 214.249 | 216.7202 | 249.4927 | 298.731 | 1449.1355 | 298.731 | 6709 | 13 | 9 | 2017-09-06 13:00 | WEEKDAY | 22.9611 | 1.95 | 725.595 | 0 | 0 | 0 | 1161.5752 | 0 | 0 | NA | 38.72%
| 13 | 10 | 2017-10-07 13:00 | 278.721 | 1054.6031 | 525.9137 | 859.4078 | 1466.8272 | 532.6278 | 850.455 | 1709.2005 | 475.9295 | 266.3139 | 854.1711 | 215.8106 | 215.6998 | 576.1166 | 278.721 | 1466.8272 | 278.721 | 6710 | 14 | 9 | 2017-09-06 14:00 | WEEKDAY | 23.3062 | 0 | 886.766 | 0 | 0 | 0 | 1887.1702 | 0 | 0 | NA | 62.91%
| 14 | 10 | 2017-10-07 14:00 | 299.8824 | 241.6201 | 202.5564 | 878.758 | 1118.1131 | 122.0304 | 873.93 | 1712.0197 | 767.8151 | 61.0152 | 877.8414 | 220.3968 | 221.6771 | 446.4358 | 299.8824 | 1118.1131 | 299.8824 | 6711 | 15 | 9 | 2017-09-06 15:00 | WEEKDAY | 23.7683 | 0 | 911.566 | 884.219 | 105.781 | 990 | 2773.9362 | 0 | 0 | NA | 92.46%
| 15 | 10 | 2017-10-07 15:00 | 47.7936 | 147.637 | 196.17 | 842.2828 | 1429.3589 | 74.5641 | 889.925 | 1661.8326 | 989.8213 | 37.2821 | 877.4322 | 217.225 | 221.5738 | 387.6129 | 47.7936 | 1429.3589 | 47.7936 | 6712 | 16 | 9 | 2017-09-06 16:00 | WEEKDAY | 25.4802 | 0 | 928.488 | 900.6334 | 89.3666 | 990 | 2664.8836 | 0 | 0 | NA | 88.83%
| 16 | 10 | 2017-10-07 16:00 | 157.3281 | 483.3113 | 124.9526 | 699.6916 | 1087.4706 | 244.0966 | 844.486 | 1354.9097 | 0 | 122.0483 | 781.4888 | 184.5308 | 197.3457 | 65.1557 | 157.3281 | 1087.4706 | 157.3281 | 6713 | 17 | 9 | 2017-09-06 17:00 | WEEKDAY | 27.4091 | 0 | 880.428 | 854.0152 | 135.9848 | 990 | 2572.7531 | 0 | 0 | NA | 85.76%
| 17 | 10 | 2017-10-07 17:00 | 0 | 20.013 | 62.581 | 199.2702 | 321.1997 | 10.1076 | 630.074 | 331.7958 | 0 | 5.0538 | 315.1364 | 60.0713 | 79.5799 | 16.8414 | 0 | 321.1997 | 0 | 6714 | 18 | 9 | 2017-09-06 18:00 | WEEKDAY | 27.6569 | 0 | 655.02 | 635.3694 | 354.6306 | 990 | 2432.5625 | 0 | 0 | NA | 81.09%
| 18 | 10 | 2017-10-07 18:00 | 0 | 0 | 0 | 0 | 0 | 0 | 0 | 0 | 0 | 0 | 4.4284 | 0.29866 | 1.1183 | 0 | 0 | 0 | 0 | 6715 | 19 | 9 | 2017-09-06 19:00 | WEEKDAY | 24.6228 | 0 | 0 | 0 | 0 | 0 | 2066.9639 | 0 | 0 | NA | 68.9%
| 19 | 10 | 2017-10-07 19:00 | 0 | 0 | 0 | 0 | 0 | 0 | 0 | 0 | 0 | 0 | 0 | 0 | 0 | 0 | 0 | 0 | 0 | 6716 | 20 | 9 | 2017-09-06 20:00 | WEEKDAY | 23.4065 | 2.06 | 0 | 0 | 0 | 0 | 2066.9639 | 0 | 0 | NA | 68.9%
| 20 | 10 | 2017-10-07 20:00 | 0 | 0 | 0 | 0 | 0 | 0 | 0 | 0 | 0 | 0 | 0 | 0 | 0 | 0 | 0 | 0 | 0 | 6717 | 21 | 9 | 2017-09-06 21:00 | WEEKDAY | 23.1142 | 2.06 | 0 | 0 | 0 | 0 | 2066.9639 | 0 | 0 | NA | 68.9%
| 21 | 10 | 2017-10-07 21:00 | 0 | 0 | 0 | 0 | 0 | 0 | 0 | 0 | 0 | 0 | 0 | 0 | 0 | 0 | 0 | 0 | 0 | 6718 | 22 | 9 | 2017-09-06 22:00 | WEEKDAY | 21.831 | 2.06 | 0 | 0 | 0 | 0 | 2066.9639 | 0 | 0 | NA | 68.9%
| 22 | 10 | 2017-10-07 22:00 | 0 | 0 | 0 | 0 | 0 | 0 | 0 | 0 | 0 | 0 | 0 | 0 | 0 | 0 | 0 | 0 | 0 | 6719 | 23 | 9 | 2017-09-06 23:00 | WEEKDAY | 20.4921 | 2.3 | 0 | 0 | 0 | 0 | 2066.9639 | 0 | 0 | NA | 68.9%
| 23 | 10 | 2017-10-07 23:00 | 0 | 0 | 0 | 0 | 0 | 0 | 0 | 0 | 0 | 0 | 0 | 0 | 0 | 0 | 0 | 0 | 0 | 6720 | 0 | 9 | 2017-09-07 | WEEKDAY | 19.3954 | 2.3 | 0 | 0 | 0 | 0 | 2066.9639 | 0 | 0 | NA | 68.9%
| 0 | 10 | 2017-10-08 | 0 | 0 | 0 | 0 | 0 | 0 | 0 | 0 | 0 | 0 | 0 | 0 | 0 | 0 | 0 | 0 | 0 | 6721 | 1 | 9 | 2017-09-07 01:00 | WEEKDAY | 19.0002 | 2.3 | 0 | 0 | 0 | 0 | 2066.9639 | 0 | 0 | NA | 68.9%
| 1 | 10 | 2017-10-08 01:00 | 0 | 0 | 0 | 0 | 0 | 0 | 0 | 0 | 0 | 0 | 0 | 0 | 0 | 0 | 0 | 0 | 0 | 6722 | 2 | 9 | 2017-09-07 02:00 | WEEKDAY | 17.8283 | 2.3 | 0 | 0 | 0 | 0 | 2066.9639 | 0 | 0 | NA | 68.9%
| 2 | 10 | 2017-10-08 02:00 | 0 | 0 | 0 | 0 | 0 | 0 | 0 | 0 | 0 | 0 | 0 | 0 | 0 | 0 | 0 | 0 | 0 | 6723 | 3 | 9 | 2017-09-07 03:00 | WEEKDAY | 10.992 | 2.3 | 0 | 0 | 0 | 0 | 2066.9639 | 0 | 0 | NA | 68.9%
| 3 | 10 | 2017-10-08 03:00 | 0 | 0 | 0 | 0 | 0 | 0 | 0 | 0 | 0 | 0 | 0 | 0 | 0 | 0 | 0 | 0 | 0 | 6724 | 4 | 9 | 2017-09-07 04:00 | WEEKDAY | 3.2984 | 2.3 | 0 | 0 | 0 | 0 | 2066.9639 | 0 | 0 | NA | 68.9%
| 4 | 10 | 2017-10-08 04:00 | 0 | 0 | 0 | 0 | 0 | 0 | 0 | 0 | 0 | 0 | 0 | 0 | 0 | 0 | 0 | 0 | 0 | 6725 | 5 | 9 | 2017-09-07 05:00 | WEEKDAY | 10.9058 | 2.3 | 0 | 0 | 0 | 0 | 2066.9639 | 0 | 0 | NA | 68.9%
| 5 | 10 | 2017-10-08 05:00 | 0 | 0 | 0 | 0 | 0 | 0 | 0 | 0 | 0 | 0 | 0 | 0 | 0 | 0 | 0 | 0 | 0 | 6726 | 6 | 9 | 2017-09-07 06:00 | WEEKDAY | 17.0796 | 2.05 | 0 | 0 | 0 | 0 | 2066.9639 | 0 | 0 | NA | 68.9%
| 6 | 10 | 2017-10-08 06:00 | 74.3157 | 0 | 0 | 4.9444 | 37.4312 | 0 | 0 | 14.0532 | 0 | 0 | 4.1315 | 2.1004 | 1.0433 | 0 | 74.3157 | 37.4312 | 74.3157 | 6727 | 7 | 9 | 2017-09-07 07:00 | WEEKDAY | 18.758 | 2.05 | 0 | 0 | 0 | 0 | 2066.9639 | 0 | 0 | NA | 68.9%
| 7 | 10 | 2017-10-08 07:00 | 52.2634 | 50.8152 | 144.042 | 509.1812 | 554.2762 | 25.6642 | 0 | 762.558 | 0 | 12.8321 | 283.2483 | 87.9129 | 71.5273 | 23.0987 | 52.2634 | 554.2762 | 52.2634 | 6728 | 8 | 9 | 2017-09-07 08:00 | WEEKDAY | 18.2598 | 2.05 | 3.3224 | 0 | 0 | 0 | 2066.9639 | 0 | 0 | NA | 68.9%
| 8 | 10 | 2017-10-08 08:00 | 464.9921 | 92.5058 | 817.6758 | 811.8624 | 987.9414 | 46.7201 | 409.196 | 1552.3497 | 0 | 23.36 | 733.663 | 205.8222 | 185.2684 | 57.5759 | 464.9921 | 987.9414 | 464.9921 | 6729 | 9 | 9 | 2017-09-07 09:00 | WEEKDAY | 19.1338 | 1.95 | 425.13 | 0 | 0 | 0 | 2070.2864 | 0 | 0 | NA | 69.01%
| 9 | 10 | 2017-10-08 09:00 | 663.6034 | 181.8397 | 937.3212 | 877.9243 | 1570.2274 | 91.8382 | 222.001 | 1748.9268 | 0 | 45.9191 | 860.2073 | 229.335 | 217.2241 | 117.5288 | 663.6034 | 1570.2274 | 663.6034 | 6730 | 10 | 9 | 2017-09-07 10:00 | WEEKDAY | 20.0217 | 1.95 | 232.104 | 0 | 0 | 0 | 2495.4164 | 0 | 0 | NA | 83.18%
| 10 | 10 | 2017-10-08 10:00 | 627.2586 | 213.56 | 942.2825 | 802.2899 | 1095.6184 | 107.8586 | 128.049 | 1763.1192 | 0 | 53.9293 | 880.0392 | 227.4221 | 222.2321 | 243.5216 | 627.2586 | 1095.6184 | 627.2586 | 6731 | 11 | 9 | 2017-09-07 11:00 | WEEKDAY | 20.0523 | 1.95 | 135.809 | 0 | 0 | 0 | 2727.5204 | 0 | 0 | NA | 90.92%
| 11 | 10 | 2017-10-08 11:00 | 408.1358 | 261.5305 | 905.6283 | 830.4234 | 1432.9606 | 132.0861 | 260.688 | 1697.0196 | 247.1104 | 66.043 | 860.1676 | 221.1166 | 217.214 | 353.2713 | 408.1358 | 1432.9606 | 408.1358 | 6732 | 12 | 9 | 2017-09-07 12:00 | WEEKDAY | 21.3606 | 1.95 | 271.767 | 263.614 | 0 | 263.614 | 2863.3294 | 0 | 0 | NA | 95.44%
| 12 | 10 | 2017-10-08 12:00 | 330.7288 | 290.2415 | 879.6107 | 779.2376 | 1392.811 | 146.5866 | 485.64 | 1669.2105 | 417.7722 | 73.2933 | 842.2307 | 215.1066 | 212.6845 | 245.44 | 330.7288 | 1392.811 | 330.7288 | 6733 | 13 | 9 | 2017-09-07 13:00 | WEEKDAY | 22.7273 | 1.95 | 504.191 | 489.0653 | 0 | 489.0653 | 2863.3294 | 0 | 0 | NA | 95.44%
| 13 | 10 | 2017-10-08 13:00 | 200.6874 | 725.6226 | 894.0722 | 789.8885 | 1177.1161 | 366.4761 | 468.143 | 1693.2018 | 352.5193 | 183.238 | 793.5966 | 205.254 | 200.4032 | 514.0851 | 200.6874 | 1177.1161 | 200.6874 | 6734 | 14 | 9 | 2017-09-07 14:00 | WEEKDAY | 23.1086 | 0 | 486.011 | 471.4307 | 0 | 471.4307 | 2863.3294 | 0 | 0 | NA | 95.44%
| 14 | 10 | 2017-10-08 14:00 | 93.8119 | 209.2636 | 916.8332 | 861.8541 | 1309.507 | 105.6887 | 231.128 | 1726.0677 | 474.7675 | 52.8443 | 736.7789 | 176.9007 | 186.0553 | 237.3117 | 93.8119 | 1309.507 | 93.8119 | 6735 | 15 | 9 | 2017-09-07 15:00 | WEEKDAY | 23.7794 | 0 | 241.361 | 234.1202 | 755.8798 | 990 | 2863.3294 | 0 | 0 | NA | 95.44%
| 15 | 10 | 2017-10-08 15:00 | 47.4708 | 329.8175 | 923.0599 | 848.0433 | 562.103 | 166.5745 | 583.622 | 1632.3464 | 989.6209 | 83.2873 | 801.2715 | 215.1128 | 202.3413 | 786.5325 | 47.4708 | 562.103 | 47.4708 | 6736 | 16 | 9 | 2017-09-07 16:00 | WEEKDAY | 24.8483 | 0 | 606.268 | 588.08 | 401.92 | 990 | 2084.0718 | 0 | 0 | NA | 69.47%
| 16 | 10 | 2017-10-08 16:00 | 20.7813 | 575.1122 | 822.3569 | 738.8557 | 508.9121 | 290.4607 | 814.326 | 1355.258 | 990.3791 | 145.2304 | 681.3737 | 191.7063 | 172.0641 | 489.7102 | 20.7813 | 508.9121 | 20.7813 | 6737 | 17 | 9 | 2017-09-07 17:00 | WEEKDAY | 47.531 | 0 | 848.325 | 822.8753 | 167.1247 | 990 | 1669.7213 | 0 | 0 | NA | 55.66%
| 17 | 10 | 2017-10-08 17:00 | 0 | 60.427 | 349.3476 | 191.4049 | 161.1644 | 30.5187 | 613.881 | 318.0145 | 0 | 15.2593 | 236.5889 | 66.4099 | 59.7447 | 103.7298 | 0 | 161.1644 | 0 | 6738 | 18 | 9 | 2017-09-07 18:00 | WEEKDAY | 45.2569 | 0 | 637.934 | 618.796 | 371.204 | 990 | 1497.4277 | 0 | 0 | NA | 49.91%
| 18 | 10 | 2017-10-08 18:00 | 0 | 0 | 1.049 | 0 | 0 | 0 | 0 | 0 | 0 | 0 | 1.1827 | 0.049592 | 0.29866 | 0 | 0 | 0 | 0 | 6739 | 19 | 9 | 2017-09-07 19:00 | WEEKDAY | 69.9271 | 0 | 0 | 0 | 0 | 0 | 1114.7432 | 0 | 0 | NA | 37.16%
| 19 | 10 | 2017-10-08 19:00 | 0 | 0 | 0 | 0 | 0 | 0 | 0 | 0 | 0 | 0 | 0 | 0 | 0 | 0 | 0 | 0 | 0 | 6740 | 20 | 9 | 2017-09-07 20:00 | WEEKDAY | 70.0468 | 2.06 | 0 | 0 | 0 | 0 | 1114.7432 | 0 | 0 | NA | 37.16%
| 20 | 10 | 2017-10-08 20:00 | 0 | 0 | 0 | 0 | 0 | 0 | 0 | 0 | 0 | 0 | 0 | 0 | 0 | 0 | 0 | 0 | 0 | 6741 | 21 | 9 | 2017-09-07 21:00 | WEEKDAY | 70.4142 | 2.06 | 0 | 0 | 0 | 0 | 1114.7432 | 0 | 0 | NA | 37.16%
| 21 | 10 | 2017-10-08 21:00 | 0 | 0 | 0 | 0 | 0 | 0 | 0 | 0 | 0 | 0 | 0 | 0 | 0 | 0 | 0 | 0 | 0 | 6742 | 22 | 9 | 2017-09-07 22:00 | WEEKDAY | 24.7063 | 2.06 | 0 | 0 | 0 | 0 | 1114.7432 | 0 | 0 | NA | 37.16%
| 22 | 10 | 2017-10-08 22:00 | 0 | 0 | 0 | 0 | 0 | 0 | 0 | 0 | 0 | 0 | 0 | 0 | 0 | 0 | 0 | 0 | 0 | 6743 | 23 | 9 | 2017-09-07 23:00 | WEEKDAY | 19.7851 | 2.3 | 0 | 0 | 0 | 0 | 1114.7432 | 0 | 0 | NA | 37.16%
| 23 | 10 | 2017-10-08 23:00 | 0 | 0 | 0 | 0 | 0 | 0 | 0 | 0 | 0 | 0 | 0 | 0 | 0 | 0 | 0 | 0 | 0 | 6744 | 0 | 9 | 2017-09-08 | WEEKDAY | 17.8228 | 2.3 | 0 | 0 | 0 | 0 | 1114.7432 | 0 | 0 | NA | 37.16%
| 0 | 10 | 2017-10-09 | 0 | 0 | 0 | 0 | 0 | 0 | 0 | 0 | 0 | 0 | 0 | 0 | 0 | 0 | 0 | 0 | 0 | 6745 | 1 | 9 | 2017-09-08 01:00 | WEEKDAY | 17.0712 | 2.3 | 0 | 0 | 0 | 0 | 1114.7432 | 0 | 0 | NA | 37.16%
| 1 | 10 | 2017-10-09 01:00 | 0 | 0 | 0 | 0 | 0 | 0 | 0 | 0 | 0 | 0 | 0 | 0 | 0 | 0 | 0 | 0 | 0 | 6746 | 2 | 9 | 2017-09-08 02:00 | WEEKDAY | 17.1992 | 2.3 | 0 | 0 | 0 | 0 | 1114.7432 | 0 | 0 | NA | 37.16%
| 2 | 10 | 2017-10-09 02:00 | 0 | 0 | 0 | 0 | 0 | 0 | 0 | 0 | 0 | 0 | 0 | 0 | 0 | 0 | 0 | 0 | 0 | 6747 | 3 | 9 | 2017-09-08 03:00 | WEEKDAY | 14.2627 | 2.3 | 0 | 0 | 0 | 0 | 1114.7432 | 0 | 0 | NA | 37.16%
| 3 | 10 | 2017-10-09 03:00 | 0 | 0 | 0 | 0 | 0 | 0 | 0 | 0 | 0 | 0 | 0 | 0 | 0 | 0 | 0 | 0 | 0 | 6748 | 4 | 9 | 2017-09-08 04:00 | WEEKDAY | 2.8614 | 2.3 | 0 | 0 | 0 | 0 | 1114.7432 | 0 | 0 | NA | 37.16%
| 4 | 10 | 2017-10-09 04:00 | 0 | 0 | 0 | 0 | 0 | 0 | 0 | 0 | 0 | 0 | 0 | 0 | 0 | 0 | 0 | 0 | 0 | 6749 | 5 | 9 | 2017-09-08 05:00 | WEEKDAY | 10.6803 | 2.3 | 0 | 0 | 0 | 0 | 1114.7432 | 0 | 0 | NA | 37.16%
| 5 | 10 | 2017-10-09 05:00 | 0 | 0 | 0 | 0 | 0 | 0 | 0 | 0 | 0 | 0 | 0 | 0 | 0 | 0 | 0 | 0 | 0 | 6750 | 6 | 9 | 2017-09-08 06:00 | WEEKDAY | 18.2876 | 2.05 | 0 | 0 | 0 | 0 | 1114.7432 | 0 | 0 | NA | 37.16%
| 6 | 10 | 2017-10-09 06:00 | 10.8483 | 0 | 0 | 0 | 8.9081 | 0 | 0 | 13.4445 | 0 | 0 | 2.911 | 0.83884 | 0.73509 | 0 | 10.8483 | 8.9081 | 10.8483 | 6751 | 7 | 9 | 2017-09-08 07:00 | WEEKDAY | 19.2368 | 2.05 | 0 | 0 | 0 | 0 | 1114.7432 | 0 | 0 | NA | 37.16%
| 7 | 10 | 2017-10-09 07:00 | 159.5305 | 51.5219 | 158.4362 | 466.7436 | 346.2167 | 26.0212 | 323.871 | 703.6184 | 0 | 13.0106 | 214.7028 | 59.6479 | 54.2179 | 24.2902 | 159.5305 | 346.2167 | 159.5305 | 6752 | 8 | 9 | 2017-09-08 08:00 | WEEKDAY | 19.3648 | 2.05 | 337.012 | 0 | 0 | 0 | 1114.7432 | 0 | 0 | NA | 37.16%
| 8 | 10 | 2017-10-09 08:00 | 769.4198 | 93.5911 | 657.8736 | 760.8332 | 721.1073 | 47.2683 | 775.044 | 1541.8873 | 706.7178 | 23.6341 | 671.7849 | 135.4902 | 169.6426 | 86.0457 | 769.4198 | 721.1073 | 769.4198 | 6753 | 9 | 9 | 2017-09-08 09:00 | WEEKDAY | 20.3975 | 1.95 | 807.191 | 0 | 0 | 0 | 1451.7552 | 0 | 0 | NA | 48.39%
| 9 | 10 | 2017-10-09 09:00 | 520.9006 | 147.4771 | 812.1958 | 830.8818 | 1503.2513 | 74.4834 | 884.088 | 1731.9326 | 883.8747 | 37.2417 | 708.8288 | 203.3373 | 178.9972 | 141.5022 | 520.9006 | 1503.2513 | 520.9006 | 6754 | 10 | 9 | 2017-09-08 10:00 | WEEKDAY | 21.856 | 1.95 | 922.241 | 894.5738 | 0 | 894.5738 | 2258.9462 | 0 | 0 | NA | 75.3%
| 10 | 10 | 2017-10-09 10:00 | 213.2388 | 216.7444 | 852.1633 | 836.7614 | 1257.0003 | 109.4668 | 876.028 | 1702.8418 | 876.6763 | 54.7334 | 811.2711 | 185.3908 | 204.8664 | 192.1762 | 213.2388 | 1257.0003 | 213.2388 | 6755 | 11 | 9 | 2017-09-08 11:00 | WEEKDAY | 21.4524 | 1.95 | 913.642 | 886.2327 | 0 | 886.2327 | 2258.9462 | 0 | 0 | NA | 75.3%
| 11 | 10 | 2017-10-09 11:00 | 224.2325 | 279.0385 | 840.2865 | 779.7453 | 832.6863 | 140.9285 | 841.172 | 1675.4988 | 819.5249 | 70.4643 | 717.7967 | 202.8415 | 181.2618 | 231.5878 | 224.2325 | 832.6863 | 224.2325 | 6756 | 12 | 9 | 2017-09-08 12:00 | WEEKDAY | 21.6334 | 1.95 | 876.739 | 850.4368 | 0 | 850.4368 | 2258.9462 | 0 | 0 | NA | 75.3%
| 12 | 10 | 2017-10-09 12:00 | 455.7889 | 1460.5388 | 815.2758 | 819.8457 | 1478.0595 | 737.6459 | 810.617 | 1647.3354 | 989.7353 | 368.8229 | 797.9482 | 200.8772 | 201.5021 | 202.3219 | 455.7889 | 1478.0595 | 455.7889 | 6757 | 13 | 9 | 2017-09-08 13:00 | WEEKDAY | 22.5102 | 1.95 | 844.45 | 819.1165 | 0 | 819.1165 | 2258.9462 | 0 | 0 | NA | 75.3%
| 13 | 10 | 2017-10-09 13:00 | 617.5908 | 1636.6897 | 827.2984 | 830.0042 | 1599.4579 | 826.6109 | 814.02 | 1672.8614 | 990.0622 | 413.3055 | 762.1561 | 183.4458 | 192.4637 | 712.5942 | 617.5908 | 1599.4579 | 617.5908 | 6758 | 14 | 9 | 2017-09-08 14:00 | WEEKDAY | 23.618 | 0 | 848.017 | 822.5765 | 0 | 822.5765 | 2258.9462 | 0 | 0 | NA | 75.3%
| 14 | 10 | 2017-10-09 14:00 | 779.5529 | 1684.83 | 844.8632 | 865.5035 | 1375.8859 | 850.9243 | 838.712 | 1717.8372 | 844.4461 | 425.4621 | 552.7953 | 181.1506 | 139.5948 | 352.3483 | 779.5529 | 1375.8859 | 779.5529 | 6759 | 15 | 9 | 2017-09-08 15:00 | WEEKDAY | 24.2499 | 0 | 874.076 | 847.8537 | 142.1463 | 990 | 2258.9462 | 0 | 0 | NA | 75.3%
| 15 | 10 | 2017-10-09 15:00 | 803.5828 | 1691.4578 | 809.199 | 848.8731 | 945.2936 | 854.2716 | 859.272 | 1657.775 | 880.6193 | 427.1358 | 779.8839 | 183.584 | 196.9404 | 631.0086 | 803.5828 | 945.2936 | 803.5828 | 6760 | 16 | 9 | 2017-09-08 16:00 | WEEKDAY | 29.0291 | 0 | 895.816 | 868.9415 | 121.0585 | 990 | 2112.4036 | 0 | 0 | NA | 70.41%
| 16 | 10 | 2017-10-09 16:00 | 371.7745 | 1458.6275 | 666.6593 | 715.9671 | 721.488 | 736.6806 | 830.784 | 1359.6979 | 825.3497 | 368.3403 | 627.7647 | 157.65 | 158.5264 | 167.7457 | 371.7745 | 721.488 | 371.7745 | 6761 | 17 | 9 | 2017-09-08 17:00 | WEEKDAY | 32.8008 | 0 | 865.819 | 839.8444 | 150.1556 | 990 | 1987.6011 | 0 | 0 | NA | 66.25%
| 17 | 10 | 2017-10-09 17:00 | 0 | 428.6927 | 214.9564 | 171.5353 | 162.3949 | 216.5115 | 615.42 | 306.4311 | 0 | 108.2557 | 223.0522 | 44.3409 | 56.3263 | 31.314 | 0 | 162.3949 | 0 | 6762 | 18 | 9 | 2017-09-08 18:00 | WEEKDAY | 30.1926 | 0 | 639.601 | 620.413 | 369.587 | 990 | 1832.8015 | 0 | 0 | NA | 61.09%
| 18 | 10 | 2017-10-09 18:00 | 0 | 0 | 0 | 0 | 0 | 0 | 0 | 0 | 0 | 0 | 2.3325 | 0 | 0.58901 | 0 | 0 | 0 | 0 | 6763 | 19 | 9 | 2017-09-08 19:00 | WEEKDAY | 24.0355 | 0 | 0 | 0 | 0 | 0 | 1451.7839 | 0 | 0 | NA | 48.39%
| 19 | 10 | 2017-10-09 19:00 | 0 | 0 | 0 | 0 | 0 | 0 | 0 | 0 | 0 | 0 | 0 | 0 | 0 | 0 | 0 | 0 | 0 | 6764 | 20 | 9 | 2017-09-08 20:00 | WEEKDAY | 23.6876 | 2.06 | 0 | 0 | 0 | 0 | 1451.7839 | 0 | 0 | NA | 48.39%
| 20 | 10 | 2017-10-09 20:00 | 0 | 0 | 0 | 0 | 0 | 0 | 0 | 0 | 0 | 0 | 0 | 0 | 0 | 0 | 0 | 0 | 0 | 6765 | 21 | 9 | 2017-09-08 21:00 | WEEKDAY | 22.8609 | 2.06 | 0 | 0 | 0 | 0 | 1451.7839 | 0 | 0 | NA | 48.39%
| 21 | 10 | 2017-10-09 21:00 | 0 | 0 | 0 | 0 | 0 | 0 | 0 | 0 | 0 | 0 | 0 | 0 | 0 | 0 | 0 | 0 | 0 | 6766 | 22 | 9 | 2017-09-08 22:00 | WEEKDAY | 22.0509 | 2.06 | 0 | 0 | 0 | 0 | 1451.7839 | 0 | 0 | NA | 48.39%
| 22 | 10 | 2017-10-09 22:00 | 0 | 0 | 0 | 0 | 0 | 0 | 0 | 0 | 0 | 0 | 0 | 0 | 0 | 0 | 0 | 0 | 0 | 6767 | 23 | 9 | 2017-09-08 23:00 | WEEKDAY | 21.6139 | 2.3 | 0 | 0 | 0 | 0 | 1451.7839 | 0 | 0 | NA | 48.39%
| 23 | 10 | 2017-10-09 23:00 | 0 | 0 | 0 | 0 | 0 | 0 | 0 | 0 | 0 | 0 | 0 | 0 | 0 | 0 | 0 | 0 | 0 | 6768 | 0 | 9 | 2017-09-09 | WEEKEND | 20.6341 | 2.3 | 0 | 0 | 0 | 0 | 1451.7839 | 0 | 0 | NA | 48.39%
| 0 | 10 | 2017-10-10 | 0 | 0 | 0 | 0 | 0 | 0 | 0 | 0 | 0 | 0 | 0 | 0 | 0 | 0 | 0 | 0 | 0 | 6769 | 1 | 9 | 2017-09-09 01:00 | WEEKEND | 19.0252 | 2.3 | 0 | 0 | 0 | 0 | 1451.7839 | 0 | 0 | NA | 48.39%
| 1 | 10 | 2017-10-10 01:00 | 0 | 0 | 0 | 0 | 0 | 0 | 0 | 0 | 0 | 0 | 0 | 0 | 0 | 0 | 0 | 0 | 0 | 6770 | 2 | 9 | 2017-09-09 02:00 | WEEKEND | 18.2431 | 2.3 | 0 | 0 | 0 | 0 | 1451.7839 | 0 | 0 | NA | 48.39%
| 2 | 10 | 2017-10-10 02:00 | 0 | 0 | 0 | 0 | 0 | 0 | 0 | 0 | 0 | 0 | 0 | 0 | 0 | 0 | 0 | 0 | 0 | 6771 | 3 | 9 | 2017-09-09 03:00 | WEEKEND | 17.2271 | 2.3 | 0 | 0 | 0 | 0 | 1451.7839 | 0 | 0 | NA | 48.39%
| 3 | 10 | 2017-10-10 03:00 | 0 | 0 | 0 | 0 | 0 | 0 | 0 | 0 | 0 | 0 | 0 | 0 | 0 | 0 | 0 | 0 | 0 | 6772 | 4 | 9 | 2017-09-09 04:00 | WEEKEND | 17.4191 | 2.3 | 0 | 0 | 0 | 0 | 1451.7839 | 0 | 0 | NA | 48.39%
| 4 | 10 | 2017-10-10 04:00 | 0 | 0 | 0 | 0 | 0 | 0 | 0 | 0 | 0 | 0 | 0 | 0 | 0 | 0 | 0 | 0 | 0 | 6773 | 5 | 9 | 2017-09-09 05:00 | WEEKEND | 17.8255 | 2.3 | 0 | 0 | 0 | 0 | 1451.7839 | 0 | 0 | NA | 48.39%
| 5 | 10 | 2017-10-10 05:00 | 0 | 0 | 0 | 0 | 0 | 0 | 0 | 0 | 0 | 0 | 0 | 0 | 0 | 0 | 0 | 0 | 0 | 6774 | 6 | 9 | 2017-09-09 06:00 | WEEKEND | 18.1011 | 2.3 | 0 | 0 | 0 | 0 | 1451.7839 | 0 | 0 | NA | 48.39%
| 6 | 10 | 2017-10-10 06:00 | 83.0856 | 0 | 0 | 0 | 8.224 | 0 | 0 | 6.7199 | 0 | 0 | 1.8551 | 1.8057 | 0.46847 | 0 | 83.0856 | 8.224 | 83.0856 | 6775 | 7 | 9 | 2017-09-09 07:00 | WEEKEND | 19.1839 | 2.3 | 0 | 0 | 0 | 0 | 1451.7839 | 0 | 0 | NA | 48.39%
| 7 | 10 | 2017-10-10 07:00 | 87.8796 | 53.6093 | 161.7547 | 471.2872 | 175.7412 | 27.0754 | 106.52 | 532.5321 | 0 | 13.5377 | 269.266 | 27.7142 | 67.9965 | 26.3915 | 87.8796 | 175.7412 | 87.8796 | 6776 | 8 | 9 | 2017-09-09 08:00 | WEEKEND | 19.426 | 2.3 | 113.891 | 0 | 0 | 0 | 1451.7839 | 0 | 0 | NA | 48.39%
| 8 | 10 | 2017-10-10 08:00 | 143.5912 | 198.8934 | 672.6277 | 791.0735 | 226.2731 | 100.4512 | 1.4307 | 1494.0213 | 700.2566 | 50.2256 | 726.5514 | 113.2807 | 183.4726 | 62.4417 | 143.5912 | 226.2731 | 143.5912 | 6777 | 9 | 9 | 2017-09-09 09:00 | WEEKEND | 21.2298 | 2.3 | 6.6274 | 0 | 0 | 0 | 1565.6749 | 0 | 0 | NA | 52.19%
| 9 | 10 | 2017-10-10 09:00 | 274.7801 | 157.7307 | 833.899 | 889.7556 | 1166.2626 | 79.662 | 375.676 | 1595.4413 | 847.2232 | 39.831 | 846.5718 | 161.0415 | 213.7808 | 465.7913 | 274.7801 | 1166.2626 | 274.7801 | 6778 | 10 | 9 | 2017-09-09 10:00 | WEEKEND | 21.4357 | 2.3 | 390.472 | 0 | 0 | 0 | 1572.3023 | 0 | 0 | NA | 52.41%
| 10 | 10 | 2017-10-10 10:00 | 510.087 | 277.2101 | 867.2393 | 853.167 | 1312.4999 | 140.0051 | 873.557 | 1565.5223 | 845.8322 | 70.0025 | 782.7517 | 208.2145 | 197.6646 | 538.1677 | 510.087 | 1312.4999 | 510.087 | 6779 | 11 | 9 | 2017-09-09 11:00 | WEEKEND | 21.8644 | 2.3 | 911.19 | 0 | 0 | 0 | 1962.7743 | 0 | 0 | NA | 65.43%
| 11 | 10 | 2017-10-10 11:00 | 839.1886 | 946.4407 | 843.2079 | 838.1294 | 1176.2482 | 478.0003 | 846.299 | 1468.8925 | 790.5141 | 239.0002 | 782.2246 | 212.5665 | 197.5315 | 270.8316 | 839.1886 | 1176.2482 | 839.1886 | 6780 | 12 | 9 | 2017-09-09 12:00 | WEEKEND | 23.4927 | 2.3 | 882.36 | 855.8892 | 0 | 855.8892 | 2873.9643 | 0 | 0 | NA | 95.8%
| 12 | 10 | 2017-10-10 12:00 | 863.2751 | 1474.4454 | 824.2866 | 807.4928 | 1273.8164 | 744.6694 | 822.685 | 1637.8383 | 749.0738 | 372.3347 | 825.0122 | 208.4916 | 208.3364 | 325.7657 | 863.2751 | 1273.8164 | 863.2751 | 6781 | 13 | 9 | 2017-09-09 13:00 | WEEKEND | 25.3438 | 2.3 | 857.42 | 831.6974 | 158 | 989.6974 | 2873.9643 | 0 | 0 | NA | 95.8%
| 13 | 10 | 2017-10-10 13:00 | 887.6548 | 1460.08 | 822.7587 | 849.487 | 941.544 | 737.4141 | 830.691 | 1597.2279 | 763.7111 | 368.7071 | 760.8719 | 207.6416 | 192.1394 | 459.5261 | 887.6548 | 941.544 | 887.6548 | 6782 | 14 | 9 | 2017-09-09 14:00 | WEEKEND | 29.764 | 2.3 | 865.86 | 839.8842 | 150 | 989.8842 | 2711.0777 | 0 | 0 | NA | 90.37%
| 14 | 10 | 2017-10-10 14:00 | 909.7254 | 1549.4819 | 851.1692 | 845.8499 | 1460.818 | 782.5666 | 857.143 | 1626.523 | 815.4838 | 391.2833 | 713.4379 | 212.3981 | 180.1611 | 827.7856 | 909.7254 | 1460.818 | 909.7254 | 6783 | 15 | 9 | 2017-09-09 15:00 | WEEKEND | 39.8931 | 2.3 | 893.79 | 866.9763 | 123 | 989.9763 | 2556.4386 | 0 | 0 | NA | 85.21%
| 15 | 10 | 2017-10-10 15:00 | 825.3465 | 827.9922 | 824.2994 | 829.6878 | 1108.1684 | 418.1779 | 874.045 | 1485.1875 | 853.2362 | 209.0889 | 695.5731 | 211.8688 | 175.6498 | 118.8974 | 825.3465 | 1108.1684 | 825.3465 | 6784 | 16 | 9 | 2017-09-09 16:00 | WEEKEND | 158.1613 | 2.3 | 911.653 | 884.3034 | 106 | 990.3034 | 2429.6344 | 0 | 0 | NA | 80.99%
| 16 | 10 | 2017-10-10 16:00 | 376.9638 | 1307.1751 | 682.8577 | 704.4662 | 1190.0246 | 660.1894 | 824.375 | 1133.8235 | 790.1969 | 330.0947 | 588.2782 | 187.9391 | 148.5551 | 604.0187 | 376.9638 | 1190.0246 | 376.9638 | 6785 | 17 | 9 | 2017-09-09 17:00 | WEEKEND | 75.405 | 2.3 | 859.161 | 833.3862 | 0 | 833.3862 | 2320.3561 | 0 | 0 | NA | 77.35%
| 17 | 10 | 2017-10-10 17:00 | 0 | 273.0567 | 218.767 | 163.8545 | 310.2643 | 137.9074 | 590.249 | 250.9169 | 450.1702 | 68.9537 | 203.2639 | 58.655 | 51.3293 | 90.55 | 0 | 310.2643 | 0 | 6786 | 18 | 9 | 2017-09-09 18:00 | WEEKEND | 87.5912 | 2.3 | 613.338 | 0 | 0 | 0 | 2320.3561 | 0 | 0 | NA | 77.35%
| 18 | 10 | 2017-10-10 18:00 | 0 | 0 | 0 | 0 | 0 | 0 | 0 | 0 | 0 | 0 | 0 | 0 | 0 | 0 | 0 | 0 | 0 | 6787 | 19 | 9 | 2017-09-09 19:00 | WEEKEND | 26.7467 | 2.3 | 0 | 0 | 0 | 0 | 2933.6941 | 0 | 0 | NA | 97.79%
| 19 | 10 | 2017-10-10 19:00 | 0 | 0 | 0 | 0 | 0 | 0 | 0 | 0 | 0 | 0 | 0 | 0 | 0 | 0 | 0 | 0 | 0 | 6788 | 20 | 9 | 2017-09-09 20:00 | WEEKEND | 24.197 | 2.3 | 0 | 0 | 0 | 0 | 2933.6941 | 0 | 0 | NA | 97.79%
| 20 | 10 | 2017-10-10 20:00 | 0 | 0 | 0 | 0 | 0 | 0 | 0 | 0 | 0 | 0 | 0 | 0 | 0 | 0 | 0 | 0 | 0 | 6789 | 21 | 9 | 2017-09-09 21:00 | WEEKEND | 22.6883 | 2.3 | 0 | 0 | 0 | 0 | 2933.6941 | 0 | 0 | NA | 97.79%
| 21 | 10 | 2017-10-10 21:00 | 0 | 0 | 0 | 0 | 0 | 0 | 0 | 0 | 0 | 0 | 0 | 0 | 0 | 0 | 0 | 0 | 0 | 6790 | 22 | 9 | 2017-09-09 22:00 | WEEKEND | 22.2123 | 2.3 | 0 | 0 | 0 | 0 | 2933.6941 | 0 | 0 | NA | 97.79%
| 22 | 10 | 2017-10-10 22:00 | 0 | 0 | 0 | 0 | 0 | 0 | 0 | 0 | 0 | 0 | 0 | 0 | 0 | 0 | 0 | 0 | 0 | 6791 | 23 | 9 | 2017-09-09 23:00 | WEEKEND | 20.8122 | 2.3 | 0 | 0 | 0 | 0 | 2933.6941 | 0 | 0 | NA | 97.79%
| 23 | 10 | 2017-10-10 23:00 | 0 | 0 | 0 | 0 | 0 | 0 | 0 | 0 | 0 | 0 | 0 | 0 | 0 | 0 | 0 | 0 | 0 | 6792 | 0 | 9 | 2017-09-10 | WEEKEND | 19.8241 | 2.3 | 0 | 0 | 0 | 0 | 2933.6941 | 0 | 0 | NA | 97.79%
| 0 | 10 | 2017-10-11 | 0 | 0 | 0 | 0 | 0 | 0 | 0 | 0 | 0 | 0 | 0 | 0 | 0 | 0 | 0 | 0 | 0 | 6793 | 1 | 9 | 2017-09-10 01:00 | WEEKEND | 19.0865 | 2.3 | 0 | 0 | 0 | 0 | 2933.6941 | 0 | 0 | NA | 97.79%
| 1 | 10 | 2017-10-11 01:00 | 0 | 0 | 0 | 0 | 0 | 0 | 0 | 0 | 0 | 0 | 0 | 0 | 0 | 0 | 0 | 0 | 0 | 6794 | 2 | 9 | 2017-09-10 02:00 | WEEKEND | 18.2932 | 2.3 | 0 | 0 | 0 | 0 | 2933.6941 | 0 | 0 | NA | 97.79%
| 2 | 10 | 2017-10-11 02:00 | 0 | 0 | 0 | 0 | 0 | 0 | 0 | 0 | 0 | 0 | 0 | 0 | 0 | 0 | 0 | 0 | 0 | 6795 | 3 | 9 | 2017-09-10 03:00 | WEEKEND | 17.82 | 2.3 | 0 | 0 | 0 | 0 | 2933.6941 | 0 | 0 | NA | 97.79%
| 3 | 10 | 2017-10-11 03:00 | 0 | 0 | 0 | 0 | 0 | 0 | 0 | 0 | 0 | 0 | 0 | 0 | 0 | 0 | 0 | 0 | 0 | 6796 | 4 | 9 | 2017-09-10 04:00 | WEEKEND | 17.8422 | 2.3 | 0 | 0 | 0 | 0 | 2933.6941 | 0 | 0 | NA | 97.79%
| 4 | 10 | 2017-10-11 04:00 | 0 | 0 | 0 | 0 | 0 | 0 | 0 | 0 | 0 | 0 | 0 | 0 | 0 | 0 | 0 | 0 | 0 | 6797 | 5 | 9 | 2017-09-10 05:00 | WEEKEND | 17.7893 | 2.3 | 0 | 0 | 0 | 0 | 2933.6941 | 0 | 0 | NA | 97.79%
| 5 | 10 | 2017-10-11 05:00 | 0 | 0 | 0 | 0 | 0 | 0 | 0 | 0 | 0 | 0 | 0 | 0 | 0 | 0 | 0 | 0 | 0 | 6798 | 6 | 9 | 2017-09-10 06:00 | WEEKEND | 18.0705 | 2.3 | 0 | 0 | 0 | 0 | 2933.6941 | 0 | 0 | NA | 97.79%
| 6 | 10 | 2017-10-11 06:00 | 214.6234 | 0 | 0 | 0 | 6.3824 | 0 | 0 | 20.0423 | 0 | 0 | 2.5298 | 0.25451 | 0.63885 | 0 | 214.6234 | 6.3824 | 214.6234 | 6799 | 7 | 9 | 2017-09-10 07:00 | WEEKEND | 18.6021 | 2.3 | 0 | 0 | 0 | 0 | 2933.6941 | 0 | 0 | NA | 97.79%
| 7 | 10 | 2017-10-11 07:00 | 745.52 | 75.8477 | 215.3678 | 480.733 | 246.7973 | 38.3069 | 95.8778 | 370.8783 | 0 | 19.1535 | 256.1578 | 20.9919 | 64.6863 | 31.5962 | 745.52 | 246.7973 | 745.52 | 6800 | 8 | 9 | 2017-09-10 08:00 | WEEKEND | 18.8888 | 2.3 | 102.983 | 99.8935 | 0 | 99.8935 | 2933.6941 | 0 | 0 | NA | 97.79%
| 8 | 10 | 2017-10-11 08:00 | 947.0266 | 169.541 | 763.3215 | 745.5266 | 684.6461 | 85.6268 | 181.694 | 1459.4138 | 719.1473 | 42.8134 | 748.1358 | 75.0567 | 188.9232 | 76.0592 | 947.0266 | 684.6461 | 947.0266 | 6801 | 9 | 9 | 2017-09-10 09:00 | WEEKEND | 20.1832 | 2.3 | 190.748 | 185.0256 | 0 | 185.0256 | 2933.6941 | 0 | 0 | NA | 97.79%
| 9 | 10 | 2017-10-11 09:00 | 923.6087 | 544.0126 | 888.007 | 395.1825 | 867.3965 | 274.7538 | 273.32 | 1628.7551 | 887.1727 | 137.3769 | 883.0372 | 107.8837 | 222.9892 | 121.834 | 923.6087 | 867.3965 | 923.6087 | 6802 | 10 | 9 | 2017-09-10 10:00 | WEEKEND | 21.3606 | 2.3 | 284.808 | 276.2638 | 0 | 276.2638 | 2933.6941 | 0 | 0 | NA | 97.79%
| 10 | 10 | 2017-10-11 10:00 | 879.1626 | 959.2777 | 894.6984 | 815.7757 | 1634.7007 | 484.4837 | 220.048 | 1650.7256 | 875.4163 | 242.2418 | 893.1938 | 217.8245 | 225.554 | 198.9302 | 879.1626 | 1634.7007 | 879.1626 | 6803 | 11 | 9 | 2017-09-10 11:00 | WEEKEND | 22.1539 | 2.3 | 230.038 | 223.1369 | 0 | 223.1369 | 2933.6941 | 0 | 0 | NA | 97.79%
| 11 | 10 | 2017-10-11 11:00 | 842.9393 | 688.4389 | 854.8265 | 792.37 | 1672.0012 | 347.6964 | 72.0911 | 1683.5493 | 668.0477 | 173.8482 | 865.4434 | 203.1108 | 218.5463 | 237.3751 | 842.9393 | 1672.0012 | 842.9393 | 6804 | 12 | 9 | 2017-09-10 12:00 | WEEKEND | 22.6633 | 2.3 | 78.6314 | 76.2725 | 0 | 76.2725 | 2933.6941 | 0 | 0 | NA | 97.79%
| 12 | 10 | 2017-10-11 12:00 | 846.7399 | 774.3227 | 830.4633 | 802.1517 | 1379.3758 | 391.0721 | 208.337 | 1664.1513 | 671.5456 | 195.536 | 846.0386 | 209.354 | 213.6461 | 246.7106 | 846.7399 | 1379.3758 | 846.7399 | 6805 | 13 | 9 | 2017-09-10 13:00 | WEEKEND | 26.2512 | 2.3 | 218 | 211.46 | 0 | 211.46 | 2933.6941 | 0 | 0 | NA | 97.79%
| 13 | 10 | 2017-10-11 13:00 | 877.4973 | 915.3098 | 842.153 | 821.0006 | 1269.1716 | 462.2777 | 469.522 | 1702.1501 | 658.534 | 231.1388 | 852.8409 | 202.9405 | 215.3639 | 221.5851 | 877.4973 | 1269.1716 | 877.4973 | 6806 | 14 | 9 | 2017-09-10 14:00 | WEEKEND | 29.8614 | 2.3 | 487.523 | 472.8973 | 0 | 472.8973 | 2933.6941 | 0 | 0 | NA | 97.79%
| 14 | 10 | 2017-10-11 14:00 | 891.597 | 1208.4409 | 863.7055 | 839.0095 | 1688.2343 | 610.3237 | 528.228 | 1750.6641 | 646.8348 | 305.1618 | 874.5424 | 130.5954 | 220.844 | 205.5141 | 891.597 | 1688.2343 | 891.597 | 6807 | 15 | 9 | 2017-09-10 15:00 | WEEKEND | 33.2406 | 2.3 | 548.552 | 532.0954 | 0 | 532.0954 | 2933.6941 | 0 | 0 | NA | 97.79%
| 15 | 10 | 2017-10-11 15:00 | 804.7623 | 1544.503 | 852.8429 | 830.7116 | 1544.153 | 780.052 | 560.047 | 1701.1993 | 628.6463 | 390.026 | 855.2085 | 134.3552 | 215.9617 | 124.9335 | 804.7623 | 1544.153 | 804.7623 | 6808 | 16 | 9 | 2017-09-10 16:00 | WEEKEND | 39.1444 | 2.3 | 581.703 | 564.2519 | 0 | 564.2519 | 2933.6941 | 0 | 0 | NA | 97.79%
| 16 | 10 | 2017-10-11 16:00 | 349.1465 | 1264.0256 | 760.1426 | 697.8258 | 974.856 | 638.3967 | 353.86 | 1450.5438 | 0 | 319.1984 | 721.6842 | 86.855 | 182.2435 | 64.9524 | 349.1465 | 974.856 | 349.1465 | 6809 | 17 | 9 | 2017-09-10 17:00 | WEEKEND | 70.8456 | 2.3 | 367.798 | 356.7641 | 0 | 356.7641 | 2933.6941 | 0 | 0 | NA | 97.79%
| 17 | 10 | 2017-10-11 17:00 | 0 | 398.1978 | 274.0477 | 152.2805 | 345.0961 | 201.11 | 207.089 | 332.9914 | 0 | 100.555 | 221.5578 | 29.9666 | 55.9489 | 15.8063 | 0 | 345.0961 | 0 | 6810 | 18 | 9 | 2017-09-10 18:00 | WEEKEND | 36.7979 | 2.3 | 216.727 | 210.2252 | 0 | 210.2252 | 2933.6941 | 0 | 0 | NA | 97.79%
| 18 | 10 | 2017-10-11 18:00 | 0 | 0 | 0 | 0 | 0 | 0 | 0 | 0 | 0 | 0 | 0 | 0 | 0 | 0 | 0 | 0 | 0 | 6811 | 19 | 9 | 2017-09-10 19:00 | WEEKEND | 30.304 | 2.3 | 0 | 0 | 0 | 0 | 2933.6941 | 0 | 0 | NA | 97.79%
| 19 | 10 | 2017-10-11 19:00 | 0 | 0 | 0 | 0 | 0 | 0 | 0 | 0 | 0 | 0 | 0 | 0 | 0 | 0 | 0 | 0 | 0 | 6812 | 20 | 9 | 2017-09-10 20:00 | WEEKEND | 29.4105 | 2.3 | 0 | 0 | 0 | 0 | 2933.6941 | 0 | 0 | NA | 97.79%
| 20 | 10 | 2017-10-11 20:00 | 0 | 0 | 0 | 0 | 0 | 0 | 0 | 0 | 0 | 0 | 0 | 0 | 0 | 0 | 0 | 0 | 0 | 6813 | 21 | 9 | 2017-09-10 21:00 | WEEKEND | 24.4614 | 2.3 | 0 | 0 | 0 | 0 | 2933.6941 | 0 | 0 | NA | 97.79%
| 21 | 10 | 2017-10-11 21:00 | 0 | 0 | 0 | 0 | 0 | 0 | 0 | 0 | 0 | 0 | 0 | 0 | 0 | 0 | 0 | 0 | 0 | 6814 | 22 | 9 | 2017-09-10 22:00 | WEEKEND | 23.7099 | 2.3 | 0 | 0 | 0 | 0 | 2933.6941 | 0 | 0 | NA | 97.79%
| 22 | 10 | 2017-10-11 22:00 | 0 | 0 | 0 | 0 | 0 | 0 | 0 | 0 | 0 | 0 | 0 | 0 | 0 | 0 | 0 | 0 | 0 | 6815 | 23 | 9 | 2017-09-10 23:00 | WEEKEND | 21.3689 | 2.3 | 0 | 0 | 0 | 0 | 2933.6941 | 0 | 0 | NA | 97.79%
| 23 | 10 | 2017-10-11 23:00 | 0 | 0 | 0 | 0 | 0 | 0 | 0 | 0 | 0 | 0 | 0 | 0 | 0 | 0 | 0 | 0 | 0 | 6816 | 0 | 9 | 2017-09-11 | WEEKDAY | 20.1915 | 2.3 | 0 | 0 | 0 | 0 | 2933.6941 | 0 | 0 | NA | 97.79%
| 0 | 10 | 2017-10-12 | 0 | 0 | 0 | 0 | 0 | 0 | 0 | 0 | 0 | 0 | 0 | 0 | 0 | 0 | 0 | 0 | 0 | 6817 | 1 | 9 | 2017-09-11 01:00 | WEEKDAY | 19.4038 | 2.3 | 0 | 0 | 0 | 0 | 2933.6941 | 0 | 0 | NA | 97.79%
| 1 | 10 | 2017-10-12 01:00 | 0 | 0 | 0 | 0 | 0 | 0 | 0 | 0 | 0 | 0 | 0 | 0 | 0 | 0 | 0 | 0 | 0 | 6818 | 2 | 9 | 2017-09-11 02:00 | WEEKDAY | 18.5854 | 2.3 | 0 | 0 | 0 | 0 | 2933.6941 | 0 | 0 | NA | 97.79%
| 2 | 10 | 2017-10-12 02:00 | 0 | 0 | 0 | 0 | 0 | 0 | 0 | 0 | 0 | 0 | 0 | 0 | 0 | 0 | 0 | 0 | 0 | 6819 | 3 | 9 | 2017-09-11 03:00 | WEEKDAY | 18.3154 | 2.3 | 0 | 0 | 0 | 0 | 2933.6941 | 0 | 0 | NA | 97.79%
| 3 | 10 | 2017-10-12 03:00 | 0 | 0 | 0 | 0 | 0 | 0 | 0 | 0 | 0 | 0 | 0 | 0 | 0 | 0 | 0 | 0 | 0 | 6820 | 4 | 9 | 2017-09-11 04:00 | WEEKDAY | 18.2709 | 2.3 | 0 | 0 | 0 | 0 | 2933.6941 | 0 | 0 | NA | 97.79%
| 4 | 10 | 2017-10-12 04:00 | 0 | 0 | 0 | 0 | 0 | 0 | 0 | 0 | 0 | 0 | 0 | 0 | 0 | 0 | 0 | 0 | 0 | 6821 | 5 | 9 | 2017-09-11 05:00 | WEEKDAY | 18.488 | 2.3 | 0 | 0 | 0 | 0 | 2933.6941 | 0 | 0 | NA | 97.79%
| 5 | 10 | 2017-10-12 05:00 | 0 | 0 | 0 | 0 | 0 | 0 | 0 | 0 | 0 | 0 | 0 | 0 | 0 | 0 | 0 | 0 | 0 | 6822 | 6 | 9 | 2017-09-11 06:00 | WEEKDAY | 19.735 | 2.05 | 0 | 0 | 0 | 0 | 2933.6941 | 0 | 0 | NA | 97.79%
| 6 | 10 | 2017-10-12 06:00 | 92.1722 | 0 | 0 | 0 | 22.8775 | 0 | 0 | 2.6198 | 0 | 0 | 2.8641 | 1.1341 | 0.72326 | 0 | 92.1722 | 22.8775 | 92.1722 | 6823 | 7 | 9 | 2017-09-11 07:00 | WEEKDAY | 22.0175 | 2.05 | 0 | 0 | 0 | 0 | 2933.6941 | 0 | 0 | NA | 97.79%
| 7 | 10 | 2017-10-12 07:00 | 723.4484 | 53.4959 | 229.5772 | 44.8409 | 669.5876 | 27.0181 | 270.993 | 410.5716 | 0 | 13.5091 | 303.0218 | 81.3238 | 76.5207 | 37.906 | 723.4484 | 669.5876 | 723.4484 | 6824 | 8 | 9 | 2017-09-11 08:00 | WEEKDAY | 22.0648 | 2.05 | 282.461 | 273.9872 | 0 | 273.9872 | 2933.6941 | 0 | 0 | NA | 97.79%
| 8 | 10 | 2017-10-12 08:00 | 515.1833 | 235.0431 | 802.3876 | 46.5272 | 1573.6211 | 118.7086 | 724.34 | 1208.7281 | 441.2287 | 59.3543 | 786.9801 | 200.9313 | 198.7324 | 93.732 | 515.1833 | 1573.6211 | 515.1833 | 6825 | 9 | 9 | 2017-09-11 09:00 | WEEKDAY | 22.4461 | 1.95 | 753.707 | 731.0958 | 0 | 731.0958 | 2933.6941 | 0 | 0 | NA | 97.79%
| 9 | 10 | 2017-10-12 09:00 | 709.4006 | 182.9957 | 901.7711 | 336.5442 | 1813.8393 | 92.422 | 830.885 | 1526.2715 | 371.3868 | 46.211 | 884.7313 | 223.5885 | 223.417 | 147.5231 | 709.4006 | 1813.8393 | 709.4006 | 6826 | 10 | 9 | 2017-09-11 10:00 | WEEKDAY | 22.4517 | 1.95 | 865.811 | 839.8367 | 0 | 839.8367 | 2933.6941 | 0 | 0 | NA | 97.79%
| 10 | 10 | 2017-10-12 10:00 | 813.0428 | 226.2053 | 896.9199 | 648.0031 | 1843.0453 | 114.2451 | 823.416 | 1693.5019 | 306.7596 | 57.1225 | 886.3881 | 221.7693 | 223.8354 | 198.2535 | 813.0428 | 1843.0453 | 813.0428 | 6827 | 11 | 9 | 2017-09-11 11:00 | WEEKDAY | 22.4712 | 1.95 | 857.865 | 832.1291 | 0 | 832.1291 | 2933.6941 | 0 | 0 | NA | 97.79%
| 11 | 10 | 2017-10-12 11:00 | 821.3755 | 250.8855 | 857.9279 | 644.2251 | 1806.4557 | 126.7098 | 759.043 | 1597.4195 | 542.5588 | 63.3549 | 855.5334 | 212.5348 | 216.0438 | 236.6413 | 821.3755 | 1806.4557 | 821.3755 | 6828 | 12 | 9 | 2017-09-11 12:00 | WEEKDAY | 22.5464 | 1.95 | 789.835 | 766.1399 | 0 | 766.1399 | 2933.6941 | 0 | 0 | NA | 97.79%
| 12 | 10 | 2017-10-12 12:00 | 700.7147 | 444.6128 | 831.9485 | 645.3812 | 1621.4816 | 224.5519 | 733.607 | 1469.3512 | 990.1393 | 112.276 | 789.6642 | 209.2023 | 199.4101 | 245.7557 | 700.7147 | 1621.4816 | 700.7147 | 6829 | 13 | 9 | 2017-09-11 13:00 | WEEKDAY | 22.7662 | 1.95 | 763.076 | 740.1837 | 0 | 740.1837 | 2933.6941 | 0 | 0 | NA | 97.79%
| 13 | 10 | 2017-10-12 13:00 | 741.7329 | 939.9689 | 844.4063 | 833.7703 | 1699.4144 | 474.7317 | 739.173 | 1590.4116 | 535.1597 | 237.3659 | 822.4297 | 212.9376 | 207.6843 | 242.1528 | 741.7329 | 1699.4144 | 741.7329 | 6830 | 14 | 9 | 2017-09-11 14:00 | WEEKDAY | 24.0661 | 0 | 768.908 | 745.8408 | 0 | 745.8408 | 2933.6941 | 0 | 0 | NA | 97.79%
| 14 | 10 | 2017-10-12 14:00 | 512.5158 | 1230.6695 | 880.868 | 579.0906 | 1661.1846 | 621.5503 | 795.152 | 1558.1136 | 710.0788 | 310.7751 | 805.4868 | 216.4535 | 203.4058 | 172.7375 | 512.5158 | 1661.1846 | 512.5158 | 6831 | 15 | 9 | 2017-09-11 15:00 | WEEKDAY | 26.986 | 0 | 827.979 | 803.1396 | 186.8604 | 990 | 2933.6941 | 0 | 0 | NA | 97.79%
| 15 | 10 | 2017-10-12 15:00 | 704.0822 | 1616.7123 | 880.8744 | 760.0318 | 1528.1662 | 816.5214 | 814.848 | 1060.998 | 0 | 408.2607 | 741.9939 | 212.0675 | 187.3722 | 124.0761 | 704.0822 | 1528.1662 | 704.0822 | 6832 | 16 | 9 | 2017-09-11 16:00 | WEEKDAY | 30.6519 | 0 | 848.761 | 823.2982 | 166.7018 | 990 | 2741.0545 | 0 | 0 | NA | 91.37%
| 16 | 10 | 2017-10-12 16:00 | 186.4058 | 1387.5699 | 796.4177 | 648.261 | 1271.9504 | 700.7929 | 774.347 | 986.8108 | 759.9805 | 350.3964 | 631.4297 | 183.5752 | 159.4519 | 64.0308 | 186.4058 | 1271.9504 | 186.4058 | 6833 | 17 | 9 | 2017-09-11 17:00 | WEEKDAY | 32.3498 | 0 | 806.12 | 781.9364 | 208.0636 | 990 | 2569.197 | 0 | 0 | NA | 85.64%
| 17 | 10 | 2017-10-12 17:00 | 0 | 335.7958 | 299.6592 | 125.3534 | 269.3144 | 169.5939 | 565.998 | 134.3119 | 390.3542 | 84.7969 | 236.9961 | 54.3372 | 59.8475 | 15.1624 | 0 | 269.3144 | 0 | 6834 | 18 | 9 | 2017-09-11 18:00 | WEEKDAY | 29.5496 | 0 | 587.891 | 570.2543 | 419.7457 | 990 | 2354.6984 | 0 | 0 | NA | 78.49%
| 18 | 10 | 2017-10-12 18:00 | 0 | 0 | 0 | 0 | 0 | 0 | 0 | 0 | 0 | 0 | 0 | 0 | 0 | 0 | 0 | 0 | 0 | 6835 | 19 | 9 | 2017-09-11 19:00 | WEEKDAY | 26.8997 | 0 | 0 | 0 | 0 | 0 | 1921.9709 | 0 | 0 | NA | 64.07%
| 19 | 10 | 2017-10-12 19:00 | 0 | 0 | 0 | 0 | 0 | 0 | 0 | 0 | 0 | 0 | 0 | 0 | 0 | 0 | 0 | 0 | 0 | 6836 | 20 | 9 | 2017-09-11 20:00 | WEEKDAY | 24.7286 | 2.06 | 0 | 0 | 0 | 0 | 1921.9709 | 0 | 0 | NA | 64.07%
| 20 | 10 | 2017-10-12 20:00 | 0 | 0 | 0 | 0 | 0 | 0 | 0 | 0 | 0 | 0 | 0 | 0 | 0 | 0 | 0 | 0 | 0 | 6837 | 21 | 9 | 2017-09-11 21:00 | WEEKDAY | 24.6535 | 2.06 | 0 | 0 | 0 | 0 | 1921.9709 | 0 | 0 | NA | 64.07%
| 21 | 10 | 2017-10-12 21:00 | 0 | 0 | 0 | 0 | 0 | 0 | 0 | 0 | 0 | 0 | 0 | 0 | 0 | 0 | 0 | 0 | 0 | 6838 | 22 | 9 | 2017-09-11 22:00 | WEEKDAY | 23.0251 | 2.06 | 0 | 0 | 0 | 0 | 1921.9709 | 0 | 0 | NA | 64.07%
| 22 | 10 | 2017-10-12 22:00 | 0 | 0 | 0 | 0 | 0 | 0 | 0 | 0 | 0 | 0 | 0 | 0 | 0 | 0 | 0 | 0 | 0 | 6839 | 23 | 9 | 2017-09-11 23:00 | WEEKDAY | 22.2179 | 2.3 | 0 | 0 | 0 | 0 | 1921.9709 | 0 | 0 | NA | 64.07%
| 23 | 10 | 2017-10-12 23:00 | 0 | 0 | 0 | 0 | 0 | 0 | 0 | 0 | 0 | 0 | 0 | 0 | 0 | 0 | 0 | 0 | 0 | 6840 | 0 | 9 | 2017-09-12 | WEEKDAY | 20.7649 | 2.3 | 0 | 0 | 0 | 0 | 1921.9709 | 0 | 0 | NA | 64.07%
| 0 | 10 | 2017-10-13 | 0 | 0 | 0 | 0 | 0 | 0 | 0 | 0 | 0 | 0 | 0 | 0 | 0 | 0 | 0 | 0 | 0 | 6841 | 1 | 9 | 2017-09-12 01:00 | WEEKDAY | 20.4838 | 2.3 | 0 | 0 | 0 | 0 | 1921.9709 | 0 | 0 | NA | 64.07%
| 1 | 10 | 2017-10-13 01:00 | 0 | 0 | 0 | 0 | 0 | 0 | 0 | 0 | 0 | 0 | 0 | 0 | 0 | 0 | 0 | 0 | 0 | 6842 | 2 | 9 | 2017-09-12 02:00 | WEEKDAY | 20.4086 | 2.3 | 0 | 0 | 0 | 0 | 1921.9709 | 0 | 0 | NA | 64.07%
| 2 | 10 | 2017-10-13 02:00 | 0 | 0 | 0 | 0 | 0 | 0 | 0 | 0 | 0 | 0 | 0 | 0 | 0 | 0 | 0 | 0 | 0 | 6843 | 3 | 9 | 2017-09-12 03:00 | WEEKDAY | 20.0607 | 2.3 | 0 | 0 | 0 | 0 | 1921.9709 | 0 | 0 | NA | 64.07%
| 3 | 10 | 2017-10-13 03:00 | 0 | 0 | 0 | 0 | 0 | 0 | 0 | 0 | 0 | 0 | 0 | 0 | 0 | 0 | 0 | 0 | 0 | 6844 | 4 | 9 | 2017-09-12 04:00 | WEEKDAY | 19.9967 | 2.3 | 0 | 0 | 0 | 0 | 1921.9709 | 0 | 0 | NA | 64.07%
| 4 | 10 | 2017-10-13 04:00 | 0 | 0 | 0 | 0 | 0 | 0 | 0 | 0 | 0 | 0 | 0 | 0 | 0 | 0 | 0 | 0 | 0 | 6845 | 5 | 9 | 2017-09-12 05:00 | WEEKDAY | 20.4365 | 2.3 | 0 | 0 | 0 | 0 | 1921.9709 | 0 | 0 | NA | 64.07%
| 5 | 10 | 2017-10-13 05:00 | 0 | 0 | 0 | 0 | 0 | 0 | 0 | 0 | 0 | 0 | 0 | 0 | 0 | 0 | 0 | 0 | 0 | 6846 | 6 | 9 | 2017-09-12 06:00 | WEEKDAY | 21.4162 | 2.05 | 0 | 0 | 0 | 0 | 1921.9709 | 0 | 0 | NA | 64.07%
| 6 | 10 | 2017-10-13 06:00 | 101.3294 | 0 | 0 | 0 | 21.2777 | 0 | 0 | 3.8969 | 0 | 0 | 1.3359 | 1.7938 | 0.33736 | 5.9969 | 101.3294 | 21.2777 | 101.3294 | 6847 | 7 | 9 | 2017-09-12 07:00 | WEEKDAY | 22.4127 | 2.05 | 0 | 0 | 0 | 0 | 1921.9709 | 0 | 0 | NA | 64.07%
| 7 | 10 | 2017-10-13 07:00 | 137.2685 | 33.0626 | 213.9939 | 285.1703 | 676.1492 | 16.6983 | 298.102 | 667.3237 | 0 | 8.3491 | 294.4279 | 66.7065 | 74.3505 | 372.2258 | 137.2685 | 676.1492 | 137.2685 | 6848 | 8 | 9 | 2017-09-12 08:00 | WEEKDAY | 21.7391 | 2.05 | 310.364 | 0 | 0 | 0 | 1921.9709 | 0 | 0 | NA | 64.07%
| 8 | 10 | 2017-10-13 08:00 | 448.8086 | 96.3882 | 769.1632 | 689.4043 | 1559.4025 | 48.6809 | 719.986 | 1404.5389 | 990.2096 | 24.3405 | 783.3253 | 175.8824 | 197.8094 | 798.7462 | 448.8086 | 1559.4025 | 448.8086 | 6849 | 9 | 9 | 2017-09-12 09:00 | WEEKDAY | 21.561 | 1.95 | 749.14 | 0 | 0 | 0 | 2232.3349 | 0 | 0 | NA | 74.41%
| 9 | 10 | 2017-10-13 09:00 | 250.7007 | 149.1219 | 885.159 | 363.427 | 1776.3686 | 75.3141 | 612.931 | 1606.9143 | 795.6367 | 37.657 | 847.083 | 208.6002 | 213.9098 | 883.4912 | 250.7007 | 1776.3686 | 250.7007 | 6850 | 10 | 9 | 2017-09-12 10:00 | WEEKDAY | 21.7169 | 1.95 | 636.818 | 617.7135 | 0 | 617.7135 | 2981.4749 | 0 | 0 | NA | 99.38%
| 10 | 10 | 2017-10-13 10:00 | 287.7395 | 203.6129 | 878.8649 | 304.5861 | 1796.2966 | 102.8348 | 469.38 | 1587.5824 | 554.7653 | 51.4174 | 828.065 | 201.0574 | 209.1073 | 868.0024 | 287.7395 | 1796.2966 | 287.7395 | 6851 | 11 | 9 | 2017-09-12 11:00 | WEEKDAY | 21.8282 | 1.95 | 487.308 | 472.6888 | 0 | 472.6888 | 2981.4749 | 0 | 0 | NA | 99.38%
| 11 | 10 | 2017-10-13 11:00 | 633.4005 | 402.7945 | 845.0667 | 812.8985 | 1739.2168 | 203.4316 | 598.654 | 1535.9293 | 729.4943 | 101.7158 | 825.2362 | 170.5658 | 208.393 | 838.4394 | 633.4005 | 1739.2168 | 633.4005 | 6852 | 12 | 9 | 2017-09-12 12:00 | WEEKDAY | 22.1984 | 1.95 | 621.825 | 603.1703 | 0 | 603.1703 | 2981.4749 | 0 | 0 | NA | 99.38%
| 12 | 10 | 2017-10-13 12:00 | 629.5555 | 499.1257 | 824.8428 | 757.9523 | 1724.9291 | 252.0837 | 512.453 | 1489.9858 | 470.0562 | 126.0418 | 794.5155 | 168.3649 | 200.6352 | 828.3248 | 629.5555 | 1724.9291 | 629.5555 | 6853 | 13 | 9 | 2017-09-12 13:00 | WEEKDAY | 22.4684 | 1.95 | 532.006 | 516.0458 | 0 | 516.0458 | 2981.4749 | 0 | 0 | NA | 99.38%
| 13 | 10 | 2017-10-13 13:00 | 853.3868 | 623.5771 | 839.0597 | 500.623 | 1763.408 | 314.9379 | 589.914 | 1523.6376 | 699.0295 | 157.469 | 798.2567 | 166.1467 | 201.58 | 847.7549 | 853.3868 | 1763.408 | 853.3868 | 6854 | 14 | 9 | 2017-09-12 14:00 | WEEKDAY | 22.5658 | 0 | 612.789 | 594.4053 | 0 | 594.4053 | 2981.4749 | 0 | 0 | NA | 99.38%
| 14 | 10 | 2017-10-13 14:00 | 822.725 | 585.4481 | 872.3362 | 818.769 | 1801.5688 | 295.6808 | 508.248 | 1555.7756 | 744.4236 | 147.8404 | 812.5186 | 187.8628 | 205.1815 | 866.3293 | 822.725 | 1801.5688 | 822.725 | 6855 | 15 | 9 | 2017-09-12 15:00 | WEEKDAY | 25.032 | 0 | 527.719 | 511.8874 | 478.1126 | 990 | 2981.4749 | 0 | 0 | NA | 99.38%
| 15 | 10 | 2017-10-13 15:00 | 791.7204 | 316.0718 | 873.0489 | 776.1825 | 1716.7088 | 159.6322 | 557.835 | 1445.8425 | 768.887 | 79.8161 | 752.4099 | 122.6981 | 190.0025 | 838.5411 | 791.7204 | 1716.7088 | 791.7204 | 6856 | 16 | 9 | 2017-09-12 16:00 | WEEKDAY | 29.8948 | 0 | 579.399 | 562.017 | 427.983 | 990 | 2488.5753 | 0 | 0 | NA | 82.95%
| 16 | 10 | 2017-10-13 16:00 | 313.0077 | 81.8576 | 715.341 | 615.126 | 1372.3447 | 41.3422 | 371.807 | 1231.4798 | 541.0018 | 20.6711 | 598.8358 | 83.5471 | 151.2212 | 683.3046 | 313.0077 | 1372.3447 | 313.0077 | 6857 | 17 | 9 | 2017-09-12 17:00 | WEEKDAY | 31.8265 | 0 | 386.333 | 374.743 | 615.257 | 990 | 2047.3557 | 0 | 0 | NA | 68.25%
| 17 | 10 | 2017-10-13 17:00 | 0 | 19.0927 | 221.9324 | 122.1439 | 276.7498 | 9.6428 | 550.883 | 257.0955 | 0 | 4.8214 | 114.2082 | 22.8777 | 28.8405 | 113.8322 | 0 | 276.7498 | 0 | 6858 | 18 | 9 | 2017-09-12 18:00 | WEEKDAY | 30.1175 | 0 | 572.148 | 554.9836 | 435.0164 | 990 | 1413.0702 | 0 | 0 | NA | 47.1%
| 18 | 10 | 2017-10-13 18:00 | 0 | 0 | 0 | 0 | 0 | 0 | 0 | 0 | 0 | 0 | 0 | 0 | 0 | 0 | 0 | 0 | 0 | 6859 | 19 | 9 | 2017-09-12 19:00 | WEEKDAY | 26.279 | 0 | 0 | 0 | 0 | 0 | 964.5996 | 0 | 0 | NA | 32.15%
| 19 | 10 | 2017-10-13 19:00 | 0 | 0 | 0 | 0 | 0 | 0 | 0 | 0 | 0 | 0 | 0 | 0 | 0 | 0 | 0 | 0 | 0 | 6860 | 20 | 9 | 2017-09-12 20:00 | WEEKDAY | 23.0195 | 2.06 | 0 | 0 | 0 | 0 | 964.5996 | 0 | 0 | NA | 32.15%
| 20 | 10 | 2017-10-13 20:00 | 0 | 0 | 0 | 0 | 0 | 0 | 0 | 0 | 0 | 0 | 0 | 0 | 0 | 0 | 0 | 0 | 0 | 6861 | 21 | 9 | 2017-09-12 21:00 | WEEKDAY | 23.1838 | 2.06 | 0 | 0 | 0 | 0 | 964.5996 | 0 | 0 | NA | 32.15%
| 21 | 10 | 2017-10-13 21:00 | 0 | 0 | 0 | 0 | 0 | 0 | 0 | 0 | 0 | 0 | 0 | 0 | 0 | 0 | 0 | 0 | 0 | 6862 | 22 | 9 | 2017-09-12 22:00 | WEEKDAY | 22.3515 | 2.06 | 0 | 0 | 0 | 0 | 964.5996 | 0 | 0 | NA | 32.15%
| 22 | 10 | 2017-10-13 22:00 | 0 | 0 | 0 | 0 | 0 | 0 | 0 | 0 | 0 | 0 | 0 | 0 | 0 | 0 | 0 | 0 | 0 | 6863 | 23 | 9 | 2017-09-12 23:00 | WEEKDAY | 21.4719 | 2.3 | 0 | 0 | 0 | 0 | 964.5996 | 0 | 0 | NA | 32.15%
| 23 | 10 | 2017-10-13 23:00 | 0 | 0 | 0 | 0 | 0 | 0 | 0 | 0 | 970 | 0 | 0 | 0 | 0 | 0 | 0 | 0 | 0 | 6864 | 0 | 9 | 2017-09-13 | WEEKDAY | 20.1275 | 2.3 | 0 | 0 | 0 | 0 | 964.5996 | 0 | 0 | NA | 32.15%
| 0 | 10 | 2017-10-14 | 0 | 0 | 0 | 0 | 0 | 0 | 0 | 0 | 0 | 0 | 0 | 0 | 0 | 0 | 0 | 0 | 0 | 6865 | 1 | 9 | 2017-09-13 01:00 | WEEKDAY | 20.2333 | 2.3 | 0 | 0 | 0 | 0 | 964.5996 | 0 | 0 | NA | 32.15%
| 1 | 10 | 2017-10-14 01:00 | 0 | 0 | 0 | 0 | 0 | 0 | 0 | 0 | 0 | 0 | 0 | 0 | 0 | 0 | 0 | 0 | 0 | 6866 | 2 | 9 | 2017-09-13 02:00 | WEEKDAY | 19.44 | 2.3 | 0 | 0 | 0 | 0 | 964.5996 | 0 | 0 | NA | 32.15%
| 2 | 10 | 2017-10-14 02:00 | 0 | 0 | 0 | 0 | 0 | 0 | 0 | 0 | 0 | 0 | 0 | 0 | 0 | 0 | 0 | 0 | 0 | 6867 | 3 | 9 | 2017-09-13 03:00 | WEEKDAY | 18.9194 | 2.3 | 0 | 0 | 0 | 0 | 964.5996 | 0 | 0 | NA | 32.15%
| 3 | 10 | 2017-10-14 03:00 | 0 | 0 | 0 | 0 | 0 | 0 | 0 | 0 | 0 | 0 | 0 | 0 | 0 | 0 | 0 | 0 | 0 | 6868 | 4 | 9 | 2017-09-13 04:00 | WEEKDAY | 18.6662 | 2.3 | 0 | 0 | 0 | 0 | 964.5996 | 0 | 0 | NA | 32.15%
| 4 | 10 | 2017-10-14 04:00 | 0 | 0 | 0 | 0 | 0 | 0 | 0 | 0 | 0 | 0 | 0 | 0 | 0 | 0 | 0 | 0 | 0 | 6869 | 5 | 9 | 2017-09-13 05:00 | WEEKDAY | 18.6912 | 2.3 | 0 | 0 | 0 | 0 | 964.5996 | 0 | 0 | NA | 32.15%
| 5 | 10 | 2017-10-14 05:00 | 0 | 0 | 0 | 0 | 0 | 0 | 0 | 0 | 0 | 0 | 0 | 0 | 0 | 0 | 0 | 0 | 0 | 6870 | 6 | 9 | 2017-09-13 06:00 | WEEKDAY | 19.4511 | 2.05 | 0 | 0 | 0 | 0 | 964.5996 | 0 | 0 | NA | 32.15%
| 6 | 10 | 2017-10-14 06:00 | 214.4544 | 0 | 0 | 0 | 27.7533 | 0 | 0 | 2.8532 | 0 | 0 | 0 | 1.3 | 0 | 2.1114 | 214.4544 | 27.7533 | 214.4544 | 6871 | 7 | 9 | 2017-09-13 07:00 | WEEKDAY | 20.7593 | 2.05 | 0 | 0 | 0 | 0 | 964.5996 | 0 | 0 | NA | 32.15%
| 7 | 10 | 2017-10-14 07:00 | 856.8495 | 57.7457 | 43.0077 | 74.8665 | 792.4823 | 29.1645 | 294.752 | 508.7058 | 0 | 14.5823 | 145.6757 | 41.1737 | 36.7868 | 316.758 | 856.8495 | 792.4823 | 856.8495 | 6872 | 8 | 9 | 2017-09-13 08:00 | WEEKDAY | 20.6564 | 2.05 | 306.939 | 0 | 0 | 0 | 964.5996 | 0 | 0 | NA | 32.15%
| 8 | 10 | 2017-10-14 08:00 | 944.6105 | 157.323 | 239.3478 | 107.0608 | 1639.7544 | 79.456 | 724.8 | 1517.7862 | 0 | 39.728 | 480.81 | 158.8094 | 121.4167 | 724.8902 | 944.6105 | 1639.7544 | 944.6105 | 6873 | 9 | 9 | 2017-09-13 09:00 | WEEKDAY | 20.4671 | 1.95 | 754.181 | 0 | 0 | 0 | 1271.5386 | 0 | 0 | NA | 42.38%
| 9 | 10 | 2017-10-14 09:00 | 910.4587 | 191.323 | 219.2067 | 388.83 | 1822.0454 | 96.6278 | 833.847 | 1394.0463 | 0 | 48.3139 | 733.212 | 194.1672 | 185.1545 | 808.4029 | 910.4587 | 1822.0454 | 910.4587 | 6874 | 10 | 9 | 2017-09-13 10:00 | WEEKDAY | 22.1483 | 1.95 | 868.917 | 0 | 0 | 0 | 2025.7196 | 0 | 0 | NA | 67.52%
| 10 | 10 | 2017-10-14 10:00 | 880.0195 | 222.1202 | 182.6768 | 749.8595 | 1715.7139 | 112.1819 | 823.702 | 1442.5823 | 0 | 56.091 | 837.1013 | 219.0492 | 211.3892 | 833.7513 | 880.0195 | 1715.7139 | 880.0195 | 6875 | 11 | 9 | 2017-09-13 11:00 | WEEKDAY | 22.1066 | 1.95 | 858.137 | 832.3929 | 0 | 832.3929 | 2894.6366 | 0 | 0 | NA | 96.49%
| 11 | 10 | 2017-10-14 11:00 | 830.8509 | 273.5243 | 226.8129 | 811.5354 | 1641.059 | 138.1436 | 790.898 | 1529.4859 | 694.3609 | 69.0718 | 770.8131 | 212.9235 | 194.6498 | 814.9628 | 830.8509 | 1641.059 | 830.8509 | 6876 | 12 | 9 | 2017-09-13 12:00 | WEEKDAY | 22.0592 | 1.95 | 823.508 | 798.8028 | 0 | 798.8028 | 2894.6366 | 0 | 0 | NA | 96.49%
| 12 | 10 | 2017-10-14 12:00 | 825.5502 | 302.9609 | 248.324 | 455.0356 | 1756.5247 | 153.0105 | 764.652 | 1647.0719 | 551.3402 | 76.5053 | 762.4526 | 211.6148 | 192.5385 | 802.8034 | 825.5502 | 1756.5247 | 825.5502 | 6877 | 13 | 9 | 2017-09-13 13:00 | WEEKDAY | 23.1587 | 1.95 | 795.849 | 771.9735 | 0 | 771.9735 | 2894.6366 | 0 | 0 | NA | 96.49%
| 13 | 10 | 2017-10-14 13:00 | 842.8158 | 255.5177 | 230.5776 | 659.1777 | 1766.1593 | 129.0493 | 771.722 | 1418.4548 | 495.833 | 64.5247 | 794.6341 | 212.6306 | 200.6652 | 824.8711 | 842.8158 | 1766.1593 | 842.8158 | 6878 | 14 | 9 | 2017-09-13 14:00 | WEEKDAY | 26.3096 | 0 | 803.277 | 779.1787 | 0 | 779.1787 | 2894.6366 | 0 | 0 | NA | 96.49%
| 14 | 10 | 2017-10-14 14:00 | 856.6327 | 273.0367 | 189.1756 | 507.5934 | 1727.9095 | 137.8973 | 800.781 | 1554.9502 | 700.3274 | 68.9487 | 836.6251 | 217.3334 | 211.269 | 835.9332 | 856.6327 | 1727.9095 | 856.6327 | 6879 | 15 | 9 | 2017-09-13 15:00 | WEEKDAY | 31.5176 | 0 | 833.884 | 808.8675 | 181.1325 | 990 | 2894.6366 | 0 | 0 | NA | 96.49%
| 15 | 10 | 2017-10-14 15:00 | 770.8917 | 197.6844 | 138.996 | 790.4203 | 1652.412 | 99.8406 | 822.513 | 1572.3395 | 704.2928 | 49.9203 | 774.3417 | 214.5136 | 195.5408 | 792.3006 | 770.8917 | 1652.412 | 770.8917 | 6880 | 16 | 9 | 2017-09-13 16:00 | WEEKDAY | 34.5098 | 0 | 856.82 | 831.1154 | 158.8846 | 990 | 2707.9021 | 0 | 0 | NA | 90.26%
| 16 | 10 | 2017-10-14 16:00 | 313.7137 | 419.8856 | 64.6041 | 645.5932 | 1401.4284 | 212.0634 | 781.52 | 1078.6306 | 651.2774 | 106.0317 | 603.6738 | 184.7942 | 152.4429 | 606.8822 | 313.7137 | 1401.4284 | 313.7137 | 6881 | 17 | 9 | 2017-09-13 17:00 | WEEKDAY | 36.5919 | 0 | 813.651 | 789.2415 | 200.7585 | 990 | 2544.1035 | 0 | 0 | NA | 84.8%
| 17 | 10 | 2017-10-14 17:00 | 0 | 85.8215 | 20.6806 | 124.6981 | 327.8996 | 43.3442 | 568.549 | 237.9898 | 139.5888 | 21.6721 | 156.9752 | 46.733 | 39.6402 | 81.124 | 0 | 327.8996 | 0 | 6882 | 18 | 9 | 2017-09-13 18:00 | WEEKDAY | 32.4166 | 0 | 590.539 | 572.8228 | 417.1772 | 990 | 2337.136 | 0 | 0 | NA | 77.9%
| 18 | 10 | 2017-10-14 18:00 | 0 | 0 | 0 | 0 | 0 | 0 | 0 | 0 | 0 | 0 | 0 | 0 | 0 | 0 | 0 | 0 | 0 | 6883 | 19 | 9 | 2017-09-13 19:00 | WEEKDAY | 28.6394 | 0 | 0 | 0 | 0 | 0 | 1907.0564 | 0 | 0 | NA | 63.57%
| 19 | 10 | 2017-10-14 19:00 | 0 | 0 | 0 | 0 | 0 | 0 | 0 | 0 | 0 | 0 | 0 | 0 | 0 | 0 | 0 | 0 | 0 | 6884 | 20 | 9 | 2017-09-13 20:00 | WEEKDAY | 23.6598 | 2.06 | 0 | 0 | 0 | 0 | 1907.0564 | 0 | 0 | NA | 63.57%
| 20 | 10 | 2017-10-14 20:00 | 0 | 0 | 0 | 0 | 0 | 0 | 0 | 0 | 0 | 0 | 0 | 0 | 0 | 0 | 0 | 0 | 0 | 6885 | 21 | 9 | 2017-09-13 21:00 | WEEKDAY | 22.6939 | 2.06 | 0 | 0 | 0 | 0 | 1907.0564 | 0 | 0 | NA | 63.57%
| 21 | 10 | 2017-10-14 21:00 | 0 | 0 | 0 | 0 | 0 | 0 | 0 | 0 | 0 | 0 | 0 | 0 | 0 | 0 | 0 | 0 | 0 | 6886 | 22 | 9 | 2017-09-13 22:00 | WEEKDAY | 21.2492 | 2.06 | 0 | 0 | 0 | 0 | 1907.0564 | 0 | 0 | NA | 63.57%
| 22 | 10 | 2017-10-14 22:00 | 0 | 0 | 0 | 0 | 0 | 0 | 0 | 0 | 0 | 0 | 0 | 0 | 0 | 0 | 0 | 0 | 0 | 6887 | 23 | 9 | 2017-09-13 23:00 | WEEKDAY | 20.9291 | 2.3 | 0 | 0 | 0 | 0 | 1907.0564 | 0 | 0 | NA | 63.57%
| 23 | 10 | 2017-10-14 23:00 | 0 | 0 | 0 | 0 | 0 | 0 | 0 | 0 | 0 | 0 | 0 | 0 | 0 | 0 | 0 | 0 | 0 | 6888 | 0 | 9 | 2017-09-14 | WEEKDAY | 21.0126 | 2.3 | 0 | 0 | 0 | 0 | 1907.0564 | 0 | 0 | NA | 63.57%
| 0 | 10 | 2017-10-15 | 0 | 0 | 0 | 0 | 0 | 0 | 0 | 0 | 0 | 0 | 0 | 0 | 0 | 0 | 0 | 0 | 0 | 6889 | 1 | 9 | 2017-09-14 01:00 | WEEKDAY | 19.877 | 2.3 | 0 | 0 | 0 | 0 | 1907.0564 | 0 | 0 | NA | 63.57%
| 1 | 10 | 2017-10-15 01:00 | 0 | 0 | 0 | 0 | 0 | 0 | 0 | 0 | 0 | 0 | 0 | 0 | 0 | 0 | 0 | 0 | 0 | 6890 | 2 | 9 | 2017-09-14 02:00 | WEEKDAY | 19.1783 | 2.3 | 0 | 0 | 0 | 0 | 1907.0564 | 0 | 0 | NA | 63.57%
| 2 | 10 | 2017-10-15 02:00 | 0 | 0 | 0 | 0 | 0 | 0 | 0 | 0 | 0 | 0 | 0 | 0 | 0 | 0 | 0 | 0 | 0 | 6891 | 3 | 9 | 2017-09-14 03:00 | WEEKDAY | 18.7385 | 2.3 | 0 | 0 | 0 | 0 | 1907.0564 | 0 | 0 | NA | 63.57%
| 3 | 10 | 2017-10-15 03:00 | 0 | 0 | 0 | 0 | 0 | 0 | 0 | 0 | 0 | 0 | 0 | 0 | 0 | 0 | 0 | 0 | 0 | 6892 | 4 | 9 | 2017-09-14 04:00 | WEEKDAY | 18.5604 | 2.3 | 0 | 0 | 0 | 0 | 1907.0564 | 0 | 0 | NA | 63.57%
| 4 | 10 | 2017-10-15 04:00 | 0 | 0 | 0 | 0 | 0 | 0 | 0 | 0 | 0 | 0 | 0 | 0 | 0 | 0 | 0 | 0 | 0 | 6893 | 5 | 9 | 2017-09-14 05:00 | WEEKDAY | 18.8471 | 2.3 | 0 | 0 | 0 | 0 | 1907.0564 | 0 | 0 | NA | 63.57%
| 5 | 10 | 2017-10-15 05:00 | 0 | 0 | 0 | 0 | 0 | 0 | 0 | 0 | 0 | 0 | 0 | 0 | 0 | 0 | 0 | 0 | 0 | 6894 | 6 | 9 | 2017-09-14 06:00 | WEEKDAY | 20.0941 | 2.05 | 0 | 0 | 0 | 0 | 1907.0564 | 0 | 0 | NA | 63.57%
| 6 | 10 | 2017-10-15 06:00 | 0 | 0 | 0 | 0 | 26.2666 | 0 | 0 | 10.4851 | 0 | 0 | 0 | 0 | 0 | 5.3495 | 0 | 26.2666 | 0 | 6895 | 7 | 9 | 2017-09-14 07:00 | WEEKDAY | 22.1678 | 2.05 | 0 | 0 | 0 | 0 | 1907.0564 | 0 | 0 | NA | 63.57%
| 7 | 10 | 2017-10-15 07:00 | 852.1158 | 176.4451 | 14.1998 | 165.4448 | 772.5152 | 89.1137 | 274.332 | 785.2887 | 0 | 44.5568 | 148.4065 | 16.1883 | 37.4764 | 372.3886 | 852.1158 | 772.5152 | 852.1158 | 6896 | 8 | 9 | 2017-09-14 08:00 | WEEKDAY | 21.4385 | 2.05 | 285.842 | 0 | 0 | 0 | 1907.0564 | 0 | 0 | NA | 63.57%
| 8 | 10 | 2017-10-15 08:00 | 935.8472 | 259.1906 | 65.425 | 200.2993 | 1589.3045 | 130.9043 | 309.504 | 1591.5194 | 300.2577 | 65.4522 | 627.7523 | 32.368 | 158.5233 | 762.6635 | 935.8472 | 1589.3045 | 935.8472 | 6897 | 9 | 9 | 2017-09-14 09:00 | WEEKDAY | 21.0627 | 1.95 | 322.057 | 0 | 0 | 0 | 2192.8984 | 0 | 0 | NA | 73.1%
| 9 | 10 | 2017-10-15 09:00 | 907.69 | 385.1723 | 696.4132 | 538.6949 | 1765.6593 | 194.5315 | 605.539 | 1760.5392 | 319.7508 | 97.2657 | 679.278 | 55.8856 | 171.5348 | 857.9072 | 907.69 | 1765.6593 | 907.69 | 6898 | 10 | 9 | 2017-09-14 10:00 | WEEKDAY | 22.2875 | 1.95 | 629.055 | 610.1833 | 0 | 610.1833 | 2514.9554 | 0 | 0 | NA | 83.83%
| 10 | 10 | 2017-10-15 10:00 | 850.6538 | 414.6761 | 835.8884 | 779.5409 | 1662.5393 | 209.4324 | 621.823 | 1724.1329 | 577.1258 | 104.7162 | 554.5095 | 119.0442 | 140.0276 | 813.8599 | 850.6538 | 1662.5393 | 850.6538 | 6899 | 11 | 9 | 2017-09-14 11:00 | WEEKDAY | 23.1726 | 1.95 | 645.995 | 626.6151 | 0 | 626.6151 | 2514.9554 | 0 | 0 | NA | 83.83%
| 11 | 10 | 2017-10-15 11:00 | 802.1388 | 451.577 | 855.12 | 738.4338 | 1574.3064 | 228.0692 | 623.957 | 1648.0122 | 688.9483 | 114.0346 | 659.2107 | 185.5761 | 166.4674 | 802.2961 | 802.1388 | 1574.3064 | 802.1388 | 6900 | 12 | 9 | 2017-09-14 12:00 | WEEKDAY | 24.1524 | 1.95 | 648.192 | 628.7462 | 0 | 628.7462 | 2514.9554 | 0 | 0 | NA | 83.83%
| 12 | 10 | 2017-10-15 12:00 | 811.2728 | 1661.8645 | 829.7524 | 793.5217 | 1590.1025 | 839.3255 | 611.724 | 1588.0886 | 518.0557 | 419.6628 | 574.834 | 54.8792 | 145.1601 | 800.0217 | 811.2728 | 1590.1025 | 811.2728 | 6901 | 13 | 9 | 2017-09-14 13:00 | WEEKDAY | 33.7611 | 1.95 | 635.397 | 616.3351 | 0 | 616.3351 | 2514.9554 | 0 | 0 | NA | 83.83%
| 13 | 10 | 2017-10-15 13:00 | 842.9021 | 1672.2112 | 798.2925 | 419.4755 | 1650.2371 | 844.5511 | 731.288 | 1634.9239 | 663.5886 | 422.2756 | 662.8781 | 84.9935 | 167.3935 | 822.0317 | 842.9021 | 1650.2371 | 842.9021 | 6902 | 14 | 9 | 2017-09-14 14:00 | WEEKDAY | 51.7815 | 0 | 760.604 | 737.7859 | 0 | 737.7859 | 2514.9554 | 0 | 0 | NA | 83.83%
| 14 | 10 | 2017-10-15 14:00 | 869.5221 | 1661.3041 | 873.4552 | 827.2558 | 1429.6147 | 839.0425 | 756.589 | 1694.9321 | 384.2703 | 419.5213 | 471.7717 | 61.6072 | 119.1343 | 843.5339 | 869.5221 | 1429.6147 | 869.5221 | 6903 | 15 | 9 | 2017-09-14 15:00 | WEEKDAY | 31.782 | 0 | 787.196 | 763.5801 | 226.4199 | 990 | 2514.9554 | 0 | 0 | NA | 83.83%
| 15 | 10 | 2017-10-15 15:00 | 795.6174 | 1662.7844 | 869.2567 | 618.9776 | 1338.1133 | 839.7901 | 777.376 | 1652.5365 | 101.624 | 419.8951 | 277.0524 | 69.4583 | 69.9627 | 817.2149 | 795.6174 | 1338.1133 | 795.6174 | 6904 | 16 | 9 | 2017-09-14 16:00 | WEEKDAY | 53.3402 | 0 | 809.092 | 784.8192 | 205.1808 | 990 | 2281.5328 | 0 | 0 | NA | 76.05%
| 16 | 10 | 2017-10-15 16:00 | 301.4846 | 1435.4676 | 754.3736 | 656.5595 | 1068.2651 | 724.9836 | 678.749 | 1375.0235 | 40.9358 | 362.4918 | 351.4139 | 39.5004 | 88.7409 | 660.8293 | 301.4846 | 1068.2651 | 301.4846 | 6905 | 17 | 9 | 2017-09-14 17:00 | WEEKDAY | 41.1624 | 0 | 705.701 | 684.53 | 305.47 | 990 | 2070.0063 | 0 | 0 | NA | 69%
| 17 | 10 | 2017-10-15 17:00 | 0 | 314.1993 | 241.7776 | 113.5131 | 148.7042 | 158.6865 | 383.815 | 256.2746 | 0 | 79.3432 | 15.3146 | 12.4233 | 3.8673 | 102.5357 | 0 | 148.7042 | 0 | 6906 | 18 | 9 | 2017-09-14 18:00 | WEEKDAY | 36.5668 | 0 | 398.725 | 386.7633 | 603.2368 | 990 | 1755.0887 | 0 | 0 | NA | 58.5%
| 18 | 10 | 2017-10-15 18:00 | 0 | 0 | 0 | 0 | 0 | 0 | 0 | 0 | 0 | 0 | 0 | 0 | 0 | 0 | 0 | 0 | 0 | 6907 | 19 | 9 | 2017-09-14 19:00 | WEEKDAY | 31.9295 | 0 | 0 | 0 | 0 | 0 | 1133.1952 | 0 | 0 | NA | 37.77%
| 19 | 10 | 2017-10-15 19:00 | 0 | 0 | 0 | 0 | 0 | 0 | 0 | 0 | 0 | 0 | 0 | 0 | 0 | 0 | 0 | 0 | 0 | 6908 | 20 | 9 | 2017-09-14 20:00 | WEEKDAY | 71.3161 | 2.06 | 0 | 0 | 0 | 0 | 1133.1952 | 0 | 0 | NA | 37.77%
| 20 | 10 | 2017-10-15 20:00 | 0 | 0 | 0 | 0 | 0 | 0 | 0 | 0 | 0 | 0 | 0 | 0 | 0 | 0 | 0 | 0 | 0 | 6909 | 21 | 9 | 2017-09-14 21:00 | WEEKDAY | 32.1633 | 2.06 | 0 | 0 | 0 | 0 | 1133.1952 | 0 | 0 | NA | 37.77%
| 21 | 10 | 2017-10-15 21:00 | 0 | 0 | 0 | 0 | 0 | 0 | 0 | 0 | 0 | 0 | 0 | 0 | 0 | 0 | 0 | 0 | 0 | 6910 | 22 | 9 | 2017-09-14 22:00 | WEEKDAY | 38.9523 | 2.06 | 0 | 0 | 0 | 0 | 1133.1952 | 0 | 0 | NA | 37.77%
| 22 | 10 | 2017-10-15 22:00 | 0 | 0 | 0 | 0 | 0 | 0 | 0 | 0 | 0 | 0 | 0 | 0 | 0 | 0 | 0 | 0 | 0 | 6911 | 23 | 9 | 2017-09-14 23:00 | WEEKDAY | 24.2053 | 2.3 | 0 | 0 | 0 | 0 | 1133.1952 | 0 | 0 | NA | 37.77%
| 23 | 10 | 2017-10-15 23:00 | 0 | 0 | 0 | 0 | 0 | 0 | 0 | 0 | 0 | 0 | 0 | 0 | 0 | 0 | 0 | 0 | 0 | 6912 | 0 | 9 | 2017-09-15 | WEEKDAY | 22.5631 | 2.3 | 0 | 0 | 0 | 0 | 1133.1952 | 0 | 0 | NA | 37.77%
| 0 | 10 | 2017-10-16 | 0 | 0 | 0 | 0 | 0 | 0 | 0 | 0 | 0 | 0 | 0 | 0 | 0 | 0 | 0 | 0 | 0 | 6913 | 1 | 9 | 2017-09-15 01:00 | WEEKDAY | 20.4977 | 2.3 | 0 | 0 | 0 | 0 | 1133.1952 | 0 | 0 | NA | 37.77%
| 1 | 10 | 2017-10-16 01:00 | 0 | 0 | 0 | 0 | 0 | 0 | 0 | 0 | 0 | 0 | 0 | 0 | 0 | 0 | 0 | 0 | 0 | 6914 | 2 | 9 | 2017-09-15 02:00 | WEEKDAY | 19.4483 | 2.3 | 0 | 0 | 0 | 0 | 1133.1952 | 0 | 0 | NA | 37.77%
| 2 | 10 | 2017-10-16 02:00 | 0 | 0 | 0 | 0 | 0 | 0 | 0 | 0 | 0 | 0 | 0 | 0 | 0 | 0 | 0 | 0 | 0 | 6915 | 3 | 9 | 2017-09-15 03:00 | WEEKDAY | 18.9362 | 2.3 | 0 | 0 | 0 | 0 | 1133.1952 | 0 | 0 | NA | 37.77%
| 3 | 10 | 2017-10-16 03:00 | 0 | 0 | 0 | 0 | 0 | 0 | 0 | 0 | 0 | 0 | 0 | 0 | 0 | 0 | 0 | 0 | 0 | 6916 | 4 | 9 | 2017-09-15 04:00 | WEEKDAY | 18.4212 | 2.3 | 0 | 0 | 0 | 0 | 1133.1952 | 0 | 0 | NA | 37.77%
| 4 | 10 | 2017-10-16 04:00 | 0 | 0 | 0 | 0 | 0 | 0 | 0 | 0 | 0 | 0 | 0 | 0 | 0 | 0 | 0 | 0 | 0 | 6917 | 5 | 9 | 2017-09-15 05:00 | WEEKDAY | 18.758 | 2.3 | 0 | 0 | 0 | 0 | 1133.1952 | 0 | 0 | NA | 37.77%
| 5 | 10 | 2017-10-16 05:00 | 0 | 0 | 0 | 0 | 0 | 0 | 0 | 0 | 0 | 0 | 0 | 0 | 0 | 0 | 0 | 0 | 0 | 6918 | 6 | 9 | 2017-09-15 06:00 | WEEKDAY | 20.3697 | 2.05 | 0 | 0 | 0 | 0 | 1133.1952 | 0 | 0 | NA | 37.77%
| 6 | 10 | 2017-10-16 06:00 | 0 | 0 | 0 | 0 | 18.7744 | 0 | 0 | 0 | 0 | 0 | 0 | 0.15544 | 0 | 2.9527 | 0 | 18.7744 | 0 | 6919 | 7 | 9 | 2017-09-15 07:00 | WEEKDAY | 21.9201 | 2.05 | 0 | 0 | 0 | 0 | 1133.1952 | 0 | 0 | NA | 37.77%
| 7 | 10 | 2017-10-16 07:00 | 628.8182 | 733.7412 | 162.3639 | 254.3757 | 691.4381 | 370.5764 | 259.56 | 524.8931 | 0 | 185.2882 | 182.5447 | 59.1407 | 46.0972 | 358.1009 | 628.8182 | 691.4381 | 628.8182 | 6920 | 8 | 9 | 2017-09-15 08:00 | WEEKDAY | 21.4858 | 2.05 | 270.687 | 0 | 0 | 0 | 1133.1952 | 0 | 0 | NA | 37.77%
| 8 | 10 | 2017-10-16 08:00 | 833.8597 | 1527.4307 | 455.2595 | 74.7682 | 1664.3245 | 771.4296 | 712.884 | 1343.7535 | 601.6241 | 385.7148 | 447.5484 | 195.6002 | 113.0173 | 754.2406 | 833.8597 | 1664.3245 | 833.8597 | 6921 | 9 | 9 | 2017-09-15 09:00 | WEEKDAY | 22.1845 | 1.95 | 741.656 | 0 | 0 | 0 | 1403.8822 | 0 | 0 | NA | 46.8%
| 9 | 10 | 2017-10-16 09:00 | 807.67 | 1667.6079 | 602.2439 | 116.8586 | 1862.12 | 842.2262 | 821.153 | 1618.5698 | 800.2917 | 421.1131 | 770.5082 | 166.4146 | 194.5728 | 846.8879 | 807.67 | 1862.12 | 807.67 | 6922 | 10 | 9 | 2017-09-15 10:00 | WEEKDAY | 22.3793 | 1.95 | 855.507 | 829.8418 | 0 | 829.8418 | 2145.5382 | 0 | 0 | NA | 71.52%
| 10 | 10 | 2017-10-16 10:00 | 860.257 | 1725.5665 | 781.2361 | 525.262 | 1841.0305 | 871.4982 | 810.123 | 1628.2311 | 175.636 | 435.7491 | 656.5129 | 200.9645 | 165.7861 | 835.9208 | 860.257 | 1841.0305 | 860.257 | 6923 | 11 | 9 | 2017-09-15 11:00 | WEEKDAY | 22.808 | 1.95 | 843.796 | 0 | 0 | 0 | 2145.5382 | 0 | 0 | NA | 71.52%
| 11 | 10 | 2017-10-16 11:00 | 821.3564 | 1688.7586 | 822.7237 | 236.0219 | 1765.9183 | 852.9084 | 776.95 | 1580.6117 | 227.1701 | 426.4542 | 819.6544 | 189.9863 | 206.9834 | 801.2311 | 821.3564 | 1765.9183 | 821.3564 | 6924 | 12 | 9 | 2017-09-15 12:00 | WEEKDAY | 23.0335 | 1.95 | 808.807 | 784.5428 | 0 | 784.5428 | 2989.3342 | 0 | 0 | NA | 99.64%
| 12 | 10 | 2017-10-16 12:00 | 837.1671 | 1624.1571 | 796.342 | 776.8833 | 1724.1458 | 820.2814 | 750.195 | 1576.5588 | 254.0013 | 410.1407 | 713.5523 | 187.2477 | 180.19 | 783.661 | 837.1671 | 1724.1458 | 837.1671 | 6925 | 13 | 9 | 2017-09-15 13:00 | WEEKDAY | 23.3007 | 1.95 | 780.637 | 757.2179 | 0 | 757.2179 | 2989.3342 | 0 | 0 | NA | 99.64%
| 13 | 10 | 2017-10-16 13:00 | 857.5184 | 1650.7447 | 767.8595 | 788.6003 | 1761.8791 | 833.7094 | 757.793 | 1594.8847 | 311.0276 | 416.8547 | 819.7838 | 189.9486 | 207.0161 | 777.4413 | 857.5184 | 1761.8791 | 857.5184 | 6926 | 14 | 9 | 2017-09-15 14:00 | WEEKDAY | 34.6796 | 0 | 788.617 | 764.9585 | 0 | 764.9585 | 2989.3342 | 0 | 0 | NA | 99.64%
| 14 | 10 | 2017-10-16 14:00 | 881.0627 | 1712.5287 | 583.788 | 383.4643 | 1789.3792 | 864.9135 | 785.069 | 1610.7712 | 855.9611 | 432.4567 | 843.217 | 137.6261 | 212.9336 | 799.7995 | 881.0627 | 1789.3792 | 881.0627 | 6927 | 15 | 9 | 2017-09-15 15:00 | WEEKDAY | 35.0805 | 0 | 817.328 | 792.8082 | 197.1918 | 990 | 2989.3342 | 0 | 0 | NA | 99.64%
| 15 | 10 | 2017-10-16 15:00 | 798.8732 | 1518.3611 | 464.214 | 443.2674 | 1755.3986 | 766.8491 | 805.615 | 1504.3569 | 0 | 383.4245 | 764.6617 | 123.3581 | 193.0964 | 750.8347 | 798.8732 | 1755.3986 | 798.8732 | 6928 | 16 | 9 | 2017-09-15 16:00 | WEEKDAY | 36.681 | 0 | 838.997 | 813.8271 | 176.1729 | 990 | 2786.0436 | 0 | 0 | NA | 92.87%
| 16 | 10 | 2017-10-16 16:00 | 296.2833 | 470.6163 | 552.2612 | 552.5969 | 1481.5667 | 237.685 | 760.346 | 1108.3904 | 0 | 118.8425 | 445.3559 | 141.4309 | 112.4636 | 238.0254 | 296.2833 | 1481.5667 | 296.2833 | 6929 | 17 | 9 | 2017-09-15 17:00 | WEEKDAY | 40.8896 | 0 | 791.363 | 767.6221 | 222.3779 | 990 | 2604.4221 | 0 | 0 | NA | 86.81%
| 17 | 10 | 2017-10-16 17:00 | 0 | 236.1228 | 155.5943 | 78.5364 | 315.8968 | 119.2539 | 549.593 | 139.7284 | 0 | 59.627 | 85.9345 | 27.4901 | 21.7006 | 18.3859 | 0 | 315.8968 | 0 | 6930 | 18 | 9 | 2017-09-15 18:00 | WEEKDAY | 36.667 | 0 | 570.828 | 553.7032 | 436.2968 | 990 | 2375.1665 | 0 | 0 | NA | 79.17%
| 18 | 10 | 2017-10-16 18:00 | 0 | 0 | 0 | 0 | 0 | 0 | 0 | 0 | 0 | 0 | 0 | 0 | 0 | 0 | 0 | 0 | 0 | 6931 | 19 | 9 | 2017-09-15 19:00 | WEEKDAY | 33.1125 | 0 | 0 | 0 | 0 | 0 | 1925.3759 | 0 | 0 | NA | 64.18%
| 19 | 10 | 2017-10-16 19:00 | 0 | 0 | 0 | 0 | 0 | 0 | 0 | 0 | 0 | 0 | 0 | 0 | 0 | 0 | 0 | 0 | 0 | 6932 | 20 | 9 | 2017-09-15 20:00 | WEEKDAY | 31.6679 | 2.06 | 0 | 0 | 0 | 0 | 1925.3759 | 0 | 0 | NA | 64.18%
| 20 | 10 | 2017-10-16 20:00 | 0 | 0 | 0 | 0 | 0 | 0 | 0 | 0 | 0 | 0 | 0 | 0 | 0 | 0 | 0 | 0 | 0 | 6933 | 21 | 9 | 2017-09-15 21:00 | WEEKDAY | 24.3027 | 2.06 | 0 | 0 | 0 | 0 | 1925.3759 | 0 | 0 | NA | 64.18%
| 21 | 10 | 2017-10-16 21:00 | 0 | 0 | 0 | 0 | 0 | 0 | 0 | 0 | 0 | 0 | 0 | 0 | 0 | 0 | 0 | 0 | 0 | 6934 | 22 | 9 | 2017-09-15 22:00 | WEEKDAY | 22.9249 | 2.06 | 0 | 0 | 0 | 0 | 1925.3759 | 0 | 0 | NA | 64.18%
| 22 | 10 | 2017-10-16 22:00 | 0 | 0 | 0 | 0 | 0 | 0 | 0 | 0 | 0 | 0 | 0 | 0 | 0 | 0 | 0 | 0 | 0 | 6935 | 23 | 9 | 2017-09-15 23:00 | WEEKDAY | 22.7523 | 2.3 | 0 | 0 | 0 | 0 | 1925.3759 | 0 | 0 | NA | 64.18%
| 23 | 10 | 2017-10-16 23:00 | 0 | 0 | 0 | 0 | 0 | 0 | 0 | 0 | 0 | 0 | 0 | 0 | 0 | 0 | 0 | 0 | 0 | 6936 | 0 | 9 | 2017-09-16 | WEEKEND | 22.3265 | 2.3 | 0 | 0 | 0 | 0 | 1925.3759 | 0 | 0 | NA | 64.18%
| 0 | 10 | 2017-10-17 | 0 | 0 | 0 | 0 | 0 | 0 | 0 | 0 | 0 | 0 | 0 | 0 | 0 | 0 | 0 | 0 | 0 | 6937 | 1 | 9 | 2017-09-16 01:00 | WEEKEND | 20.6675 | 2.3 | 0 | 0 | 0 | 0 | 1925.3759 | 0 | 0 | NA | 64.18%
| 1 | 10 | 2017-10-17 01:00 | 0 | 0 | 0 | 0 | 0 | 0 | 0 | 0 | 0 | 0 | 0 | 0 | 0 | 0 | 0 | 0 | 0 | 6938 | 2 | 9 | 2017-09-16 02:00 | WEEKEND | 19.4678 | 2.3 | 0 | 0 | 0 | 0 | 1925.3759 | 0 | 0 | NA | 64.18%
| 2 | 10 | 2017-10-17 02:00 | 0 | 0 | 0 | 0 | 0 | 0 | 0 | 0 | 0 | 0 | 0 | 0 | 0 | 0 | 0 | 0 | 0 | 6939 | 3 | 9 | 2017-09-16 03:00 | WEEKEND | 18.7107 | 2.3 | 0 | 0 | 0 | 0 | 1925.3759 | 0 | 0 | NA | 64.18%
| 3 | 10 | 2017-10-17 03:00 | 0 | 0 | 0 | 0 | 0 | 0 | 0 | 0 | 0 | 0 | 0 | 0 | 0 | 0 | 0 | 0 | 0 | 6940 | 4 | 9 | 2017-09-16 04:00 | WEEKEND | 18.8025 | 2.3 | 0 | 0 | 0 | 0 | 1925.3759 | 0 | 0 | NA | 64.18%
| 4 | 10 | 2017-10-17 04:00 | 0 | 0 | 0 | 0 | 0 | 0 | 0 | 0 | 0 | 0 | 0 | 0 | 0 | 0 | 0 | 0 | 0 | 6941 | 5 | 9 | 2017-09-16 05:00 | WEEKEND | 18.6216 | 2.3 | 0 | 0 | 0 | 0 | 1925.3759 | 0 | 0 | NA | 64.18%
| 5 | 10 | 2017-10-17 05:00 | 0 | 0 | 0 | 0 | 0 | 0 | 0 | 0 | 0 | 0 | 0 | 0 | 0 | 0 | 0 | 0 | 0 | 6942 | 6 | 9 | 2017-09-16 06:00 | WEEKEND | 19.2813 | 2.3 | 0 | 0 | 0 | 0 | 1925.3759 | 0 | 0 | NA | 64.18%
| 6 | 10 | 2017-10-17 06:00 | 0 | 0 | 0 | 0 | 22.5896 | 0 | 0 | 0.66773 | 0 | 0 | 0 | 0 | 0 | 2.8879 | 0 | 22.5896 | 0 | 6943 | 7 | 9 | 2017-09-16 07:00 | WEEKEND | 19.8909 | 2.3 | 0 | 0 | 0 | 0 | 1925.3759 | 0 | 0 | NA | 64.18%
| 7 | 10 | 2017-10-17 07:00 | 140.2872 | 704.9896 | 26.2382 | 35.6306 | 716.2694 | 356.0553 | 237.084 | 637.0159 | 0 | 178.0277 | 127.5361 | 26.5712 | 32.2061 | 325.9165 | 140.2872 | 716.2694 | 140.2872 | 6944 | 8 | 9 | 2017-09-16 08:00 | WEEKEND | 19.8909 | 2.3 | 247.596 | 0 | 0 | 0 | 1925.3759 | 0 | 0 | NA | 64.18%
| 8 | 10 | 2017-10-17 08:00 | 86.6389 | 1613.5065 | 659.8127 | 46.6777 | 1538.2265 | 814.9022 | 705.399 | 1495.6014 | 638.163 | 407.4511 | 488.8317 | 127.3626 | 123.4423 | 794.5638 | 86.6389 | 1538.2265 | 86.6389 | 6945 | 9 | 9 | 2017-09-16 09:00 | WEEKEND | 21.046 | 2.3 | 733.854 | 0 | 0 | 0 | 2172.9719 | 0 | 0 | NA | 72.43%
| 9 | 10 | 2017-10-17 09:00 | 219.3602 | 1715.296 | 595.2376 | 72.6682 | 1672.7859 | 866.3111 | 818.9 | 1484.9432 | 832.2998 | 433.1556 | 741.1316 | 109.4648 | 187.1545 | 800.3127 | 219.3602 | 1672.7859 | 219.3602 | 6946 | 10 | 9 | 2017-09-16 10:00 | WEEKEND | 22.4545 | 2.3 | 853.204 | 827.6079 | 0 | 827.6079 | 2906.8259 | 0 | 0 | NA | 96.89%
| 10 | 10 | 2017-10-17 10:00 | 381.4724 | 1704.1803 | 819.1303 | 101.2114 | 1694.756 | 860.6971 | 807.379 | 1643.3639 | 826.7601 | 430.3486 | 618.0798 | 194.0584 | 156.0807 | 784.5628 | 381.4724 | 1694.756 | 381.4724 | 6947 | 11 | 9 | 2017-09-16 11:00 | WEEKEND | 24.1051 | 2.3 | 840.967 | 815.738 | 0 | 815.738 | 2906.8259 | 0 | 0 | NA | 96.89%
| 11 | 10 | 2017-10-17 11:00 | 560.2548 | 1639.0893 | 827.4048 | 126.4155 | 1623.2133 | 827.8229 | 771.266 | 1544.8285 | 744.4653 | 413.9114 | 315.799 | 193.901 | 79.7472 | 598.1439 | 560.2548 | 1623.2133 | 560.2548 | 6948 | 12 | 9 | 2017-09-16 12:00 | WEEKEND | 24.5199 | 2.3 | 802.87 | 778.7839 | 0 | 778.7839 | 2906.8259 | 0 | 0 | NA | 96.89%
| 12 | 10 | 2017-10-17 12:00 | 475.1651 | 1562.1823 | 771.3728 | 132.8564 | 1582.0238 | 788.9809 | 742.921 | 1586.6687 | 990.0279 | 394.4905 | 453.0415 | 191.9936 | 114.4044 | 738.9223 | 475.1651 | 1582.0238 | 475.1651 | 6949 | 13 | 9 | 2017-09-16 13:00 | WEEKEND | 38.7602 | 2.3 | 773.024 | 749.8333 | 0 | 749.8333 | 2906.8259 | 0 | 0 | NA | 96.89%
| 13 | 10 | 2017-10-17 13:00 | 272.834 | 1183.3236 | 775.5138 | 115.3751 | 1439.3522 | 597.6382 | 750.408 | 1616.1734 | 0 | 298.8191 | 358.799 | 184.9989 | 90.6058 | 570.3615 | 272.834 | 1439.3522 | 272.834 | 6950 | 14 | 9 | 2017-09-16 14:00 | WEEKEND | 62.4395 | 2.3 | 780.882 | 757.4555 | 0 | 757.4555 | 2906.8259 | 0 | 0 | NA | 96.89%
| 14 | 10 | 2017-10-17 14:00 | 193.0715 | 1105.7751 | 796.0008 | 85.4556 | 1627.4517 | 558.4723 | 779.589 | 1630.7737 | 788.0629 | 279.2361 | 429.3605 | 109.9894 | 108.4244 | 804.1538 | 193.0715 | 1627.4517 | 193.0715 | 6951 | 15 | 9 | 2017-09-16 15:00 | WEEKEND | 39.0191 | 2.3 | 811.59 | 787.2423 | 203 | 990.2423 | 2906.8259 | 0 | 0 | NA | 96.89%
| 15 | 10 | 2017-10-17 15:00 | 73.4976 | 1143.6559 | 749.2237 | 68.8594 | 1563.8583 | 577.604 | 800.027 | 1520.0658 | 825.9637 | 288.802 | 308.5437 | 85.7395 | 77.9151 | 611.6502 | 73.4976 | 1563.8583 | 73.4976 | 6952 | 16 | 9 | 2017-09-16 16:00 | WEEKEND | 196.2006 | 2.3 | 833.14 | 808.1458 | 0 | 808.1458 | 2697.5476 | 0 | 0 | NA | 89.92%
| 16 | 10 | 2017-10-17 16:00 | 36.9289 | 231.0602 | 649.9145 | 29.9633 | 1261.7346 | 116.6971 | 751.534 | 1266.9317 | 990.0901 | 58.3485 | 248.337 | 40.1844 | 62.7114 | 79.1818 | 36.9289 | 1261.7346 | 36.9289 | 6953 | 17 | 9 | 2017-09-16 17:00 | WEEKEND | 48.1713 | 2.3 | 782.114 | 758.6506 | 0 | 758.6506 | 2697.5476 | 0 | 0 | NA | 89.92%
| 17 | 10 | 2017-10-17 17:00 | 0 | 90.0109 | 199.4198 | 26.0074 | 260.8652 | 45.4601 | 525.359 | 192.3966 | 418.783 | 22.73 | 39.0281 | 12.9575 | 9.8556 | 30.1538 | 0 | 260.8652 | 0 | 6954 | 18 | 9 | 2017-09-16 18:00 | WEEKEND | 34.1007 | 2.3 | 545.534 | 529.168 | 0 | 529.168 | 2697.5476 | 0 | 0 | NA | 89.92%
| 18 | 10 | 2017-10-17 18:00 | 0 | 0 | 0 | 0 | 0 | 0 | 0 | 0 | 0 | 0 | 0 | 0 | 0 | 0 | 0 | 0 | 0 | 6955 | 19 | 9 | 2017-09-16 19:00 | WEEKEND | 35.5453 | 2.3 | 0 | 0 | 0 | 0 | 2697.5476 | 0 | 0 | NA | 89.92%
| 19 | 10 | 2017-10-17 19:00 | 0 | 0 | 0 | 0 | 0 | 0 | 0 | 0 | 0 | 0 | 0 | 0 | 0 | 0 | 0 | 0 | 0 | 6956 | 20 | 9 | 2017-09-16 20:00 | WEEKEND | 29.7333 | 2.3 | 0 | 0 | 0 | 0 | 2697.5476 | 0 | 0 | NA | 89.92%
| 20 | 10 | 2017-10-17 20:00 | 0 | 0 | 0 | 0 | 0 | 0 | 0 | 0 | 0 | 0 | 0 | 0 | 0 | 0 | 0 | 0 | 0 | 6957 | 21 | 9 | 2017-09-16 21:00 | WEEKEND | 28.7035 | 2.3 | 0 | 0 | 0 | 0 | 2697.5476 | 0 | 0 | NA | 89.92%
| 21 | 10 | 2017-10-17 21:00 | 0 | 0 | 0 | 0 | 0 | 0 | 0 | 0 | 0 | 0 | 0 | 0 | 0 | 0 | 0 | 0 | 0 | 6958 | 22 | 9 | 2017-09-16 22:00 | WEEKEND | 25.8086 | 2.3 | 0 | 0 | 0 | 0 | 2697.5476 | 0 | 0 | NA | 89.92%
| 22 | 10 | 2017-10-17 22:00 | 0 | 0 | 0 | 0 | 0 | 0 | 0 | 0 | 0 | 0 | 0 | 0 | 0 | 0 | 0 | 0 | 0 | 6959 | 23 | 9 | 2017-09-16 23:00 | WEEKEND | 25.032 | 2.3 | 0 | 0 | 0 | 0 | 2697.5476 | 0 | 0 | NA | 89.92%
| 23 | 10 | 2017-10-17 23:00 | 0 | 0 | 0 | 0 | 0 | 0 | 0 | 0 | 0 | 0 | 0 | 0 | 0 | 0 | 0 | 0 | 0 | 6960 | 0 | 9 | 2017-09-17 | WEEKEND | 27.8183 | 2.3 | 0 | 0 | 0 | 0 | 2697.5476 | 0 | 0 | NA | 89.92%
| 0 | 10 | 2017-10-18 | 0 | 0 | 0 | 0 | 0 | 0 | 0 | 0 | 0 | 0 | 0 | 0 | 0 | 0 | 0 | 0 | 0 | 6961 | 1 | 9 | 2017-09-17 01:00 | WEEKEND | 22.9917 | 2.3 | 0 | 0 | 0 | 0 | 2697.5476 | 0 | 0 | NA | 89.92%
| 1 | 10 | 2017-10-18 01:00 | 0 | 0 | 0 | 0 | 0 | 0 | 0 | 0 | 0 | 0 | 0 | 0 | 0 | 0 | 0 | 0 | 0 | 6962 | 2 | 9 | 2017-09-17 02:00 | WEEKEND | 22.538 | 2.3 | 0 | 0 | 0 | 0 | 2697.5476 | 0 | 0 | NA | 89.92%
| 2 | 10 | 2017-10-18 02:00 | 0 | 0 | 0 | 0 | 0 | 0 | 0 | 0 | 0 | 0 | 0 | 0 | 0 | 0 | 0 | 0 | 0 | 6963 | 3 | 9 | 2017-09-17 03:00 | WEEKEND | 21.5554 | 2.3 | 0 | 0 | 0 | 0 | 2697.5476 | 0 | 0 | NA | 89.92%
| 3 | 10 | 2017-10-18 03:00 | 0 | 0 | 0 | 0 | 0 | 0 | 0 | 0 | 0 | 0 | 0 | 0 | 0 | 0 | 0 | 0 | 0 | 6964 | 4 | 9 | 2017-09-17 04:00 | WEEKEND | 20.9765 | 2.3 | 0 | 0 | 0 | 0 | 2697.5476 | 0 | 0 | NA | 89.92%
| 4 | 10 | 2017-10-18 04:00 | 0 | 0 | 0 | 0 | 0 | 0 | 0 | 0 | 0 | 0 | 0 | 0 | 0 | 0 | 0 | 0 | 0 | 6965 | 5 | 9 | 2017-09-17 05:00 | WEEKEND | 20.4671 | 2.3 | 0 | 0 | 0 | 0 | 2697.5476 | 0 | 0 | NA | 89.92%
| 5 | 10 | 2017-10-18 05:00 | 0 | 0 | 0 | 0 | 0 | 0 | 0 | 0 | 0 | 0 | 0 | 0 | 0 | 0 | 0 | 0 | 0 | 6966 | 6 | 9 | 2017-09-17 06:00 | WEEKEND | 19.9688 | 2.3 | 0 | 0 | 0 | 0 | 2697.5476 | 0 | 0 | NA | 89.92%
| 6 | 10 | 2017-10-18 06:00 | 0 | 0 | 0 | 0 | 14.4598 | 0 | 0 | 0 | 0 | 0 | 0 | 0 | 0 | 0.58433 | 0 | 14.4598 | 0 | 6967 | 7 | 9 | 2017-09-17 07:00 | WEEKEND | 19.8046 | 2.3 | 0 | 0 | 0 | 0 | 2697.5476 | 0 | 0 | NA | 89.92%
| 7 | 10 | 2017-10-18 07:00 | 257.5362 | 35.113 | 51.9077 | 221.6234 | 418.5871 | 17.7338 | 214.414 | 479.5314 | 0 | 8.8669 | 50.4511 | 5.7069 | 12.7402 | 324.8314 | 257.5362 | 418.5871 | 257.5362 | 6968 | 8 | 9 | 2017-09-17 08:00 | WEEKEND | 19.2117 | 2.3 | 224.293 | 0 | 0 | 0 | 2697.5476 | 0 | 0 | NA | 89.92%
| 8 | 10 | 2017-10-18 08:00 | 273.0854 | 82.3691 | 248.256 | 216.884 | 722.8775 | 41.6006 | 681.31 | 1296.1101 | 621.0192 | 20.8003 | 152.2791 | 21.5419 | 38.4543 | 768.3663 | 273.0854 | 722.8775 | 273.0854 | 6969 | 9 | 9 | 2017-09-17 09:00 | WEEKEND | 20.1525 | 2.3 | 708.476 | 687.2217 | 0 | 687.2217 | 2921.8406 | 0 | 0 | NA | 97.39%
| 9 | 10 | 2017-10-18 09:00 | 714.6749 | 147.2063 | 788.427 | 87.3867 | 885.1815 | 74.3466 | 790.4 | 1569.6861 | 832.2842 | 37.1733 | 190.5994 | 26.5751 | 48.1312 | 857.1787 | 714.6749 | 885.1815 | 714.6749 | 6970 | 10 | 9 | 2017-09-17 10:00 | WEEKEND | 21.9479 | 2.3 | 823.014 | 798.3236 | 0 | 798.3236 | 2921.8406 | 0 | 0 | NA | 97.39%
| 10 | 10 | 2017-10-18 10:00 | 826.6021 | 200.9549 | 826.3907 | 102.6167 | 1559.1816 | 101.4924 | 777.032 | 1500.2748 | 824.9113 | 50.7462 | 261.8338 | 48.7067 | 66.1197 | 832.9624 | 826.6021 | 1559.1816 | 826.6021 | 6971 | 11 | 9 | 2017-09-17 11:00 | WEEKEND | 22.7996 | 2.3 | 808.849 | 784.5835 | 0 | 784.5835 | 2921.8406 | 0 | 0 | NA | 97.39%
| 11 | 10 | 2017-10-18 11:00 | 752.4561 | 252.5933 | 805.9693 | 128.2756 | 1291.2435 | 127.5724 | 743.828 | 1504.1992 | 656.3166 | 63.7862 | 407.4748 | 49.6976 | 102.8977 | 802.3035 | 752.4561 | 1291.2435 | 752.4561 | 6972 | 12 | 9 | 2017-09-17 12:00 | WEEKEND | 26.2094 | 2.3 | 773.884 | 750.6675 | 0 | 750.6675 | 2921.8406 | 0 | 0 | NA | 97.39%
| 12 | 10 | 2017-10-18 12:00 | 813.7686 | 410.4571 | 774.07 | 154.5746 | 1492.6077 | 207.3016 | 733.153 | 1454.6482 | 512.7459 | 103.6508 | 395.4423 | 98.9723 | 99.8592 | 789.0575 | 813.7686 | 1492.6077 | 813.7686 | 6973 | 13 | 9 | 2017-09-17 13:00 | WEEKEND | 38.7213 | 2.3 | 762.738 | 739.8559 | 250 | 989.8559 | 2921.8406 | 0 | 0 | NA | 97.39%
| 13 | 10 | 2017-10-18 13:00 | 830.4046 | 258.8633 | 796.6411 | 117.8501 | 1230.9236 | 130.739 | 466.391 | 1497.6445 | 497.3297 | 65.3695 | 446.2108 | 121.6131 | 112.6795 | 812.8703 | 830.4046 | 1230.9236 | 830.4046 | 6974 | 14 | 9 | 2017-09-17 14:00 | WEEKEND | 42.9912 | 2.3 | 484.165 | 469.6401 | 0 | 469.6401 | 2664.1086 | 0 | 0 | NA | 88.8%
| 14 | 10 | 2017-10-18 14:00 | 653.1501 | 417.4075 | 816.3038 | 155.2048 | 1573.8673 | 210.8119 | 771.365 | 1524.2408 | 303.2831 | 105.4059 | 336.9999 | 113.2594 | 85.101 | 838.1882 | 653.1501 | 1573.8673 | 653.1501 | 6975 | 15 | 9 | 2017-09-17 15:00 | WEEKEND | 33.53 | 2.3 | 802.924 | 778.8363 | 0 | 778.8363 | 2664.1086 | 0 | 0 | NA | 88.8%
| 15 | 10 | 2017-10-18 15:00 | 283.8656 | 439.3618 | 773.8903 | 64.9203 | 1411.2975 | 221.8999 | 791.886 | 1511.1949 | 663.4023 | 110.95 | 286.0902 | 52.0469 | 72.245 | 800.0494 | 283.8656 | 1411.2975 | 283.8656 | 6976 | 16 | 9 | 2017-09-17 16:00 | WEEKEND | 35.0832 | 2.3 | 824.557 | 799.8203 | 0 | 799.8203 | 2664.1086 | 0 | 0 | NA | 88.8%
| 16 | 10 | 2017-10-18 16:00 | 41.0332 | 273.3735 | 601.7092 | 34.04 | 1094.7404 | 138.0674 | 743.844 | 1142.5041 | 0 | 69.0337 | 190.5349 | 60.0992 | 48.1149 | 596.1691 | 41.0332 | 1094.7404 | 41.0332 | 6977 | 17 | 9 | 2017-09-17 17:00 | WEEKEND | 37.7164 | 2.3 | 774.024 | 750.8033 | 0 | 750.8033 | 2664.1086 | 0 | 0 | NA | 88.8%
| 17 | 10 | 2017-10-18 17:00 | 0 | 35.6879 | 128.1835 | 15.0319 | 218.6287 | 18.0242 | 515.216 | 150.6112 | 0 | 9.0121 | 33.4694 | 23.1433 | 8.4519 | 74.6612 | 0 | 218.6287 | 0 | 6978 | 18 | 9 | 2017-09-17 18:00 | WEEKEND | 35.4256 | 2.3 | 534.972 | 518.9228 | 0 | 518.9228 | 2664.1086 | 0 | 0 | NA | 88.8%
| 18 | 10 | 2017-10-18 18:00 | 0 | 0 | 0 | 0 | 0 | 0 | 0 | 0 | 0 | 0 | 0 | 0 | 0 | 0 | 0 | 0 | 0 | 6979 | 19 | 9 | 2017-09-17 19:00 | WEEKEND | 32.4306 | 2.3 | 0 | 0 | 0 | 0 | 2664.1086 | 0 | 0 | NA | 88.8%
| 19 | 10 | 2017-10-18 19:00 | 0 | 0 | 0 | 0 | 0 | 0 | 0 | 0 | 0 | 0 | 0 | 0 | 0 | 0 | 0 | 0 | 0 | 6980 | 20 | 9 | 2017-09-17 20:00 | WEEKEND | 27.8099 | 2.3 | 0 | 0 | 0 | 0 | 2664.1086 | 0 | 0 | NA | 88.8%
| 20 | 10 | 2017-10-18 20:00 | 0 | 0 | 0 | 0 | 0 | 0 | 0 | 0 | 0 | 0 | 0 | 0 | 0 | 0 | 0 | 0 | 0 | 6981 | 21 | 9 | 2017-09-17 21:00 | WEEKEND | 26.7244 | 2.3 | 0 | 0 | 0 | 0 | 2664.1086 | 0 | 0 | NA | 88.8%
| 21 | 10 | 2017-10-18 21:00 | 0 | 0 | 0 | 0 | 0 | 0 | 0 | 0 | 0 | 0 | 0 | 0 | 0 | 0 | 0 | 0 | 0 | 6982 | 22 | 9 | 2017-09-17 22:00 | WEEKEND | 22.7913 | 2.3 | 0 | 0 | 0 | 0 | 2664.1086 | 0 | 0 | NA | 88.8%
| 22 | 10 | 2017-10-18 22:00 | 0 | 0 | 0 | 0 | 0 | 0 | 0 | 0 | 0 | 0 | 0 | 0 | 0 | 0 | 0 | 0 | 0 | 6983 | 23 | 9 | 2017-09-17 23:00 | WEEKEND | 22.577 | 2.3 | 0 | 0 | 0 | 0 | 2664.1086 | 0 | 0 | NA | 88.8%
| 23 | 10 | 2017-10-18 23:00 | 0 | 0 | 0 | 0 | 0 | 0 | 0 | 0 | 0 | 0 | 0 | 0 | 0 | 0 | 0 | 0 | 0 | 6984 | 0 | 9 | 2017-09-18 | WEEKDAY | 22.0537 | 2.3 | 0 | 0 | 0 | 0 | 2664.1086 | 0 | 0 | NA | 88.8%
| 0 | 10 | 2017-10-19 | 0 | 0 | 0 | 0 | 0 | 0 | 0 | 0 | 0 | 0 | 0 | 0 | 0 | 0 | 0 | 0 | 0 | 6985 | 1 | 9 | 2017-09-18 01:00 | WEEKDAY | 21.1295 | 2.3 | 0 | 0 | 0 | 0 | 2664.1086 | 0 | 0 | NA | 88.8%
| 1 | 10 | 2017-10-19 01:00 | 0 | 0 | 0 | 0 | 0 | 0 | 0 | 0 | 0 | 0 | 0 | 0 | 0 | 0 | 0 | 0 | 0 | 6986 | 2 | 9 | 2017-09-18 02:00 | WEEKDAY | 19.8575 | 2.3 | 0 | 0 | 0 | 0 | 2664.1086 | 0 | 0 | NA | 88.8%
| 2 | 10 | 2017-10-19 02:00 | 0 | 0 | 0 | 0 | 0 | 0 | 0 | 0 | 0 | 0 | 0 | 0 | 0 | 0 | 0 | 0 | 0 | 6987 | 3 | 9 | 2017-09-18 03:00 | WEEKDAY | 19.568 | 2.3 | 0 | 0 | 0 | 0 | 2664.1086 | 0 | 0 | NA | 88.8%
| 3 | 10 | 2017-10-19 03:00 | 0 | 0 | 0 | 0 | 0 | 0 | 0 | 0 | 0 | 0 | 0 | 0 | 0 | 0 | 0 | 0 | 0 | 6988 | 4 | 9 | 2017-09-18 04:00 | WEEKDAY | 19.8909 | 2.3 | 0 | 0 | 0 | 0 | 2664.1086 | 0 | 0 | NA | 88.8%
| 4 | 10 | 2017-10-19 04:00 | 0 | 0 | 0 | 0 | 0 | 0 | 0 | 0 | 0 | 0 | 0 | 0 | 0 | 0 | 0 | 0 | 0 | 6989 | 5 | 9 | 2017-09-18 05:00 | WEEKDAY | 20.1275 | 2.3 | 0 | 0 | 0 | 0 | 2664.1086 | 0 | 0 | NA | 88.8%
| 5 | 10 | 2017-10-19 05:00 | 0 | 0 | 0 | 0 | 0 | 0 | 0 | 0 | 0 | 0 | 0 | 0 | 0 | 0 | 0 | 0 | 0 | 6990 | 6 | 9 | 2017-09-18 06:00 | WEEKDAY | 21.4246 | 2.05 | 0 | 0 | 0 | 0 | 2664.1086 | 0 | 0 | NA | 88.8%
| 6 | 10 | 2017-10-19 06:00 | 0 | 0 | 0 | 0 | 13.0568 | 0 | 0 | 0 | 0 | 0 | 0 | 0 | 0 | 0 | 0 | 13.0568 | 0 | 6991 | 7 | 9 | 2017-09-18 07:00 | WEEKDAY | 22.8052 | 2.05 | 0 | 0 | 0 | 0 | 2664.1086 | 0 | 0 | NA | 88.8%
| 7 | 10 | 2017-10-19 07:00 | 787.7987 | 217.5041 | 133.389 | 343.0827 | 600.3789 | 109.8506 | 199.005 | 58.3214 | 0 | 54.9253 | 54.1624 | 11.1342 | 13.6774 | 314.6558 | 787.7987 | 600.3789 | 787.7987 | 6992 | 8 | 9 | 2017-09-18 08:00 | WEEKDAY | 22.5714 | 2.05 | 208.501 | 0 | 0 | 0 | 2664.1086 | 0 | 0 | NA | 88.8%
| 8 | 10 | 2017-10-19 08:00 | 827.8738 | 243.2987 | 697.274 | 532.7952 | 1214.1979 | 122.8781 | 696.494 | 790.5157 | 555.3492 | 61.4391 | 191.9996 | 18.5995 | 48.4847 | 740.0144 | 827.8738 | 1214.1979 | 827.8738 | 6993 | 9 | 9 | 2017-09-18 09:00 | WEEKDAY | 22.4656 | 1.95 | 724.49 | 702.7553 | 0 | 702.7553 | 2872.6096 | 0 | 0 | NA | 95.75%
| 9 | 10 | 2017-10-19 09:00 | 142.2836 | 450.3439 | 859.2767 | 75.1126 | 1409.4253 | 227.4464 | 828.141 | 1446.9084 | 764.749 | 113.7232 | 264.0362 | 62.7798 | 66.6758 | 829.631 | 142.2836 | 1409.4253 | 142.2836 | 6994 | 10 | 9 | 2017-09-18 10:00 | WEEKDAY | 22.4489 | 1.95 | 863.023 | 837.1323 | 0 | 837.1323 | 2872.6096 | 0 | 0 | NA | 95.75%
| 10 | 10 | 2017-10-19 10:00 | 490.1247 | 265.8134 | 851.1411 | 129.5538 | 1351.1707 | 134.2492 | 817.249 | 1567.2063 | 431.3784 | 67.1246 | 347.4609 | 117.8778 | 87.7427 | 811.8238 | 490.1247 | 1351.1707 | 490.1247 | 6995 | 11 | 9 | 2017-09-18 11:00 | WEEKDAY | 22.4907 | 1.95 | 851.455 | 825.9113 | 0 | 825.9113 | 2872.6096 | 0 | 0 | NA | 95.75%
| 11 | 10 | 2017-10-19 11:00 | 680.7724 | 356.906 | 810.2257 | 129.6787 | 1468.3942 | 180.2556 | 779.916 | 1614.7728 | 455.9078 | 90.1278 | 424.0528 | 134.7665 | 107.084 | 777.9661 | 680.7724 | 1468.3942 | 680.7724 | 6996 | 12 | 9 | 2017-09-18 12:00 | WEEKDAY | 24.3723 | 1.95 | 812.05 | 787.6885 | 0 | 787.6885 | 2872.6096 | 0 | 0 | NA | 95.75%
| 12 | 10 | 2017-10-19 12:00 | 445.6462 | 562.7597 | 793.3199 | 135.9149 | 1473.1398 | 284.2221 | 747.964 | 1595.8854 | 421.1333 | 142.111 | 342.2761 | 176.972 | 86.4334 | 760.9306 | 445.6462 | 1473.1398 | 445.6462 | 6997 | 13 | 9 | 2017-09-18 13:00 | WEEKDAY | 31.2253 | 1.95 | 778.394 | 755.0422 | 0 | 755.0422 | 2872.6096 | 0 | 0 | NA | 95.75%
| 13 | 10 | 2017-10-19 13:00 | 140.1644 | 644.4015 | 829.1362 | 118.8653 | 1561.3396 | 325.4553 | 764.182 | 1622.5698 | 990.4189 | 162.7276 | 360.4945 | 187.5852 | 91.034 | 789.4936 | 140.1644 | 1561.3396 | 140.1644 | 6998 | 14 | 9 | 2017-09-18 14:00 | WEEKDAY | 32.6282 | 0 | 795.485 | 771.6205 | 0 | 771.6205 | 2872.6096 | 0 | 0 | NA | 95.75%
| 14 | 10 | 2017-10-19 14:00 | 317.2907 | 790.0243 | 571.9663 | 99.0239 | 1540.1635 | 399.0022 | 794.101 | 1663.6766 | 0 | 199.5011 | 256.4263 | 196.9758 | 64.7541 | 815.1481 | 317.2907 | 1540.1635 | 317.2907 | 6999 | 15 | 9 | 2017-09-18 15:00 | WEEKDAY | 39.5786 | 0 | 827 | 802.19 | 187.81 | 990 | 2872.6096 | 0 | 0 | NA | 95.75%
| 15 | 10 | 2017-10-19 15:00 | 158.5798 | 595.7152 | 662.632 | 115.8096 | 1622.3319 | 300.8663 | 822.243 | 1580.0605 | 0 | 150.4331 | 168.9611 | 184.6291 | 42.6669 | 772.1337 | 158.5798 | 1622.3319 | 158.5798 | 7000 | 16 | 9 | 2017-09-18 16:00 | WEEKDAY | 40.7198 | 0 | 856.734 | 831.032 | 158.968 | 990 | 2678.9911 | 0 | 0 | NA | 89.3%
| 16 | 10 | 2017-10-19 16:00 | 23.1897 | 371.4148 | 423.71 | 83.7253 | 1271.4998 | 187.5832 | 768.67 | 1088.8699 | 83.2252 | 93.7916 | 117.4991 | 170.1441 | 29.6715 | 560.3445 | 23.1897 | 1271.4998 | 23.1897 | 7001 | 17 | 9 | 2017-09-18 17:00 | WEEKDAY | 58.949 | 0 | 800.286 | 776.2774 | 213.7226 | 990 | 2515.1065 | 0 | 0 | NA | 83.84%
| 17 | 10 | 2017-10-19 17:00 | 0 | 117.3619 | 160.9186 | 2.8953 | 246.8034 | 59.2737 | 525.66 | 149.1839 | 0 | 29.6368 | 34.0827 | 19.9204 | 8.6067 | 68.2664 | 0 | 246.8034 | 0 | 7002 | 18 | 9 | 2017-09-18 18:00 | WEEKDAY | 74.0467 | 0 | 545.915 | 529.5375 | 460.4625 | 990 | 2294.774 | 0 | 0 | NA | 76.49%
| 18 | 10 | 2017-10-19 18:00 | 0 | 0 | 0 | 0 | 0 | 0 | 0 | 0 | 0 | 0 | 0 | 0 | 0 | 0 | 0 | 0 | 0 | 7003 | 19 | 9 | 2017-09-18 19:00 | WEEKDAY | 54.5566 | 0 | 0 | 0 | 0 | 0 | 1820.0704 | 0 | 0 | NA | 60.67%
| 19 | 10 | 2017-10-19 19:00 | 0 | 0 | 0 | 0 | 0 | 0 | 0 | 0 | 0 | 0 | 0 | 0 | 0 | 0 | 0 | 0 | 0 | 7004 | 20 | 9 | 2017-09-18 20:00 | WEEKDAY | 41.527 | 2.06 | 0 | 0 | 0 | 0 | 1820.0704 | 0 | 0 | NA | 60.67%
| 20 | 10 | 2017-10-19 20:00 | 0 | 0 | 0 | 0 | 0 | 0 | 0 | 0 | 0 | 0 | 0 | 0 | 0 | 0 | 0 | 0 | 0 | 7005 | 21 | 9 | 2017-09-18 21:00 | WEEKDAY | 25.5052 | 2.06 | 0 | 0 | 0 | 0 | 1820.0704 | 0 | 0 | NA | 60.67%
| 21 | 10 | 2017-10-19 21:00 | 0 | 0 | 0 | 0 | 0 | 0 | 0 | 0 | 970 | 0 | 0 | 0 | 0 | 0 | 0 | 0 | 0 | 7006 | 22 | 9 | 2017-09-18 22:00 | WEEKDAY | 23.3035 | 2.06 | 0 | 0 | 0 | 0 | 1820.0704 | 0 | 0 | NA | 60.67%
| 22 | 10 | 2017-10-19 22:00 | 0 | 0 | 0 | 0 | 0 | 0 | 0 | 0 | 0 | 0 | 0 | 0 | 0 | 0 | 0 | 0 | 0 | 7007 | 23 | 9 | 2017-09-18 23:00 | WEEKDAY | 21.6055 | 2.3 | 0 | 0 | 0 | 0 | 1820.0704 | 0 | 0 | NA | 60.67%
| 23 | 10 | 2017-10-19 23:00 | 0 | 0 | 0 | 0 | 0 | 0 | 0 | 0 | 0 | 0 | 0 | 0 | 0 | 0 | 0 | 0 | 0 | 7008 | 0 | 9 | 2017-09-19 | WEEKDAY | 22.3654 | 2.3 | 0 | 0 | 0 | 0 | 1820.0704 | 0 | 0 | NA | 60.67%
| 0 | 10 | 2017-10-20 | 0 | 0 | 0 | 0 | 0 | 0 | 0 | 0 | 0 | 0 | 0 | 0 | 0 | 0 | 0 | 0 | 0 | 7009 | 1 | 9 | 2017-09-19 01:00 | WEEKDAY | 25.3855 | 2.3 | 0 | 0 | 0 | 0 | 1820.0704 | 0 | 0 | NA | 60.67%
| 1 | 10 | 2017-10-20 01:00 | 0 | 0 | 0 | 0 | 0 | 0 | 0 | 0 | 0 | 0 | 0 | 0 | 0 | 0 | 0 | 0 | 0 | 7010 | 2 | 9 | 2017-09-19 02:00 | WEEKDAY | 18.7664 | 2.3 | 0 | 0 | 0 | 0 | 1820.0704 | 0 | 0 | NA | 60.67%
| 2 | 10 | 2017-10-20 02:00 | 0 | 0 | 0 | 0 | 0 | 0 | 0 | 0 | -970 | 0 | 0 | 0 | 0 | 0 | 0 | 0 | 0 | 7011 | 3 | 9 | 2017-09-19 03:00 | WEEKDAY | 18.5353 | 2.3 | 0 | 0 | 0 | 0 | 1820.0704 | 0 | 0 | NA | 60.67%
| 3 | 10 | 2017-10-20 03:00 | 0 | 0 | 0 | 0 | 0 | 0 | 0 | 0 | -350 | 0 | 0 | 0 | 0 | 0 | 0 | 0 | 0 | 7012 | 4 | 9 | 2017-09-19 04:00 | WEEKDAY | 18.527 | 2.3 | 0 | 0 | 0 | 0 | 1820.0704 | 0 | 0 | NA | 60.67%
| 4 | 10 | 2017-10-20 04:00 | 0 | 0 | 0 | 0 | 0 | 0 | 0 | 0 | 0 | 0 | 0 | 0 | 0 | 0 | 0 | 0 | 0 | 7013 | 5 | 9 | 2017-09-19 05:00 | WEEKDAY | 19.1839 | 2.3 | 0 | 0 | 0 | 0 | 1820.0704 | 0 | 0 | NA | 60.67%
| 5 | 10 | 2017-10-20 05:00 | 0 | 0 | 0 | 0 | 0 | 0 | 0 | 0 | 0 | 0 | 0 | 0 | 0 | 0 | 0 | 0 | 0 | 7014 | 6 | 9 | 2017-09-19 06:00 | WEEKDAY | 20.6118 | 2.05 | 0 | 0 | 0 | 0 | 1820.0704 | 0 | 0 | NA | 60.67%
| 6 | 10 | 2017-10-20 06:00 | 0 | 0 | 0 | 0 | 8.4657 | 0 | 0 | 0 | 0 | 0 | 0 | 0 | 0 | 0 | 0 | 8.4657 | 0 | 7015 | 7 | 9 | 2017-09-19 07:00 | WEEKDAY | 22.5881 | 2.05 | 0 | 0 | 0 | 0 | 1820.0704 | 0 | 0 | NA | 60.67%
| 7 | 10 | 2017-10-20 07:00 | 134.3974 | 224.1527 | 59.3088 | 52.7751 | 289.4039 | 113.2084 | 175.38 | 665.0889 | 0 | 56.6042 | 45.4413 | 37.2486 | 11.4751 | 265.2035 | 134.3974 | 289.4039 | 134.3974 | 7016 | 8 | 9 | 2017-09-19 08:00 | WEEKDAY | 22.7217 | 2.05 | 184.27 | 0 | 0 | 0 | 1820.0704 | 0 | 0 | NA | 60.67%
| 8 | 10 | 2017-10-20 08:00 | 804.0067 | 110.9092 | 474.1718 | 48.3862 | 473.082 | 56.0148 | 708.252 | 1560.3568 | 41.6593 | 28.0074 | 152.1699 | 57.4073 | 38.4267 | 696.5914 | 804.0067 | 473.082 | 804.0067 | 7017 | 9 | 9 | 2017-09-19 09:00 | WEEKDAY | 23.1615 | 1.95 | 736.902 | 0 | 0 | 0 | 2004.3404 | 0 | 0 | NA | 66.81%
| 9 | 10 | 2017-10-20 09:00 | 895.6749 | 228.6976 | 714.5896 | 74.7419 | 1480.8913 | 115.5039 | 851.798 | 1734.8744 | 59.6411 | 57.7519 | 183.9566 | 206.4209 | 46.4537 | 788.6476 | 895.6749 | 1480.8913 | 895.6749 | 7018 | 10 | 9 | 2017-09-19 10:00 | WEEKDAY | 22.8859 | 1.95 | 888.096 | 861.4531 | 0 | 861.4531 | 2741.2424 | 0 | 0 | NA | 91.37%
| 10 | 10 | 2017-10-20 10:00 | 820.2456 | 1606.9706 | 824.6097 | 102.4849 | 1494.6443 | 811.6013 | 847.894 | 1736.0187 | 252.4677 | 405.8007 | 415.0997 | 210.2471 | 104.8231 | 743.8254 | 820.2456 | 1494.6443 | 820.2456 | 7019 | 11 | 9 | 2017-09-19 11:00 | WEEKDAY | 22.9249 | 1.95 | 883.928 | 857.4102 | 0 | 857.4102 | 2741.2424 | 0 | 0 | NA | 91.37%
| 11 | 10 | 2017-10-20 11:00 | 812.2152 | 1618.7203 | 758.7296 | 154.098 | 1499.1923 | 817.5355 | 811.957 | 1672.2102 | 389.4909 | 408.7677 | 434.0076 | 213.0505 | 109.5979 | 780.2379 | 812.2152 | 1499.1923 | 812.2152 | 7020 | 12 | 9 | 2017-09-19 12:00 | WEEKDAY | 51.6284 | 1.95 | 845.943 | 820.5647 | 0 | 820.5647 | 2741.2424 | 0 | 0 | NA | 91.37%
| 12 | 10 | 2017-10-20 12:00 | 814.1322 | 1584.1856 | 734.122 | 134.4082 | 1289.7916 | 800.0938 | 780.202 | 1645.3833 | 346.4772 | 400.0469 | 406.1377 | 207.8594 | 102.56 | 757.921 | 814.1322 | 1289.7916 | 814.1322 | 7021 | 13 | 9 | 2017-09-19 13:00 | WEEKDAY | 38.4262 | 1.95 | 812.44 | 788.0668 | 0 | 788.0668 | 2741.2424 | 0 | 0 | NA | 91.37%
| 13 | 10 | 2017-10-20 13:00 | 839.5367 | 1620.0228 | 777.049 | 117.5281 | 1510.3913 | 818.1933 | 789.116 | 1673.0214 | 344.4043 | 409.0967 | 508.512 | 210.8444 | 128.4121 | 783.7407 | 839.5367 | 1510.3913 | 839.5367 | 7022 | 14 | 9 | 2017-09-19 14:00 | WEEKDAY | 37.1597 | 0 | 821.816 | 797.1615 | 0 | 797.1615 | 2741.2424 | 0 | 0 | NA | 91.37%
| 14 | 10 | 2017-10-20 14:00 | 870.4139 | 1632.9015 | 804.4115 | 120.1493 | 1385.7435 | 824.6978 | 822.199 | 1711.922 | 989.5145 | 412.3489 | 430.8327 | 217.6559 | 108.7961 | 802.7169 | 870.4139 | 1385.7435 | 870.4139 | 7023 | 15 | 9 | 2017-09-19 15:00 | WEEKDAY | 44.1018 | 0 | 856.706 | 831.0048 | 158.9952 | 990 | 2741.2424 | 0 | 0 | NA | 91.37%
| 15 | 10 | 2017-10-20 15:00 | 774.5105 | 1398.2068 | 764.1275 | 138.1877 | 1520.2113 | 706.1651 | 846.516 | 1658.8054 | 0 | 353.0825 | 562.0372 | 213.227 | 141.9286 | 702.1812 | 774.5105 | 1520.2113 | 774.5105 | 7024 | 16 | 9 | 2017-09-19 16:00 | WEEKDAY | 110.6107 | 0 | 882.403 | 855.9309 | 134.0691 | 990 | 2577.3299 | 0 | 0 | NA | 85.91%
| 16 | 10 | 2017-10-20 16:00 | 222.57 | 1248.5244 | 302.0487 | 43.8272 | 1179.1717 | 630.5679 | 795.096 | 1299.2551 | 0 | 315.2839 | 439.6532 | 178.3124 | 111.0235 | 221.2909 | 222.57 | 1179.1717 | 222.57 | 7025 | 17 | 9 | 2017-09-19 17:00 | WEEKDAY | 76.5769 | 0 | 828.168 | 803.323 | 186.677 | 990 | 2439.1143 | 0 | 0 | NA | 81.3%
| 17 | 10 | 2017-10-20 17:00 | 0 | 227.6617 | 136.1444 | 18.2959 | 166.3069 | 114.9806 | 555.142 | 186.1889 | 0 | 57.4903 | 91.0845 | 33.0235 | 23.0011 | 24.3466 | 0 | 166.3069 | 0 | 7026 | 18 | 9 | 2017-09-19 18:00 | WEEKDAY | 47.1803 | 0 | 576.681 | 559.3806 | 430.6194 | 990 | 2246.6637 | 0 | 0 | NA | 74.89%
| 18 | 10 | 2017-10-20 18:00 | 0 | 0 | 0 | 0 | 0 | 0 | 0 | 0 | 0 | 0 | 0 | 0 | 0 | 0 | 0 | 0 | 0 | 7027 | 19 | 9 | 2017-09-19 19:00 | WEEKDAY | 37.3601 | 0 | 0 | 0 | 0 | 0 | 1802.7262 | 0 | 0 | NA | 60.09%
| 19 | 10 | 2017-10-20 19:00 | 0 | 0 | 0 | 0 | 0 | 0 | 0 | 0 | 0 | 0 | 0 | 0 | 0 | 0 | 0 | 0 | 0 | 7028 | 20 | 9 | 2017-09-19 20:00 | WEEKDAY | 38.4847 | 2.06 | 0 | 0 | 0 | 0 | 1802.7262 | 0 | 0 | NA | 60.09%
| 20 | 10 | 2017-10-20 20:00 | 0 | 0 | 0 | 0 | 0 | 0 | 0 | 0 | 0 | 0 | 0 | 0 | 0 | 0 | 0 | 0 | 0 | 7029 | 21 | 9 | 2017-09-19 21:00 | WEEKDAY | 58.2642 | 2.06 | 0 | 0 | 0 | 0 | 1802.7262 | 0 | 0 | NA | 60.09%
| 21 | 10 | 2017-10-20 21:00 | 0 | 0 | 0 | 0 | 0 | 0 | 0 | 0 | 0 | 0 | 0 | 0 | 0 | 0 | 0 | 0 | 0 | 7030 | 22 | 9 | 2017-09-19 22:00 | WEEKDAY | 44.3773 | 2.06 | 0 | 0 | 0 | 0 | 1802.7262 | 0 | 0 | NA | 60.09%
| 22 | 10 | 2017-10-20 22:00 | 0 | 0 | 0 | 0 | 0 | 0 | 0 | 0 | 0 | 0 | 0 | 0 | 0 | 0 | 0 | 0 | 0 | 7031 | 23 | 9 | 2017-09-19 23:00 | WEEKDAY | 25.8865 | 2.3 | 0 | 0 | 0 | 0 | 1802.7262 | 0 | 0 | NA | 60.09%
| 23 | 10 | 2017-10-20 23:00 | 0 | 0 | 0 | 0 | 0 | 0 | 0 | 0 | 0 | 0 | 0 | 0 | 0 | 0 | 0 | 0 | 0 | 7032 | 0 | 9 | 2017-09-20 | WEEKDAY | 23.3814 | 2.3 | 0 | 0 | 0 | 0 | 1802.7262 | 0 | 0 | NA | 60.09%
| 0 | 10 | 2017-10-21 | 0 | 0 | 0 | 0 | 0 | 0 | 0 | 0 | 0 | 0 | 0 | 0 | 0 | 0 | 0 | 0 | 0 | 7033 | 1 | 9 | 2017-09-20 01:00 | WEEKDAY | 21.8282 | 2.3 | 0 | 0 | 0 | 0 | 1802.7262 | 0 | 0 | NA | 60.09%
| 1 | 10 | 2017-10-21 01:00 | 0 | 0 | 0 | 0 | 0 | 0 | 0 | 0 | 0 | 0 | 0 | 0 | 0 | 0 | 0 | 0 | 0 | 7034 | 2 | 9 | 2017-09-20 02:00 | WEEKDAY | 21.3411 | 2.3 | 0 | 0 | 0 | 0 | 1802.7262 | 0 | 0 | NA | 60.09%
| 2 | 10 | 2017-10-21 02:00 | 0 | 0 | 0 | 0 | 0 | 0 | 0 | 0 | 0 | 0 | 0 | 0 | 0 | 0 | 0 | 0 | 0 | 7035 | 3 | 9 | 2017-09-20 03:00 | WEEKDAY | 20.5172 | 2.3 | 0 | 0 | -970 | -970 | 1802.7262 | 0 | 0 | NA | 60.09%
| 3 | 10 | 2017-10-21 03:00 | 0 | 0 | 0 | 0 | 0 | 0 | 0 | 0 | 0 | 0 | 0 | 0 | 0 | 0 | 0 | 0 | 0 | 7036 | 4 | 9 | 2017-09-20 04:00 | WEEKDAY | 20.5478 | 2.3 | 0 | 0 | -250 | -250 | 2743.6262 | 0 | 0 | NA | 91.45%
| 4 | 10 | 2017-10-21 04:00 | 0 | 0 | 0 | 0 | 0 | 0 | 0 | 0 | 0 | 0 | 0 | 0 | 0 | 0 | 0 | 0 | 0 | 7037 | 5 | 9 | 2017-09-20 05:00 | WEEKDAY | 20.9792 | 2.3 | 0 | 0 | 0 | 0 | 2986.1262 | 0 | 0 | NA | 99.54%
| 5 | 10 | 2017-10-21 05:00 | 0 | 0 | 0 | 0 | 0 | 0 | 0 | 0 | 0 | 0 | 0 | 0 | 0 | 0 | 0 | 0 | 0 | 7038 | 6 | 9 | 2017-09-20 06:00 | WEEKDAY | 23.6653 | 2.05 | 0 | 0 | 0 | 0 | 2986.1262 | 0 | 0 | NA | 99.54%
| 6 | 10 | 2017-10-21 06:00 | 0 | 0 | 0 | 0 | 4.8894 | 0 | 0 | 2.7743 | 0 | 0 | 0 | 0 | 0 | 0 | 0 | 4.8894 | 0 | 7039 | 7 | 9 | 2017-09-20 07:00 | WEEKDAY | 23.0168 | 2.05 | 0 | 0 | 0 | 0 | 2986.1262 | 0 | 0 | NA | 99.54%
| 7 | 10 | 2017-10-21 07:00 | 785.548 | 61.598 | 127.506 | 69.5875 | 166.5011 | 31.1101 | 178.037 | 688.0387 | 0 | 15.555 | 114.703 | 11.9442 | 28.9654 | 32.3743 | 785.548 | 166.5011 | 785.548 | 7040 | 8 | 9 | 2017-09-20 08:00 | WEEKDAY | 22.2318 | 2.05 | 187.066 | 181.454 | 0 | 181.454 | 2986.1262 | 0 | 0 | NA | 99.54%
| 8 | 10 | 2017-10-21 08:00 | 891.3175 | 110.9865 | 676.5176 | 140.5162 | 508.3952 | 56.0538 | 72.9398 | 1602.5725 | 972.7885 | 28.0269 | 431.3672 | 54.3714 | 108.9311 | 89.1675 | 891.3175 | 508.3952 | 891.3175 | 7041 | 9 | 9 | 2017-09-20 09:00 | WEEKDAY | 34.6713 | 1.95 | 79.5856 | 77.198 | 0 | 77.198 | 2986.1262 | 0 | 0 | NA | 99.54%
| 9 | 10 | 2017-10-21 09:00 | 848.4642 | 135.0612 | 805.2884 | 75.5546 | 1046.3171 | 68.2127 | 147.893 | 1761.512 | 0 | 34.1064 | 724.1924 | 54.3599 | 182.8769 | 143.1977 | 848.4642 | 1046.3171 | 848.4642 | 7042 | 10 | 9 | 2017-09-20 10:00 | WEEKDAY | 22.435 | 1.95 | 156.159 | 151.4742 | 0 | 151.4742 | 2986.1262 | 0 | 0 | NA | 99.54%
| 10 | 10 | 2017-10-21 10:00 | 819.0013 | 203.5126 | 856.9959 | 103.7532 | 736.4299 | 102.7841 | 859.688 | 1736.8352 | 0 | 51.3921 | 755.6863 | 153.2347 | 190.8299 | 193.9421 | 819.0013 | 736.4299 | 819.0013 | 7043 | 11 | 9 | 2017-09-20 11:00 | WEEKDAY | 27.5734 | 1.95 | 896.484 | 869.5895 | 0 | 869.5895 | 2986.1262 | 0 | 0 | NA | 99.54%
| 11 | 10 | 2017-10-21 11:00 | 781.8166 | 278.9927 | 807.1968 | 258.7272 | 1411.3486 | 140.9054 | 820.22 | 1659.6208 | 0 | 70.4527 | 760.7291 | 204.253 | 192.1033 | 233.4791 | 781.8166 | 1411.3486 | 781.8166 | 7044 | 12 | 9 | 2017-09-20 12:00 | WEEKDAY | 28.3611 | 1.95 | 854.742 | 829.0997 | 0 | 829.0997 | 2986.1262 | 0 | 0 | NA | 99.54%
| 12 | 10 | 2017-10-21 12:00 | 802.3801 | 422.9985 | 784.2766 | 269.2938 | 1306.7848 | 213.6356 | 786.097 | 1645.3539 | 0 | 106.8178 | 725.2002 | 211.3392 | 183.1314 | 242.2864 | 802.3801 | 1306.7848 | 802.3801 | 7045 | 13 | 9 | 2017-09-20 13:00 | WEEKDAY | 38.0783 | 1.95 | 818.722 | 794.1603 | 0 | 794.1603 | 2986.1262 | 0 | 0 | NA | 99.54%
| 13 | 10 | 2017-10-21 13:00 | 821.9098 | 906.1892 | 808.7909 | 238.8541 | 1408.2642 | 457.6713 | 795.154 | 1678.1577 | 0 | 228.8357 | 664.3055 | 214.502 | 167.7539 | 178.4203 | 821.9098 | 1408.2642 | 821.9098 | 7046 | 14 | 9 | 2017-09-20 14:00 | WEEKDAY | 68.051 | 0 | 828.245 | 803.3976 | 0 | 803.3976 | 2986.1262 | 0 | 0 | NA | 99.54%
| 14 | 10 | 2017-10-21 14:00 | 853.5349 | 1451.212 | 839.4303 | 189.7136 | 1325.4313 | 732.9354 | 828.712 | 1733.0546 | 989.7288 | 366.4677 | 634.1939 | 220.3209 | 160.15 | 135.7507 | 853.5349 | 1325.4313 | 853.5349 | 7047 | 15 | 9 | 2017-09-20 15:00 | WEEKDAY | 51.0717 | 0 | 863.641 | 837.7318 | 152.2682 | 990 | 2986.1262 | 0 | 0 | NA | 99.54%
| 15 | 10 | 2017-10-21 15:00 | 705.9671 | 638.851 | 837.8385 | 134.7798 | 980.5315 | 322.652 | 851.612 | 1682.4491 | 0 | 161.326 | 544.8466 | 215.0064 | 137.5875 | 93.0075 | 705.9671 | 980.5315 | 705.9671 | 7048 | 16 | 9 | 2017-09-20 16:00 | WEEKDAY | 75.1016 | 0 | 887.842 | 861.2067 | 128.7933 | 990 | 2829.1486 | 0 | 0 | NA | 94.3%
| 16 | 10 | 2017-10-21 16:00 | 217.5648 | 246.9505 | 730.2756 | 77.8008 | 614.7851 | 124.7225 | 798.644 | 1342.8985 | 0 | 62.3612 | 310.5881 | 185.3812 | 78.4313 | 57.1919 | 217.5648 | 614.7851 | 217.5648 | 7049 | 17 | 9 | 2017-09-20 17:00 | WEEKDAY | 122.7635 | 0 | 831.955 | 806.9964 | 183.0036 | 990 | 2696.3721 | 0 | 0 | NA | 89.88%
| 17 | 10 | 2017-10-21 17:00 | 0 | 34.3507 | 188.354 | 7.3913 | 79.999 | 17.3488 | 557.043 | 202.4321 | 0 | 8.6744 | 82.4661 | 36.2532 | 20.8248 | 8.751 | 0 | 79.999 | 0 | 7050 | 18 | 9 | 2017-09-20 18:00 | WEEKDAY | 39.9516 | 0 | 578.698 | 561.3371 | 428.6629 | 990 | 2507.7085 | 0 | 0 | NA | 83.59%
| 18 | 10 | 2017-10-21 18:00 | 0 | 0 | 0 | 0 | 0 | 0 | 0 | 0 | 0 | 0 | 0 | 0 | 0 | 0 | 0 | 0 | 0 | 7051 | 19 | 9 | 2017-09-20 19:00 | WEEKDAY | 34.3178 | 0 | 0 | 0 | 0 | 0 | 2065.788 | 0 | 0 | NA | 68.86%
| 19 | 10 | 2017-10-21 19:00 | 0 | 0 | 0 | 0 | 0 | 0 | 0 | 0 | 970 | 0 | 0 | 0 | 0 | 0 | 0 | 0 | 0 | 7052 | 20 | 9 | 2017-09-20 20:00 | WEEKDAY | 33.3547 | 2.06 | 0 | 0 | 0 | 0 | 2065.788 | 0 | 0 | NA | 68.86%
| 20 | 10 | 2017-10-21 20:00 | 0 | 0 | 0 | 0 | 0 | 0 | 0 | 0 | 0 | 0 | 0 | 0 | 0 | 0 | 0 | 0 | 0 | 7053 | 21 | 9 | 2017-09-20 21:00 | WEEKDAY | 32.1967 | 2.06 | 0 | 0 | 0 | 0 | 2065.788 | 0 | 0 | NA | 68.86%
| 21 | 10 | 2017-10-21 21:00 | 0 | 0 | 0 | 0 | 0 | 0 | 0 | 0 | 0 | 0 | 0 | 0 | 0 | 0 | 0 | 0 | 0 | 7054 | 22 | 9 | 2017-09-20 22:00 | WEEKDAY | 28.5225 | 2.06 | 0 | 0 | 0 | 0 | 2065.788 | 0 | 0 | NA | 68.86%
| 22 | 10 | 2017-10-21 22:00 | 0 | 0 | 0 | 0 | 0 | 0 | 0 | 0 | 0 | 0 | 0 | 0 | 0 | 0 | 0 | 0 | 0 | 7055 | 23 | 9 | 2017-09-20 23:00 | WEEKDAY | 24.2332 | 2.3 | 0 | 0 | 0 | 0 | 2065.788 | 0 | 0 | NA | 68.86%
| 23 | 10 | 2017-10-21 23:00 | 0 | 0 | 0 | 0 | 0 | 0 | 0 | 0 | 0 | 0 | 0 | 0 | 0 | 0 | 0 | 0 | 0 | 7056 | 0 | 9 | 2017-09-21 | WEEKDAY | 23.3619 | 2.3 | 0 | 0 | 0 | 0 | 2065.788 | 0 | 0 | NA | 68.86%
| 0 | 10 | 2017-10-22 | 0 | 0 | 0 | 0 | 0 | 0 | 0 | 0 | 0 | 0 | 0 | 0 | 0 | 0 | 0 | 0 | 0 | 7057 | 1 | 9 | 2017-09-21 01:00 | WEEKDAY | 23.7516 | 2.3 | 0 | 0 | 0 | 0 | 2065.788 | 0 | 0 | NA | 68.86%
| 1 | 10 | 2017-10-22 01:00 | 0 | 0 | 0 | 0 | 0 | 0 | 0 | 0 | 0 | 0 | 0 | 0 | 0 | 0 | 0 | 0 | 0 | 7058 | 2 | 9 | 2017-09-21 02:00 | WEEKDAY | 20.4838 | 2.3 | 0 | 0 | 0 | 0 | 2065.788 | 0 | 0 | NA | 68.86%
| 2 | 10 | 2017-10-22 02:00 | 0 | 0 | 0 | 0 | 0 | 0 | 0 | 0 | 0 | 0 | 0 | 0 | 0 | 0 | 0 | 0 | 0 | 7059 | 3 | 9 | 2017-09-21 03:00 | WEEKDAY | 19.5346 | 2.3 | 0 | 0 | 0 | 0 | 2065.788 | 0 | 0 | NA | 68.86%
| 3 | 10 | 2017-10-22 03:00 | 0 | 0 | 0 | 0 | 0 | 0 | 0 | 0 | 0 | 0 | 0 | 0 | 0 | 0 | 0 | 0 | 0 | 7060 | 4 | 9 | 2017-09-21 04:00 | WEEKDAY | 19.5151 | 2.3 | 0 | 0 | 0 | 0 | 2065.788 | 0 | 0 | NA | 68.86%
| 4 | 10 | 2017-10-22 04:00 | 0 | 0 | 0 | 0 | 0 | 0 | 0 | 0 | 0 | 0 | 0 | 0 | 0 | 0 | 0 | 0 | 0 | 7061 | 5 | 9 | 2017-09-21 05:00 | WEEKDAY | 19.8018 | 2.3 | 0 | 0 | 0 | 0 | 2065.788 | 0 | 0 | NA | 68.86%
| 5 | 10 | 2017-10-22 05:00 | 0 | 0 | 0 | 0 | 0 | 0 | 0 | 0 | 0 | 0 | 0 | 0 | 0 | 0 | 0 | 0 | 0 | 7062 | 6 | 9 | 2017-09-21 06:00 | WEEKDAY | 20.6786 | 2.05 | 0 | 0 | 0 | 0 | 2065.788 | 0 | 0 | NA | 68.86%
| 6 | 10 | 2017-10-22 06:00 | 0 | 0 | 0 | 0 | 0 | 0 | 0 | 0 | 0 | 0 | 0 | 0 | 0 | 0 | 0 | 0 | 0 | 7063 | 7 | 9 | 2017-09-21 07:00 | WEEKDAY | 22.0453 | 2.05 | 0 | 0 | 0 | 0 | 2065.788 | 0 | 0 | NA | 68.86%
| 7 | 10 | 2017-10-22 07:00 | 716.1494 | 37.4456 | 137.9643 | 280.0389 | 112.7111 | 18.9119 | 167.83 | 310.969 | 0 | 9.456 | 170.1707 | 32.8344 | 42.9724 | 20.6079 | 716.1494 | 112.7111 | 716.1494 | 7064 | 8 | 9 | 2017-09-21 08:00 | WEEKDAY | 21.9145 | 2.05 | 176.603 | 0 | 0 | 0 | 2065.788 | 0 | 0 | NA | 68.86%
| 8 | 10 | 2017-10-22 08:00 | 781.7477 | 264.2402 | 721.9891 | 360.5247 | 281.7337 | 133.4546 | 659.387 | 1072.9744 | 0 | 66.7273 | 678.4005 | 27.3855 | 171.3133 | 56.4402 | 781.7477 | 281.7337 | 781.7477 | 7065 | 9 | 9 | 2017-09-21 09:00 | WEEKDAY | 22.2262 | 1.95 | 685.656 | 0 | 0 | 0 | 2242.391 | 0 | 0 | NA | 74.75%
| 9 | 10 | 2017-10-22 09:00 | 866.2673 | 1604.5597 | 843.2311 | 512.5051 | 1305.8724 | 810.3837 | 823.305 | 1632.3598 | 0 | 405.1918 | 756.7609 | 61.4951 | 191.1012 | 94.8923 | 866.2673 | 1305.8724 | 866.2673 | 7066 | 10 | 9 | 2017-09-21 10:00 | WEEKDAY | 22.0398 | 1.95 | 857.899 | 832.162 | 0 | 832.162 | 2928.047 | 0 | 0 | NA | 97.6%
| 10 | 10 | 2017-10-22 10:00 | 799.0301 | 1205.4547 | 844.457 | 757.6495 | 1692.5206 | 608.8155 | 812.732 | 1659.0963 | 0 | 304.4078 | 786.7009 | 62.7362 | 198.6618 | 158.0511 | 799.0301 | 1692.5206 | 799.0301 | 7067 | 11 | 9 | 2017-09-21 11:00 | WEEKDAY | 22.1928 | 1.95 | 846.678 | 821.2777 | 0 | 821.2777 | 2928.047 | 0 | 0 | NA | 97.6%
| 11 | 10 | 2017-10-22 11:00 | 785.3544 | 1278.0067 | 797.4064 | 803.0726 | 1536.9155 | 645.4579 | 575.258 | 1611.4854 | 0 | 322.729 | 773.7859 | 101.778 | 195.4005 | 230.3217 | 785.3544 | 1536.9155 | 785.3544 | 7068 | 12 | 9 | 2017-09-21 12:00 | WEEKDAY | 22.9583 | 1.95 | 597.459 | 579.5352 | 0 | 579.5352 | 2928.047 | 0 | 0 | NA | 97.6%
| 12 | 10 | 2017-10-22 12:00 | 682.5434 | 1311.7084 | 765.5431 | 793.896 | 1547.6213 | 662.479 | 718.186 | 1573.3599 | 0 | 331.2395 | 719.3618 | 119.1625 | 181.657 | 234.4562 | 682.5434 | 1547.6213 | 682.5434 | 7069 | 13 | 9 | 2017-09-21 13:00 | WEEKDAY | 24.5477 | 1.95 | 746.955 | 724.5464 | 0 | 724.5464 | 2928.047 | 0 | 0 | NA | 97.6%
| 13 | 10 | 2017-10-22 13:00 | 549.8117 | 1457.8494 | 783.1273 | 801.4971 | 1451.1573 | 736.2876 | 725.945 | 1613.2929 | 713.9355 | 368.1438 | 714.4373 | 88.2745 | 180.4135 | 209.5651 | 549.8117 | 1451.1573 | 549.8117 | 7070 | 14 | 9 | 2017-09-21 14:00 | WEEKDAY | 29.1933 | 0 | 755.081 | 732.4286 | 0 | 732.4286 | 2928.047 | 0 | 0 | NA | 97.6%
| 14 | 10 | 2017-10-22 14:00 | 738.9522 | 891.4251 | 816.0165 | 835.3731 | 1606.5231 | 450.2147 | 753.544 | 1638.7095 | 764.9633 | 225.1073 | 806.5992 | 54.9976 | 203.6867 | 364.8436 | 738.9522 | 1606.5231 | 738.9522 | 7071 | 15 | 9 | 2017-09-21 15:00 | WEEKDAY | 34.1034 | 0 | 784.072 | 760.5498 | 229.4502 | 990 | 2928.047 | 0 | 0 | NA | 97.6%
| 15 | 10 | 2017-10-22 15:00 | 277.0482 | 880.1844 | 770.7969 | 786.3793 | 1226.5918 | 444.5376 | 774.899 | 1531.2633 | 787.7739 | 222.2688 | 601.9831 | 46.8442 | 152.0159 | 745.9366 | 277.0482 | 1226.5918 | 277.0482 | 7072 | 16 | 9 | 2017-09-21 16:00 | WEEKDAY | 53.6269 | 0 | 806.549 | 782.3525 | 207.6475 | 990 | 2691.5004 | 0 | 0 | NA | 89.72%
| 16 | 10 | 2017-10-22 16:00 | 116.2903 | 1247.2073 | 498.8886 | 637.4874 | 797.2568 | 629.9027 | 731.174 | 1097.5609 | 723.1816 | 314.9513 | 563.5945 | 22.9806 | 142.3218 | 550.0879 | 116.2903 | 797.2568 | 116.2903 | 7073 | 17 | 9 | 2017-09-21 17:00 | WEEKDAY | 89.7957 | 0 | 760.619 | 737.8004 | 252.1996 | 990 | 2477.4308 | 0 | 0 | NA | 82.58%
| 17 | 10 | 2017-10-22 17:00 | 0 | 238.0061 | 112.4633 | 91.8851 | 129.4744 | 120.2051 | 521.953 | 94.5496 | 0 | 60.1025 | 84.2771 | 4.5502 | 21.2821 | 54.2156 | 0 | 129.4744 | 0 | 7074 | 18 | 9 | 2017-09-21 18:00 | WEEKDAY | 36.0909 | 0 | 541.972 | 525.7128 | 464.2872 | 990 | 2217.4313 | 0 | 0 | NA | 73.91%
| 18 | 10 | 2017-10-22 18:00 | 0 | 0 | 0 | 0 | 0 | 0 | 0 | 0 | 0 | 0 | 0 | 0 | 0 | 0 | 0 | 0 | 0 | 7075 | 19 | 9 | 2017-09-21 19:00 | WEEKDAY | 28.8621 | 0 | 0 | 0 | 0 | 0 | 1738.7847 | 0 | 0 | NA | 57.96%
| 19 | 10 | 2017-10-22 19:00 | 0 | 0 | 0 | 0 | 0 | 0 | 0 | 0 | 0 | 0 | 0 | 0 | 0 | 0 | 0 | 0 | 0 | 7076 | 20 | 9 | 2017-09-21 20:00 | WEEKDAY | 31.6929 | 2.06 | 0 | 0 | 0 | 0 | 1738.7847 | 0 | 0 | NA | 57.96%
| 20 | 10 | 2017-10-22 20:00 | 0 | 0 | 0 | 0 | 0 | 0 | 0 | 0 | 0 | 0 | 0 | 0 | 0 | 0 | 0 | 0 | 0 | 7077 | 21 | 9 | 2017-09-21 21:00 | WEEKDAY | 26.2401 | 2.06 | 0 | 0 | 0 | 0 | 1738.7847 | 0 | 0 | NA | 57.96%
| 21 | 10 | 2017-10-22 21:00 | 0 | 0 | 0 | 0 | 0 | 0 | 0 | 0 | 0 | 0 | 0 | 0 | 0 | 0 | 0 | 0 | 0 | 7078 | 22 | 9 | 2017-09-21 22:00 | WEEKDAY | 24.7537 | 2.06 | 0 | 0 | 0 | 0 | 1738.7847 | 0 | 0 | NA | 57.96%
| 22 | 10 | 2017-10-22 22:00 | 0 | 0 | 0 | 0 | 0 | 0 | 0 | 0 | 0 | 0 | 0 | 0 | 0 | 0 | 0 | 0 | 0 | 7079 | 23 | 9 | 2017-09-21 23:00 | WEEKDAY | 22.6326 | 2.3 | 0 | 0 | 0 | 0 | 1738.7847 | 0 | 0 | NA | 57.96%
| 23 | 10 | 2017-10-22 23:00 | 0 | 0 | 0 | 0 | 0 | 0 | 0 | 0 | 0 | 0 | 0 | 0 | 0 | 0 | 0 | 0 | 0 | 7080 | 0 | 9 | 2017-09-22 | WEEKDAY | 21.4274 | 2.3 | 0 | 0 | 0 | 0 | 1738.7847 | 0 | 0 | NA | 57.96%
| 0 | 10 | 2017-10-23 | 0 | 0 | 0 | 0 | 0 | 0 | 0 | 0 | 0 | 0 | 0 | 0 | 0 | 0 | 0 | 0 | 0 | 7081 | 1 | 9 | 2017-09-22 01:00 | WEEKDAY | 19.5708 | 2.3 | 0 | 0 | 0 | 0 | 1738.7847 | 0 | 0 | NA | 57.96%
| 1 | 10 | 2017-10-23 01:00 | 0 | 0 | 0 | 0 | 0 | 0 | 0 | 0 | 0 | 0 | 0 | 0 | 0 | 0 | 0 | 0 | 0 | 7082 | 2 | 9 | 2017-09-22 02:00 | WEEKDAY | 19.092 | 2.3 | 0 | 0 | 0 | 0 | 1738.7847 | 0 | 0 | NA | 57.96%
| 2 | 10 | 2017-10-23 02:00 | 0 | 0 | 0 | 0 | 0 | 0 | 0 | 0 | 0 | 0 | 0 | 0 | 0 | 0 | 0 | 0 | 0 | 7083 | 3 | 9 | 2017-09-22 03:00 | WEEKDAY | 18.591 | 2.3 | 0 | 0 | -970 | -970 | 1738.7847 | 0 | 0 | NA | 57.96%
| 3 | 10 | 2017-10-23 03:00 | 0 | 0 | 0 | 0 | 0 | 0 | 0 | 0 | 0 | 0 | 0 | 0 | 0 | 0 | 0 | 0 | 0 | 7084 | 4 | 9 | 2017-09-22 04:00 | WEEKDAY | 18.4073 | 2.3 | 0 | 0 | -300 | -300 | 2679.6847 | 0 | 0 | NA | 89.32%
| 4 | 10 | 2017-10-23 04:00 | 0 | 0 | 0 | 0 | 0 | 0 | 0 | 0 | 0 | 0 | 0 | 0 | 0 | 0 | 0 | 0 | 0 | 7085 | 5 | 9 | 2017-09-22 05:00 | WEEKDAY | 18.2932 | 2.3 | 0 | 0 | 0 | 0 | 2970.6847 | 0 | 0 | NA | 99.02%
| 5 | 10 | 2017-10-23 05:00 | 0 | 0 | 0 | 0 | 0 | 0 | 0 | 0 | 0 | 0 | 0 | 0 | 0 | 0 | 0 | 0 | 0 | 7086 | 6 | 9 | 2017-09-22 06:00 | WEEKDAY | 19.1115 | 2.05 | 0 | 0 | 0 | 0 | 2970.6847 | 0 | 0 | NA | 99.02%
| 6 | 10 | 2017-10-23 06:00 | 0 | 0 | 0 | 0 | 3.8926 | 0 | 0 | 0 | 0 | 0 | 0 | 0 | 0 | 0 | 0 | 3.8926 | 0 | 7087 | 7 | 9 | 2017-09-22 07:00 | WEEKDAY | 20.7955 | 2.05 | 0 | 0 | 0 | 0 | 2970.6847 | 0 | 0 | NA | 99.02%
| 7 | 10 | 2017-10-23 07:00 | 71.3938 | 488.7167 | 93.1926 | 221.9492 | 325.7322 | 246.8266 | 162.407 | 601.3202 | 0 | 123.4133 | 212.1268 | 11.2984 | 53.5674 | 18.1761 | 71.3938 | 325.7322 | 71.3938 | 7088 | 8 | 9 | 2017-09-22 08:00 | WEEKDAY | 20.5895 | 2.05 | 171.09 | 165.9573 | 0 | 165.9573 | 2970.6847 | 0 | 0 | NA | 99.02%
| 8 | 10 | 2017-10-23 08:00 | 89.5885 | 225.9666 | 430.2339 | 293.8733 | 1301.5709 | 114.1246 | 739.231 | 652.1138 | 543.5085 | 57.0623 | 683.3651 | 34.952 | 172.5669 | 62.9275 | 89.5885 | 1301.5709 | 89.5885 | 7089 | 9 | 9 | 2017-09-22 09:00 | WEEKDAY | 21.6835 | 1.95 | 769.709 | 746.6177 | 0 | 746.6177 | 2970.6847 | 0 | 0 | NA | 99.02%
| 9 | 10 | 2017-10-23 09:00 | 146.2249 | 1511.8998 | 769.0136 | 456.3466 | 1113.976 | 763.5857 | 48.559 | 302.4138 | 758.0889 | 381.7929 | 755.7701 | 71.1322 | 190.851 | 134.6975 | 146.2249 | 1113.976 | 146.2249 | 7090 | 10 | 9 | 2017-09-22 10:00 | WEEKDAY | 22.9305 | 1.95 | 54.7378 | 53.0957 | 0 | 53.0957 | 2970.6847 | 0 | 0 | NA | 99.02%
| 10 | 10 | 2017-10-23 10:00 | 187.8385 | 1366.2275 | 710.063 | 608.7699 | 1640.2048 | 690.0139 | 52.5972 | 393.9031 | 754.1895 | 345.0069 | 797.0449 | 58.5065 | 201.274 | 185.0654 | 187.8385 | 1640.2048 | 187.8385 | 7091 | 11 | 9 | 2017-09-22 11:00 | WEEKDAY | 26.9304 | 1.95 | 58.8493 | 57.0838 | 0 | 57.0838 | 2970.6847 | 0 | 0 | NA | 99.02%
| 11 | 10 | 2017-10-23 11:00 | 241.6243 | 1589.7942 | 543.7137 | 768.8007 | 1191.2097 | 802.9264 | 70.0342 | 1542.4597 | 697.6337 | 401.4632 | 749.8097 | 80.5468 | 189.3459 | 221.3113 | 241.6243 | 1191.2097 | 241.6243 | 7092 | 12 | 9 | 2017-09-22 12:00 | WEEKDAY | 24.5338 | 1.95 | 76.6328 | 74.3338 | 0 | 74.3338 | 2970.6847 | 0 | 0 | NA | 99.02%
| 12 | 10 | 2017-10-23 12:00 | 180.6619 | 1541.2165 | 734.4067 | 791.2463 | 1307.0132 | 778.3922 | 29.1012 | 1513.6341 | 654.4823 | 389.1961 | 734.131 | 83.3068 | 185.3866 | 404.4787 | 180.6619 | 1307.0132 | 180.6619 | 7093 | 13 | 9 | 2017-09-22 13:00 | WEEKDAY | 23.4705 | 1.95 | 34.8864 | 33.8398 | 0 | 33.8398 | 2970.6847 | 0 | 0 | NA | 99.02%
| 13 | 10 | 2017-10-23 13:00 | 304.284 | 1571.8651 | 710.0672 | 809.0389 | 1089.557 | 793.8713 | 75.677 | 1594.7596 | 665.0339 | 396.9356 | 521.2776 | 99.6889 | 131.6358 | 483.8678 | 304.284 | 1089.557 | 304.284 | 7094 | 14 | 9 | 2017-09-22 14:00 | WEEKDAY | 25.5804 | 0 | 82.3936 | 79.9218 | 0 | 79.9218 | 2970.6847 | 0 | 0 | NA | 99.02%
| 14 | 10 | 2017-10-23 14:00 | 175.986 | 1476.2959 | 640.6633 | 827.6057 | 574.0213 | 745.604 | 225.64 | 1571.3002 | 709.7092 | 372.802 | 784.1619 | 72.4962 | 198.0207 | 125.698 | 175.986 | 574.0213 | 175.986 | 7095 | 15 | 9 | 2017-09-22 15:00 | WEEKDAY | 31.7403 | 0 | 235.923 | 228.8453 | 521.1547 | 750 | 2970.6847 | 0 | 0 | NA | 99.02%
| 15 | 10 | 2017-10-23 15:00 | 52.6289 | 1489.215 | 722.6227 | 797.6034 | 879.583 | 752.1288 | 187.666 | 1403.3421 | 744.2664 | 376.0644 | 805.5516 | 81.2391 | 203.4221 | 131.363 | 52.6289 | 879.583 | 52.6289 | 7096 | 16 | 9 | 2017-09-22 16:00 | WEEKDAY | 37.4436 | 0 | 196.957 | 191.0483 | 558.9517 | 750 | 2433.4119 | 0 | 0 | NA | 81.11%
| 16 | 10 | 2017-10-23 16:00 | 25.1586 | 429.1538 | 630.3042 | 633.7546 | 500.7572 | 216.7443 | 7.0072 | 1139.6454 | 695.3367 | 108.3722 | 700.5958 | 22.3283 | 176.9181 | 392.3333 | 25.1586 | 500.7572 | 25.1586 | 7097 | 17 | 9 | 2017-09-22 17:00 | WEEKDAY | 33.0652 | 0 | 12.3652 | 11.9942 | 970 | 981.9942 | 1857.173 | 0 | 0 | NA | 61.91%
| 17 | 10 | 2017-10-23 17:00 | 0 | 136.8813 | 98.9367 | 84.7683 | 43.8445 | 69.1319 | 29.7531 | 144.5292 | 0 | 34.566 | 149.8619 | 7.3267 | 37.8439 | 4.0909 | 0 | 43.8445 | 0 | 7098 | 18 | 9 | 2017-09-22 18:00 | WEEKDAY | 24.7815 | 0 | 35.5816 | 34.5142 | 715.4858 | 750 | 857.173 | 0 | 0 | NA | 28.57%
| 18 | 10 | 2017-10-23 18:00 | 0 | 0 | 0 | 0 | 0 | 0 | 0 | 0 | 0 | 0 | 0 | 0 | 0 | 0 | 0 | 0 | 0 | 7099 | 19 | 9 | 2017-09-22 19:00 | WEEKDAY | 23.1365 | 0 | 0 | 0 | 0 | 0 | 119.5587 | 0 | 0 | NA | 3.985%
| 19 | 10 | 2017-10-23 19:00 | 0 | 0 | 0 | 0 | 0 | 0 | 0 | 0 | 0 | 0 | 0 | 0 | 0 | 0 | 0 | 0 | 0 | 7100 | 20 | 9 | 2017-09-22 20:00 | WEEKDAY | 22.8386 | 2.06 | 0 | 0 | 0 | 0 | 119.5587 | 0 | 0 | NA | 3.985%
| 20 | 10 | 2017-10-23 20:00 | 0 | 0 | 0 | 0 | 0 | 0 | 0 | 0 | 0 | 0 | 0 | 0 | 0 | 0 | 0 | 0 | 0 | 7101 | 21 | 9 | 2017-09-22 21:00 | WEEKDAY | 22.7161 | 2.06 | 0 | 0 | 0 | 0 | 119.5587 | 0 | 0 | NA | 3.985%
| 21 | 10 | 2017-10-23 21:00 | 0 | 0 | 0 | 0 | 0 | 0 | 0 | 0 | 0 | 0 | 0 | 0 | 0 | 0 | 0 | 0 | 0 | 7102 | 22 | 9 | 2017-09-22 22:00 | WEEKDAY | 22.2374 | 2.06 | 0 | 0 | 0 | 0 | 119.5587 | 0 | 0 | NA | 3.985%
| 22 | 10 | 2017-10-23 22:00 | 0 | 0 | 0 | 0 | 0 | 0 | 0 | 0 | 0 | 0 | 0 | 0 | 0 | 0 | 0 | 0 | 0 | 7103 | 23 | 9 | 2017-09-22 23:00 | WEEKDAY | 20.9932 | 2.3 | 0 | 0 | 0 | 0 | 119.5587 | 0 | 0 | NA | 3.985%
| 23 | 10 | 2017-10-23 23:00 | 0 | 0 | 0 | 0 | 0 | 0 | 0 | 0 | 0 | 0 | 0 | 0 | 0 | 0 | 0 | 0 | 0 | 7104 | 0 | 9 | 2017-09-23 | WEEKEND | 19.8992 | 2.3 | 0 | 0 | 0 | 0 | 119.5587 | 0 | 0 | NA | 3.985%
| 0 | 10 | 2017-10-24 | 0 | 0 | 0 | 0 | 0 | 0 | 0 | 0 | 0 | 0 | 0 | 0 | 0 | 0 | 0 | 0 | 0 | 7105 | 1 | 9 | 2017-09-23 01:00 | WEEKEND | 19.1393 | 2.3 | 0 | 0 | 0 | 0 | 119.5587 | 0 | 0 | NA | 3.985%
| 1 | 10 | 2017-10-24 01:00 | 0 | 0 | 0 | 0 | 0 | 0 | 0 | 0 | 0 | 0 | 0 | 0 | 0 | 0 | 0 | 0 | 0 | 7106 | 2 | 9 | 2017-09-23 02:00 | WEEKEND | 18.7441 | 2.3 | 0 | 0 | 0 | 0 | 119.5587 | 0 | 0 | NA | 3.985%
| 2 | 10 | 2017-10-24 02:00 | 0 | 0 | 0 | 0 | 0 | 0 | 0 | 0 | 0 | 0 | 0 | 0 | 0 | 0 | 0 | 0 | 0 | 7107 | 3 | 9 | 2017-09-23 03:00 | WEEKEND | 18.321 | 2.3 | 0 | 0 | 0 | 0 | 119.5587 | 0 | 0 | NA | 3.985%
| 3 | 10 | 2017-10-24 03:00 | 0 | 0 | 0 | 0 | 0 | 0 | 0 | 0 | 0 | 0 | 0 | 0 | 0 | 0 | 0 | 0 | 0 | 7108 | 4 | 9 | 2017-09-23 04:00 | WEEKEND | 18.2625 | 2.3 | 0 | 0 | 0 | 0 | 119.5587 | 0 | 0 | NA | 3.985%
| 4 | 10 | 2017-10-24 04:00 | 0 | 0 | 0 | 0 | 0 | 0 | 0 | 0 | 0 | 0 | 0 | 0 | 0 | 0 | 0 | 0 | 0 | 7109 | 5 | 9 | 2017-09-23 05:00 | WEEKEND | 18.8025 | 2.3 | 0 | 0 | 0 | 0 | 119.5587 | 0 | 0 | NA | 3.985%
| 5 | 10 | 2017-10-24 05:00 | 0 | 0 | 0 | 0 | 0 | 0 | 0 | 0 | 0 | 0 | 0 | 0 | 0 | 0 | 0 | 0 | 0 | 7110 | 6 | 9 | 2017-09-23 06:00 | WEEKEND | 18.527 | 2.3 | 0 | 0 | 0 | 0 | 119.5587 | 0 | 0 | NA | 3.985%
| 6 | 10 | 2017-10-24 06:00 | 0 | 0 | 0 | 0 | 0 | 0 | 0 | 0 | 0 | 0 | 0 | 0 | 0 | 0 | 0 | 0 | 0 | 7111 | 7 | 9 | 2017-09-23 07:00 | WEEKEND | 18.7747 | 2.3 | 0 | 0 | 0 | 0 | 119.5587 | 0 | 0 | NA | 3.985%
| 7 | 10 | 2017-10-24 07:00 | 51.4293 | 39.8852 | 8.5411 | 382.8922 | 178.947 | 20.144 | 173.338 | 495.4172 | 0 | 10.072 | 215.8701 | 42.745 | 54.5127 | 18.2121 | 51.4293 | 178.947 | 51.4293 | 7112 | 8 | 9 | 2017-09-23 08:00 | WEEKEND | 19.2563 | 2.3 | 182.337 | 0 | 0 | 0 | 119.5587 | 0 | 0 | NA | 3.985%
| 8 | 10 | 2017-10-24 08:00 | 68.1165 | 82.6924 | 405.0162 | 787.8753 | 565.8054 | 41.7638 | 770.643 | 1430.8586 | 564.7359 | 20.8819 | 790.3244 | 177.0577 | 199.5769 | 671.5375 | 68.1165 | 565.8054 | 68.1165 | 7113 | 9 | 9 | 2017-09-23 09:00 | WEEKEND | 20.0468 | 2.3 | 802.725 | 0 | 0 | 0 | 301.8957 | 0 | 0 | NA | 10.06%
| 9 | 10 | 2017-10-24 09:00 | 418.0194 | 136.9216 | 420.3746 | 831.7658 | 831.8289 | 69.1523 | 904.338 | 1599.6669 | 452.1461 | 34.5762 | 890.8785 | 72.7091 | 224.9693 | 792.2754 | 418.0194 | 831.8289 | 418.0194 | 7114 | 10 | 9 | 2017-09-23 10:00 | WEEKEND | 19.6432 | 2.3 | 943.87 | 0 | 0 | 0 | 1104.6207 | 0 | 0 | NA | 36.82%
| 10 | 10 | 2017-10-24 10:00 | 449.2459 | 541.5858 | 549.7738 | 487.1263 | 821.2043 | 273.5282 | 891.979 | 1548.6481 | 806.5113 | 136.7641 | 895.4139 | 46.2326 | 226.1146 | 787.9574 | 449.2459 | 821.2043 | 449.2459 | 7115 | 11 | 9 | 2017-09-23 11:00 | WEEKEND | 20.2527 | 2.3 | 930.713 | 0 | 0 | 0 | 2048.4907 | 0 | 0 | NA | 68.28%
| 11 | 10 | 2017-10-24 11:00 | 456.3604 | 629.4778 | 606.1928 | 781.5473 | 1161.1777 | 317.9181 | 847.359 | 1497.2474 | 745.6138 | 158.959 | 862.8797 | 113.1266 | 217.8989 | 764.0095 | 456.3604 | 1161.1777 | 456.3604 | 7116 | 12 | 9 | 2017-09-23 12:00 | WEEKEND | 24.6117 | 2.3 | 883.461 | 856.9572 | 0 | 856.9572 | 2979.2037 | 0 | 0 | NA | 99.31%
| 12 | 10 | 2017-10-24 12:00 | 420.1721 | 657.0411 | 499.0874 | 774.8494 | 1421.5619 | 331.8389 | 814.054 | 1593.4992 | 694.5782 | 165.9195 | 833.4858 | 120.7123 | 210.4762 | 741.8254 | 420.1721 | 1421.5619 | 420.1721 | 7117 | 13 | 9 | 2017-09-23 13:00 | WEEKEND | 25.0654 | 2.3 | 848.26 | 822.8122 | 0 | 822.8122 | 2979.2037 | 0 | 0 | NA | 99.31%
| 13 | 10 | 2017-10-24 13:00 | 374.7382 | 608.7333 | 666.9005 | 779.0777 | 1257.9655 | 307.4411 | 825.92 | 1635.6987 | 706.6886 | 153.7205 | 850.8301 | 124.4318 | 214.8561 | 757.7794 | 374.7382 | 1257.9655 | 374.7382 | 7118 | 14 | 9 | 2017-09-23 14:00 | WEEKEND | 24.5672 | 2.3 | 860.766 | 834.943 | 0 | 834.943 | 2979.2037 | 0 | 0 | NA | 99.31%
| 14 | 10 | 2017-10-24 14:00 | 429.9513 | 1130.2704 | 505.4685 | 812.8427 | 1531.2255 | 570.8436 | 863.245 | 1524.6519 | 767.9257 | 285.4218 | 876.9306 | 165.9249 | 221.4471 | 787.1569 | 429.9513 | 1531.2255 | 429.9513 | 7119 | 15 | 9 | 2017-09-23 15:00 | WEEKEND | 25.6806 | 2.3 | 900.201 | 873.195 | 0 | 873.195 | 2979.2037 | 0 | 0 | NA | 99.31%
| 15 | 10 | 2017-10-24 15:00 | 100.7122 | 636.7111 | 105.8957 | 791.4575 | 1286.8918 | 321.5713 | 887.238 | 1591.5377 | 807.2272 | 160.7856 | 859.6938 | 148.6906 | 217.0944 | 726.5865 | 100.7122 | 1286.8918 | 100.7122 | 7120 | 16 | 9 | 2017-09-23 16:00 | WEEKEND | 26.2623 | 2.3 | 925.605 | 897.8369 | 0 | 897.8369 | 2979.2037 | 0 | 0 | NA | 99.31%
| 16 | 10 | 2017-10-24 16:00 | 43.1107 | 188.0388 | 46.9739 | 619.2451 | 949.3113 | 94.9691 | 839.903 | 1097.5774 | 743.8096 | 47.4845 | 727.1091 | 75.091 | 183.6134 | 465.6177 | 43.1107 | 949.3113 | 43.1107 | 7121 | 17 | 9 | 2017-09-23 17:00 | WEEKEND | 32.194 | 2.3 | 875.577 | 849.3097 | 0 | 849.3097 | 2979.2037 | 0 | 0 | NA | 99.31%
| 17 | 10 | 2017-10-24 17:00 | 0 | 51.5052 | 14.1104 | 75.8947 | 116.3272 | 26.0128 | 610.423 | 117.9591 | 0 | 13.0064 | 142.2843 | 13.5105 | 35.9304 | 36.1011 | 0 | 116.3272 | 0 | 7122 | 18 | 9 | 2017-09-23 18:00 | WEEKEND | 29.1238 | 2.3 | 634.499 | 615.464 | 0 | 615.464 | 2979.2037 | 0 | 0 | NA | 99.31%
| 18 | 10 | 2017-10-24 18:00 | 0 | 0 | 0 | 0 | 0 | 0 | 0 | 0 | 0 | 0 | 0 | 0 | 0 | 0 | 0 | 0 | 0 | 7123 | 19 | 9 | 2017-09-23 19:00 | WEEKEND | 24.4057 | 2.3 | 0 | 0 | 0 | 0 | 2979.2037 | 0 | 0 | NA | 99.31%
| 19 | 10 | 2017-10-24 19:00 | 0 | 0 | 0 | 0 | 0 | 0 | 0 | 0 | 0 | 0 | 0 | 0 | 0 | 0 | 0 | 0 | 0 | 7124 | 20 | 9 | 2017-09-23 20:00 | WEEKEND | 22.3543 | 2.3 | 0 | 0 | 0 | 0 | 2979.2037 | 0 | 0 | NA | 99.31%
| 20 | 10 | 2017-10-24 20:00 | 0 | 0 | 0 | 0 | 0 | 0 | 0 | 0 | 0 | 0 | 0 | 0 | 0 | 0 | 0 | 0 | 0 | 7125 | 21 | 9 | 2017-09-23 21:00 | WEEKEND | 22.1316 | 2.3 | 0 | 0 | 0 | 0 | 2979.2037 | 0 | 0 | NA | 99.31%
| 21 | 10 | 2017-10-24 21:00 | 0 | 0 | 0 | 0 | 0 | 0 | 0 | 0 | 0 | 0 | 0 | 0 | 0 | 0 | 0 | 0 | 0 | 7126 | 22 | 9 | 2017-09-23 22:00 | WEEKEND | 21.149 | 2.3 | 0 | 0 | 0 | 0 | 2979.2037 | 0 | 0 | NA | 99.31%
| 22 | 10 | 2017-10-24 22:00 | 0 | 0 | 0 | 0 | 0 | 0 | 0 | 0 | 0 | 0 | 0 | 0 | 0 | 0 | 0 | 0 | 0 | 7127 | 23 | 9 | 2017-09-23 23:00 | WEEKEND | 20.4337 | 2.3 | 0 | 0 | 0 | 0 | 2979.2037 | 0 | 0 | NA | 99.31%
| 23 | 10 | 2017-10-24 23:00 | 0 | 0 | 0 | 0 | 0 | 0 | 0 | 0 | 0 | 0 | 0 | 0 | 0 | 0 | 0 | 0 | 0 | 7128 | 0 | 9 | 2017-09-24 | WEEKEND | 19.8269 | 2.3 | 0 | 0 | 0 | 0 | 2979.2037 | 0 | 0 | NA | 99.31%
| 0 | 10 | 2017-10-25 | 0 | 0 | 0 | 0 | 0 | 0 | 0 | 0 | 0 | 0 | 0 | 0 | 0 | 0 | 0 | 0 | 0 | 7129 | 1 | 9 | 2017-09-24 01:00 | WEEKEND | 18.9055 | 2.3 | 0 | 0 | 0 | 0 | 2979.2037 | 0 | 0 | NA | 99.31%
| 1 | 10 | 2017-10-25 01:00 | 0 | 0 | 0 | 0 | 0 | 0 | 0 | 0 | 0 | 0 | 0 | 0 | 0 | 0 | 0 | 0 | 0 | 7130 | 2 | 9 | 2017-09-24 02:00 | WEEKEND | 18.2319 | 2.3 | 0 | 0 | 0 | 0 | 2979.2037 | 0 | 0 | NA | 99.31%
| 2 | 10 | 2017-10-25 02:00 | 0 | 0 | 0 | 0 | 0 | 0 | 0 | 0 | 0 | 0 | 0 | 0 | 0 | 0 | 0 | 0 | 0 | 7131 | 3 | 9 | 2017-09-24 03:00 | WEEKEND | 17.7225 | 2.3 | 0 | 0 | 0 | 0 | 2979.2037 | 0 | 0 | NA | 99.31%
| 3 | 10 | 2017-10-25 03:00 | 0 | 0 | 0 | 0 | 0 | 0 | 0 | 0 | 0 | 0 | 0 | 0 | 0 | 0 | 0 | 0 | 0 | 7132 | 4 | 9 | 2017-09-24 04:00 | WEEKEND | 17.9564 | 2.3 | 0 | 0 | 0 | 0 | 2979.2037 | 0 | 0 | NA | 99.31%
| 4 | 10 | 2017-10-25 04:00 | 0 | 0 | 0 | 0 | 0 | 0 | 0 | 0 | 0 | 0 | 0 | 0 | 0 | 0 | 0 | 0 | 0 | 7133 | 5 | 9 | 2017-09-24 05:00 | WEEKEND | 18.3349 | 2.3 | 0 | 0 | 0 | 0 | 2979.2037 | 0 | 0 | NA | 99.31%
| 5 | 10 | 2017-10-25 05:00 | 0 | 0 | 0 | 0 | 0 | 0 | 0 | 0 | 0 | 0 | 0 | 0 | 0 | 0 | 0 | 0 | 0 | 7134 | 6 | 9 | 2017-09-24 06:00 | WEEKEND | 18.3795 | 2.3 | 0 | 0 | 0 | 0 | 2979.2037 | 0 | 0 | NA | 99.31%
| 6 | 10 | 2017-10-25 06:00 | 0 | 0 | 0 | 0 | 6.6964 | 0 | 0 | 0 | 0 | 0 | 0 | 0 | 0 | 0 | 0 | 6.6964 | 0 | 7135 | 7 | 9 | 2017-09-24 07:00 | WEEKEND | 19.2284 | 2.3 | 0 | 0 | 0 | 0 | 2979.2037 | 0 | 0 | NA | 99.31%
| 7 | 10 | 2017-10-25 07:00 | 81.44 | 204.6939 | 19.2709 | 337.0224 | 615.9776 | 103.3807 | 159.674 | 110.3886 | 0 | 51.6904 | 162.599 | 12.573 | 41.0604 | 117.7265 | 81.44 | 615.9776 | 81.44 | 7136 | 8 | 9 | 2017-09-24 08:00 | WEEKEND | 19.671 | 2.3 | 168.259 | 163.2112 | 0 | 163.2112 | 2979.2037 | 0 | 0 | NA | 99.31%
| 8 | 10 | 2017-10-25 08:00 | 151.7343 | 196.2695 | 81.7026 | 721.1791 | 1511.6982 | 99.126 | 724.145 | 458.878 | 0 | 49.563 | 683.8122 | 69.4484 | 172.6799 | 165.9749 | 151.7343 | 1511.6982 | 151.7343 | 7137 | 9 | 9 | 2017-09-24 09:00 | WEEKEND | 21.0711 | 2.3 | 753.547 | 730.9406 | 0 | 730.9406 | 2979.2037 | 0 | 0 | NA | 99.31%
| 9 | 10 | 2017-10-25 09:00 | 391.0556 | 430.6215 | 137.7207 | 833.1735 | 1597.7445 | 217.4856 | 837.903 | 817.6913 | 0 | 108.7428 | 826.8635 | 186.1949 | 208.8039 | 731.3576 | 391.0556 | 1597.7445 | 391.0556 | 7138 | 10 | 9 | 2017-09-24 10:00 | WEEKEND | 21.0961 | 2.3 | 873.234 | 847.037 | 0 | 847.037 | 2979.2037 | 0 | 0 | NA | 99.31%
| 10 | 10 | 2017-10-25 10:00 | 716.2133 | 402.878 | 184.406 | 807.7367 | 1538.4263 | 203.4737 | 817.648 | 578.2295 | 0 | 101.7369 | 796.3665 | 185.0401 | 201.1027 | 648.9901 | 716.2133 | 1538.4263 | 716.2133 | 7139 | 11 | 9 | 2017-09-24 11:00 | WEEKEND | 20.7677 | 2.3 | 851.766 | 826.213 | 0 | 826.213 | 2979.2037 | 0 | 0 | NA | 99.31%
| 11 | 10 | 2017-10-25 11:00 | 784.9145 | 615.7272 | 227.5314 | 756.7174 | 1545.0932 | 310.9733 | 776.003 | 1318.743 | 162.2519 | 155.4867 | 766.3469 | 147.2543 | 193.522 | 789.9019 | 784.9145 | 1545.0932 | 784.9145 | 7140 | 12 | 9 | 2017-09-24 12:00 | WEEKEND | 22.0676 | 2.3 | 807.835 | 783.6 | 0 | 783.6 | 2979.2037 | 0 | 0 | NA | 99.31%
| 12 | 10 | 2017-10-25 12:00 | 787.5353 | 426.7023 | 247.1209 | 701.5638 | 1335.94 | 215.5062 | 744.352 | 1046.4126 | 204.896 | 107.7531 | 748.4584 | 139.6785 | 189.0047 | 778.4751 | 787.5353 | 1335.94 | 787.5353 | 7141 | 13 | 9 | 2017-09-24 13:00 | WEEKEND | 22.5408 | 2.3 | 774.514 | 751.2786 | 0 | 751.2786 | 2979.2037 | 0 | 0 | NA | 99.31%
| 13 | 10 | 2017-10-25 13:00 | 820.2729 | 486.346 | 227.2177 | 414.0101 | 887.3375 | 245.6293 | 753.189 | 666.9735 | 221.5858 | 122.8147 | 724.0886 | 171.9475 | 182.8507 | 640.0804 | 820.2729 | 887.3375 | 820.2729 | 7142 | 14 | 9 | 2017-09-24 14:00 | WEEKEND | 22.4489 | 2.3 | 783.784 | 760.2705 | 0 | 760.2705 | 2979.2037 | 0 | 0 | NA | 99.31%
| 14 | 10 | 2017-10-25 14:00 | 804.2778 | 275.5588 | 185.3996 | 420.1851 | 1008.7103 | 139.1711 | 784.468 | 1537.1334 | 483.7147 | 69.5855 | 693.7937 | 152.9121 | 175.2004 | 563.0298 | 804.2778 | 1008.7103 | 804.2778 | 7143 | 15 | 9 | 2017-09-24 15:00 | WEEKEND | 22.911 | 2.3 | 816.692 | 792.1912 | 0 | 792.1912 | 2979.2037 | 0 | 0 | NA | 99.31%
| 15 | 10 | 2017-10-25 15:00 | 713.683 | 183.4881 | 138.3136 | 401.8453 | 1060.9501 | 92.6707 | 804.993 | 1337.8499 | 450.4651 | 46.3354 | 658.2022 | 102.2652 | 166.2127 | 804.8107 | 713.683 | 1060.9501 | 713.683 | 7144 | 16 | 9 | 2017-09-24 16:00 | WEEKEND | 23.5234 | 2.3 | 838.335 | 813.1849 | 0 | 813.1849 | 2979.2037 | 0 | 0 | NA | 99.31%
| 16 | 10 | 2017-10-25 16:00 | 172.0824 | 60.4819 | 82.77 | 92.4776 | 725.8332 | 30.5464 | 763.393 | 948.1301 | 0 | 15.2732 | 538.1689 | 43.6801 | 135.9012 | 565.8622 | 172.0824 | 725.8332 | 172.0824 | 7145 | 17 | 9 | 2017-09-24 17:00 | WEEKEND | 25.3577 | 2.3 | 794.577 | 770.7397 | 0 | 770.7397 | 2979.2037 | 0 | 0 | NA | 99.31%
| 17 | 10 | 2017-10-25 17:00 | 0 | 19.0517 | 21.4493 | 45.9899 | 107.5775 | 9.6221 | 484.861 | 106.0476 | 0 | 4.811 | 83.7111 | 9.2366 | 21.1392 | 57.6388 | 0 | 107.5775 | 0 | 7146 | 18 | 9 | 2017-09-24 18:00 | WEEKEND | 25.572 | 2.3 | 503.493 | 488.3882 | 0 | 488.3882 | 2979.2037 | 0 | 0 | NA | 99.31%
| 18 | 10 | 2017-10-25 18:00 | 0 | 0 | 0 | 0 | 0 | 0 | 0 | 0 | 0 | 0 | 0 | 0 | 0 | 0 | 0 | 0 | 0 | 7147 | 19 | 9 | 2017-09-24 19:00 | WEEKEND | 24.5143 | 2.3 | 0 | 0 | 0 | 0 | 2979.2037 | 0 | 0 | NA | 99.31%
| 19 | 10 | 2017-10-25 19:00 | 0 | 0 | 0 | 0 | 0 | 0 | 0 | 0 | 0 | 0 | 0 | 0 | 0 | 0 | 0 | 0 | 0 | 7148 | 20 | 9 | 2017-09-24 20:00 | WEEKEND | 23.6625 | 2.3 | 0 | 0 | 0 | 0 | 2979.2037 | 0 | 0 | NA | 99.31%
| 20 | 10 | 2017-10-25 20:00 | 0 | 0 | 0 | 0 | 0 | 0 | 0 | 0 | 0 | 0 | 0 | 0 | 0 | 0 | 0 | 0 | 0 | 7149 | 21 | 9 | 2017-09-24 21:00 | WEEKEND | 23.412 | 2.3 | 0 | 0 | 0 | 0 | 2979.2037 | 0 | 0 | NA | 99.31%
| 21 | 10 | 2017-10-25 21:00 | 0 | 0 | 0 | 0 | 0 | 0 | 0 | 0 | 0 | 0 | 0 | 0 | 0 | 0 | 0 | 0 | 0 | 7150 | 22 | 9 | 2017-09-24 22:00 | WEEKEND | 22.6716 | 2.3 | 0 | 0 | 0 | 0 | 2979.2037 | 0 | 0 | NA | 99.31%
| 22 | 10 | 2017-10-25 22:00 | 0 | 0 | 0 | 0 | 0 | 0 | 0 | 0 | 0 | 0 | 0 | 0 | 0 | 0 | 0 | 0 | 0 | 7151 | 23 | 9 | 2017-09-24 23:00 | WEEKEND | 22.8247 | 2.3 | 0 | 0 | 0 | 0 | 2979.2037 | 0 | 0 | NA | 99.31%
| 23 | 10 | 2017-10-25 23:00 | 0 | 0 | 0 | 0 | 0 | 0 | 0 | 0 | 0 | 0 | 0 | 0 | 0 | 0 | 0 | 0 | 0 | 7152 | 0 | 9 | 2017-09-25 | WEEKDAY | 21.3272 | 2.3 | 0 | 0 | 0 | 0 | 2979.2037 | 0 | 0 | NA | 99.31%
| 0 | 10 | 2017-10-26 | 0 | 0 | 0 | 0 | 0 | 0 | 0 | 0 | 0 | 0 | 0 | 0 | 0 | 0 | 0 | 0 | 0 | 7153 | 1 | 9 | 2017-09-25 01:00 | WEEKDAY | 21.085 | 2.3 | 0 | 0 | 0 | 0 | 2979.2037 | 0 | 0 | NA | 99.31%
| 1 | 10 | 2017-10-26 01:00 | 0 | 0 | 0 | 0 | 0 | 0 | 0 | 0 | 0 | 0 | 0 | 0 | 0 | 0 | 0 | 0 | 0 | 7154 | 2 | 9 | 2017-09-25 02:00 | WEEKDAY | 20.5367 | 2.3 | 0 | 0 | 0 | 0 | 2979.2037 | 0 | 0 | NA | 99.31%
| 2 | 10 | 2017-10-26 02:00 | 0 | 0 | 0 | 0 | 0 | 0 | 0 | 0 | 0 | 0 | 0 | 0 | 0 | 0 | 0 | 0 | 0 | 7155 | 3 | 9 | 2017-09-25 03:00 | WEEKDAY | 19.4483 | 2.3 | 0 | 0 | 0 | 0 | 2979.2037 | 0 | 0 | NA | 99.31%
| 3 | 10 | 2017-10-26 03:00 | 0 | 0 | 0 | 0 | 0 | 0 | 0 | 0 | 0 | 0 | 0 | 0 | 0 | 0 | 0 | 0 | 0 | 7156 | 4 | 9 | 2017-09-25 04:00 | WEEKDAY | 19.401 | 2.3 | 0 | 0 | 0 | 0 | 2979.2037 | 0 | 0 | NA | 99.31%
| 4 | 10 | 2017-10-26 04:00 | 0 | 0 | 0 | 0 | 0 | 0 | 0 | 0 | 0 | 0 | 0 | 0 | 0 | 0 | 0 | 0 | 0 | 7157 | 5 | 9 | 2017-09-25 05:00 | WEEKDAY | 20.2472 | 2.3 | 0 | 0 | 0 | 0 | 2979.2037 | 0 | 0 | NA | 99.31%
| 5 | 10 | 2017-10-26 05:00 | 0 | 0 | 0 | 0 | 0 | 0 | 0 | 0 | 0 | 0 | 0 | 0 | 0 | 0 | 0 | 0 | 0 | 7158 | 6 | 9 | 2017-09-25 06:00 | WEEKDAY | 21.3439 | 2.05 | 0 | 0 | 0 | 0 | 2979.2037 | 0 | 0 | NA | 99.31%
| 6 | 10 | 2017-10-26 06:00 | 0 | 0 | 0 | 0 | 0.55548 | 0 | 0 | 0 | 0 | 0 | 0 | 0 | 0 | 0 | 0 | 0.55548 | 0 | 7159 | 7 | 9 | 2017-09-25 07:00 | WEEKDAY | 21.8644 | 2.05 | 0 | 0 | 0 | 0 | 2979.2037 | 0 | 0 | NA | 99.31%
| 7 | 10 | 2017-10-26 07:00 | 34.3846 | 422.3484 | 90.2628 | 44.1948 | 481.3049 | 213.3073 | 148.988 | 442.0177 | 0 | 106.6536 | 102.6848 | 20.1673 | 25.9305 | 234.2737 | 34.3846 | 481.3049 | 34.3846 | 7160 | 8 | 9 | 2017-09-25 08:00 | WEEKDAY | 21.8338 | 2.05 | 157.365 | 152.644 | 0 | 152.644 | 2979.2037 | 0 | 0 | NA | 99.31%
| 8 | 10 | 2017-10-26 08:00 | 89.1758 | 252.8184 | 258.1747 | 465.0143 | 1367.323 | 127.6861 | 736.966 | 952.3028 | 99.4337 | 63.843 | 59.8006 | 42.2606 | 15.1012 | 384.926 | 89.1758 | 1367.323 | 89.1758 | 7161 | 9 | 9 | 2017-09-25 09:00 | WEEKDAY | 22.1121 | 1.95 | 767.209 | 744.1927 | 0 | 744.1927 | 2979.2037 | 0 | 0 | NA | 99.31%
| 9 | 10 | 2017-10-26 09:00 | 96.4009 | 149.2563 | 132.9728 | 567.5661 | 1598.1472 | 75.382 | 883.562 | 1390.2042 | 63.3423 | 37.691 | 291.5562 | 205.2242 | 73.6253 | 832.3754 | 96.4009 | 1598.1472 | 96.4009 | 7162 | 10 | 9 | 2017-09-25 10:00 | WEEKDAY | 22.0258 | 1.95 | 921.848 | 894.1926 | 0 | 894.1926 | 2979.2037 | 0 | 0 | NA | 99.31%
| 10 | 10 | 2017-10-26 10:00 | 116.5421 | 406.2912 | 286.217 | 609.1935 | 1549.0857 | 205.1976 | 865.402 | 1370.9717 | 345.8904 | 102.5988 | 220.5552 | 201.4868 | 55.6957 | 612.5041 | 116.5421 | 1549.0857 | 116.5421 | 7163 | 11 | 9 | 2017-09-25 11:00 | WEEKDAY | 22.1734 | 1.95 | 902.54 | 875.4638 | 0 | 875.4638 | 2979.2037 | 0 | 0 | NA | 99.31%
| 11 | 10 | 2017-10-26 11:00 | 127.128 | 294.6019 | 221.6898 | 664.403 | 1525.6885 | 148.7888 | 818.467 | 1337.1393 | 0 | 74.3944 | 289.1563 | 194.9801 | 73.0193 | 770.3663 | 127.128 | 1525.6885 | 127.128 | 7164 | 12 | 9 | 2017-09-25 12:00 | WEEKDAY | 22.3487 | 1.95 | 852.889 | 827.3023 | 0 | 827.3023 | 2979.2037 | 0 | 0 | NA | 99.31%
| 12 | 10 | 2017-10-26 12:00 | 118.5058 | 518.853 | 240.9564 | 658.6521 | 1489.1587 | 262.047 | 781.776 | 1072.2086 | 72.0423 | 131.0235 | 517.4493 | 194.074 | 130.669 | 809.7591 | 118.5058 | 1489.1587 | 118.5058 | 7165 | 13 | 9 | 2017-09-25 13:00 | WEEKDAY | 24.4391 | 1.95 | 814.164 | 789.7391 | 0 | 789.7391 | 2979.2037 | 0 | 0 | NA | 99.31%
| 13 | 10 | 2017-10-26 13:00 | 257.3206 | 562.2394 | 220.2712 | 519.5078 | 1591.5832 | 283.9593 | 791.88 | 1472.6415 | 129.9994 | 141.9796 | 382.4424 | 201.2525 | 96.5764 | 839.553 | 257.3206 | 1591.5832 | 257.3206 | 7166 | 14 | 9 | 2017-09-25 14:00 | WEEKDAY | 24.9012 | 0 | 824.793 | 800.0492 | 0 | 800.0492 | 2979.2037 | 0 | 0 | NA | 99.31%
| 14 | 10 | 2017-10-26 14:00 | 196.619 | 588.9207 | 611.1076 | 245.1426 | 1629.6381 | 297.4347 | 828.485 | 1632.4869 | 40.9214 | 148.7174 | 548.4146 | 204.7025 | 138.4885 | 872.7677 | 196.619 | 1629.6381 | 196.619 | 7167 | 15 | 9 | 2017-09-25 15:00 | WEEKDAY | 31.5788 | 0 | 863.406 | 837.5038 | 152.4962 | 990 | 2979.2037 | 0 | 0 | NA | 99.31%
| 15 | 10 | 2017-10-26 15:00 | 125.6219 | 289.2222 | 132.4661 | 700.0799 | 1572.2195 | 146.0718 | 852.176 | 1495.4705 | 45.1176 | 73.0359 | 367.5277 | 199.7017 | 92.81 | 779.0259 | 125.6219 | 1572.2195 | 125.6219 | 7168 | 16 | 9 | 2017-09-25 16:00 | WEEKDAY | 36.2467 | 0 | 888.453 | 861.7994 | 128.2006 | 990 | 2821.9911 | 0 | 0 | NA | 94.07%
| 16 | 10 | 2017-10-26 16:00 | 55.563 | 140.4403 | 161.7978 | 363.7574 | 1213.9741 | 70.9294 | 801.478 | 1143.6359 | 552.2313 | 35.4647 | 382.598 | 161.9893 | 96.6157 | 244.3378 | 55.563 | 1213.9741 | 55.563 | 7169 | 17 | 9 | 2017-09-25 17:00 | WEEKDAY | 33.6887 | 0 | 834.961 | 809.9122 | 180.0878 | 990 | 2689.8256 | 0 | 0 | NA | 89.66%
| 17 | 10 | 2017-10-26 17:00 | 0 | 57.6086 | 18.766 | 4.8629 | 174.0343 | 29.0953 | 489.326 | 135.6689 | 0 | 14.5476 | 75.291 | 26.0052 | 19.0129 | 53.3662 | 0 | 174.0343 | 0 | 7170 | 18 | 9 | 2017-09-25 18:00 | WEEKDAY | 31.9935 | 0 | 508.237 | 492.9899 | 497.0101 | 990 | 2504.168 | 0 | 0 | NA | 83.47%
| 18 | 10 | 2017-10-26 18:00 | 0 | 0 | 0 | 0 | 0 | 0 | 0 | 0 | 0 | 0 | 0 | 0 | 0 | 0 | 0 | 0 | 0 | 7171 | 19 | 9 | 2017-09-25 19:00 | WEEKDAY | 30.2678 | 0 | 0 | 0 | 0 | 0 | 1991.7865 | 0 | 0 | NA | 66.39%
| 19 | 10 | 2017-10-26 19:00 | 0 | 0 | 0 | 0 | 0 | 0 | 0 | 0 | 0 | 0 | 0 | 0 | 0 | 0 | 0 | 0 | 0 | 7172 | 20 | 9 | 2017-09-25 20:00 | WEEKDAY | 29.3437 | 2.06 | 0 | 0 | 0 | 0 | 1991.7865 | 0 | 0 | NA | 66.39%
| 20 | 10 | 2017-10-26 20:00 | 0 | 0 | 0 | 0 | 0 | 0 | 0 | 0 | 0 | 0 | 0 | 0 | 0 | 0 | 0 | 0 | 0 | 7173 | 21 | 9 | 2017-09-25 21:00 | WEEKDAY | 27.3145 | 2.06 | 0 | 0 | 0 | 0 | 1991.7865 | 0 | 0 | NA | 66.39%
| 21 | 10 | 2017-10-26 21:00 | 0 | 0 | 0 | 0 | 0 | 0 | 0 | 0 | 0 | 0 | 0 | 0 | 0 | 0 | 0 | 0 | 0 | 7174 | 22 | 9 | 2017-09-25 22:00 | WEEKDAY | 24.3807 | 2.06 | 0 | 0 | 0 | 0 | 1991.7865 | 0 | 0 | NA | 66.39%
| 22 | 10 | 2017-10-26 22:00 | 0 | 0 | 0 | 0 | 0 | 0 | 0 | 0 | 0 | 0 | 0 | 0 | 0 | 0 | 0 | 0 | 0 | 7175 | 23 | 9 | 2017-09-25 23:00 | WEEKDAY | 25.263 | 2.3 | 0 | 0 | 0 | 0 | 1991.7865 | 0 | 0 | NA | 66.39%
| 23 | 10 | 2017-10-26 23:00 | 0 | 0 | 0 | 0 | 0 | 0 | 0 | 0 | 0 | 0 | 0 | 0 | 0 | 0 | 0 | 0 | 0 | 7176 | 0 | 9 | 2017-09-26 | WEEKDAY | 22.8776 | 2.3 | 0 | 0 | 0 | 0 | 1991.7865 | 0 | 0 | NA | 66.39%
| 0 | 10 | 2017-10-27 | 0 | 0 | 0 | 0 | 0 | 0 | 0 | 0 | 0 | 0 | 0 | 0 | 0 | 0 | 0 | 0 | 0 | 7177 | 1 | 9 | 2017-09-26 01:00 | WEEKDAY | 22.0787 | 2.3 | 0 | 0 | 0 | 0 | 1991.7865 | 0 | 0 | NA | 66.39%
| 1 | 10 | 2017-10-27 01:00 | 0 | 0 | 0 | 0 | 0 | 0 | 0 | 0 | 0 | 0 | 0 | 0 | 0 | 0 | 0 | 0 | 0 | 7178 | 2 | 9 | 2017-09-26 02:00 | WEEKDAY | 20.6035 | 2.3 | 0 | 0 | 0 | 0 | 1991.7865 | 0 | 0 | NA | 66.39%
| 2 | 10 | 2017-10-27 02:00 | 0 | 0 | 0 | 0 | 0 | 0 | 0 | 0 | 0 | 0 | 0 | 0 | 0 | 0 | 0 | 0 | 0 | 7179 | 3 | 9 | 2017-09-26 03:00 | WEEKDAY | 20.5311 | 2.3 | 0 | 0 | 0 | 0 | 1991.7865 | 0 | 0 | NA | 66.39%
| 3 | 10 | 2017-10-27 03:00 | 0 | 0 | 0 | 0 | 0 | 0 | 0 | 0 | 0 | 0 | 0 | 0 | 0 | 0 | 0 | 0 | 0 | 7180 | 4 | 9 | 2017-09-26 04:00 | WEEKDAY | 20.3752 | 2.3 | 0 | 0 | 0 | 0 | 1991.7865 | 0 | 0 | NA | 66.39%
| 4 | 10 | 2017-10-27 04:00 | 0 | 0 | 0 | 0 | 0 | 0 | 0 | 0 | 0 | 0 | 0 | 0 | 0 | 0 | 0 | 0 | 0 | 7181 | 5 | 9 | 2017-09-26 05:00 | WEEKDAY | 20.7872 | 2.3 | 0 | 0 | 0 | 0 | 1991.7865 | 0 | 0 | NA | 66.39%
| 5 | 10 | 2017-10-27 05:00 | 0 | 0 | 0 | 0 | 0 | 0 | 0 | 0 | 0 | 0 | 0 | 0 | 0 | 0 | 0 | 0 | 0 | 7182 | 6 | 9 | 2017-09-26 06:00 | WEEKDAY | 22.4239 | 2.05 | 0 | 0 | 0 | 0 | 1991.7865 | 0 | 0 | NA | 66.39%
| 6 | 10 | 2017-10-27 06:00 | 0 | 0 | 0 | 0 | 0 | 0 | 0 | 0 | 0 | 0 | 0 | 0 | 0 | 0 | 0 | 0 | 0 | 7183 | 7 | 9 | 2017-09-26 07:00 | WEEKDAY | 25.6166 | 2.05 | 0 | 0 | 0 | 0 | 1991.7865 | 0 | 0 | NA | 66.39%
| 7 | 10 | 2017-10-27 07:00 | 239.8772 | 143.9953 | 60.9297 | 44.1189 | 222.5022 | 72.7249 | 77.2365 | 532.6965 | 0 | 36.3625 | 169.6547 | 33.0084 | 42.8421 | 30.4607 | 239.8772 | 222.5022 | 239.8772 | 7184 | 8 | 9 | 2017-09-26 08:00 | WEEKDAY | 22.9388 | 2.05 | 84.0187 | 0 | 0 | 0 | 1991.7865 | 0 | 0 | NA | 66.39%
| 8 | 10 | 2017-10-27 08:00 | 239.3088 | 198.7666 | 68.1978 | 95.2017 | 363.609 | 100.3872 | 411.191 | 1416.7066 | 583.5685 | 50.1936 | 731.7931 | 171.7728 | 184.7962 | 69.167 | 239.3088 | 363.609 | 239.3088 | 7185 | 9 | 9 | 2017-09-26 09:00 | WEEKDAY | 23.0418 | 1.95 | 427.242 | 0 | 0 | 0 | 2075.8052 | 0 | 0 | NA | 69.19%
| 9 | 10 | 2017-10-27 09:00 | 307.2865 | 955.7049 | 747.6416 | 148.6507 | 556.9217 | 482.6793 | 810.597 | 1634.1967 | 855.3538 | 241.3396 | 843.0076 | 203.6859 | 212.8807 | 855.3122 | 307.2865 | 556.9217 | 307.2865 | 7186 | 10 | 9 | 2017-09-26 10:00 | WEEKDAY | 23.2728 | 1.95 | 844.554 | 819.2174 | 0 | 819.2174 | 2503.0472 | 0 | 0 | NA | 83.43%
| 10 | 10 | 2017-10-27 10:00 | 407.8123 | 822.2245 | 780.4537 | 199.2482 | 575.936 | 415.2649 | 816.012 | 1611.3728 | 855.7524 | 207.6324 | 855.256 | 205.5904 | 215.9737 | 766.8833 | 407.8123 | 575.936 | 407.8123 | 7187 | 11 | 9 | 2017-09-26 11:00 | WEEKDAY | 22.7328 | 1.95 | 850.277 | 824.7687 | 0 | 824.7687 | 2503.0472 | 0 | 0 | NA | 83.43%
| 11 | 10 | 2017-10-27 11:00 | 605.6046 | 526.1091 | 733.3765 | 239.6812 | 848.6955 | 265.7117 | 760.444 | 1521.5528 | 792.4444 | 132.8558 | 823.3426 | 195.6556 | 207.9148 | 765.0293 | 605.6046 | 848.6955 | 605.6046 | 7188 | 12 | 9 | 2017-09-26 12:00 | WEEKDAY | 22.7635 | 1.95 | 791.577 | 767.8297 | 0 | 767.8297 | 2503.0472 | 0 | 0 | NA | 83.43%
| 12 | 10 | 2017-10-27 12:00 | 795.316 | 639.0347 | 716.3507 | 247.6014 | 903.645 | 322.7448 | 728.504 | 1487.625 | 741.3196 | 161.3724 | 804.3076 | 194.7715 | 203.108 | 784.8501 | 795.316 | 903.645 | 795.316 | 7189 | 13 | 9 | 2017-09-26 13:00 | WEEKDAY | 22.6577 | 1.95 | 757.965 | 735.226 | 0 | 735.226 | 2503.0472 | 0 | 0 | NA | 83.43%
| 13 | 10 | 2017-10-27 13:00 | 796.4785 | 529.1283 | 610.9643 | 219.8646 | 556.3698 | 267.2365 | 740.205 | 1544.3202 | 757.9066 | 133.6183 | 826.8153 | 198.8323 | 208.7918 | 793.5268 | 796.4785 | 556.3698 | 796.4785 | 7190 | 14 | 9 | 2017-09-26 14:00 | WEEKDAY | 22.6382 | 0 | 770.244 | 747.1367 | 0 | 747.1367 | 2503.0472 | 0 | 0 | NA | 83.43%
| 14 | 10 | 2017-10-27 14:00 | 76.1544 | 1184.9196 | 773.9506 | 169.8068 | 217.8377 | 598.4443 | 772.491 | 1657.8156 | 820.6248 | 299.2221 | 853.5039 | 203.834 | 215.5313 | 823.1129 | 76.1544 | 217.8377 | 76.1544 | 7191 | 15 | 9 | 2017-09-26 15:00 | WEEKDAY | 23.4566 | 0 | 804.204 | 780.0779 | 209.9221 | 990 | 2503.0472 | 0 | 0 | NA | 83.43%
| 15 | 10 | 2017-10-27 15:00 | 117.3483 | 937.204 | 781.5617 | 117.8845 | 359.2239 | 473.3353 | 794.846 | 1601.1047 | 869.8009 | 236.6677 | 835.7518 | 200.8527 | 211.0484 | 722.5808 | 117.3483 | 359.2239 | 117.3483 | 7192 | 16 | 9 | 2017-09-26 16:00 | WEEKDAY | 24.5811 | 0 | 827.77 | 802.9369 | 187.0631 | 990 | 2286.6326 | 0 | 0 | NA | 76.22%
| 16 | 10 | 2017-10-27 16:00 | 76.8941 | 1025.531 | 674.8948 | 60.7872 | 208.4805 | 517.945 | 733.693 | 1183.8173 | 803.741 | 258.9725 | 701.1683 | 161.502 | 177.0627 | 508.9268 | 76.8941 | 208.4805 | 76.8941 | 7193 | 17 | 9 | 2017-09-26 17:00 | WEEKDAY | 25.9951 | 0 | 763.457 | 740.5533 | 249.4467 | 990 | 2093.7841 | 0 | 0 | NA | 69.79%
| 17 | 10 | 2017-10-27 17:00 | 0 | 165.7502 | 122.0395 | 2.764 | 27.5168 | 83.7122 | 424.429 | 143.0665 | 0 | 41.8561 | 120.3045 | 25.7343 | 30.3799 | 37.7196 | 0 | 27.5168 | 0 | 7194 | 18 | 9 | 2017-09-26 18:00 | WEEKDAY | 22.9221 | 0 | 440.867 | 427.641 | 562.359 | 990 | 1836.6225 | 0 | 0 | NA | 61.22%
| 18 | 10 | 2017-10-27 18:00 | 0 | 0 | 0 | 0 | 0 | 0 | 0 | 0 | 0 | 0 | 0 | 0 | 0 | 0 | 0 | 0 | 0 | 7195 | 19 | 9 | 2017-09-26 19:00 | WEEKDAY | 22.7022 | 0 | 0 | 0 | 0 | 0 | 1256.8709 | 0 | 0 | NA | 41.9%
| 19 | 10 | 2017-10-27 19:00 | 0 | 0 | 0 | 0 | 0 | 0 | 0 | 0 | 0 | 0 | 0 | 0 | 0 | 0 | 0 | 0 | 0 | 7196 | 20 | 9 | 2017-09-26 20:00 | WEEKDAY | 22.8776 | 2.06 | 0 | 0 | 0 | 0 | 1256.8709 | 0 | 0 | NA | 41.9%
| 20 | 10 | 2017-10-27 20:00 | 0 | 0 | 0 | 0 | 0 | 0 | 0 | 0 | 0 | 0 | 0 | 0 | 0 | 0 | 0 | 0 | 0 | 7197 | 21 | 9 | 2017-09-26 21:00 | WEEKDAY | 22.9277 | 2.06 | 0 | 0 | 0 | 0 | 1256.8709 | 0 | 0 | NA | 41.9%
| 21 | 10 | 2017-10-27 21:00 | 0 | 0 | 0 | 0 | 0 | 0 | 0 | 0 | 0 | 0 | 0 | 0 | 0 | 0 | 0 | 0 | 0 | 7198 | 22 | 9 | 2017-09-26 22:00 | WEEKDAY | 22.769 | 2.06 | 0 | 0 | 0 | 0 | 1256.8709 | 0 | 0 | NA | 41.9%
| 22 | 10 | 2017-10-27 22:00 | 0 | 0 | 0 | 0 | 0 | 0 | 0 | 0 | 0 | 0 | 0 | 0 | 0 | 0 | 0 | 0 | 0 | 7199 | 23 | 9 | 2017-09-26 23:00 | WEEKDAY | 22.7969 | 2.3 | 0 | 0 | 0 | 0 | 1256.8709 | 0 | 0 | NA | 41.9%
| 23 | 10 | 2017-10-27 23:00 | 0 | 0 | 0 | 0 | 0 | 0 | 0 | 0 | 0 | 0 | 0 | 0 | 0 | 0 | 0 | 0 | 0 | 7200 | 0 | 9 | 2017-09-27 | WEEKDAY | 22.2123 | 2.3 | 0 | 0 | 0 | 0 | 1256.8709 | 0 | 0 | NA | 41.9%
| 0 | 10 | 2017-10-28 | 0 | 0 | 0 | 0 | 0 | 0 | 0 | 0 | 0 | 0 | 0 | 0 | 0 | 0 | 0 | 0 | 0 | 7201 | 1 | 9 | 2017-09-27 01:00 | WEEKDAY | 21.8226 | 2.3 | 0 | 0 | 0 | 0 | 1256.8709 | 0 | 0 | NA | 41.9%
| 1 | 10 | 2017-10-28 01:00 | 0 | 0 | 0 | 0 | 0 | 0 | 0 | 0 | 0 | 0 | 0 | 0 | 0 | 0 | 0 | 0 | 0 | 7202 | 2 | 9 | 2017-09-27 02:00 | WEEKDAY | 21.0043 | 2.3 | 0 | 0 | 0 | 0 | 1256.8709 | 0 | 0 | NA | 41.9%
| 2 | 10 | 2017-10-28 02:00 | 0 | 0 | 0 | 0 | 0 | 0 | 0 | 0 | 0 | 0 | 0 | 0 | 0 | 0 | 0 | 0 | 0 | 7203 | 3 | 9 | 2017-09-27 03:00 | WEEKDAY | 20.52 | 2.3 | 0 | 0 | 0 | 0 | 1256.8709 | 0 | 0 | NA | 41.9%
| 3 | 10 | 2017-10-28 03:00 | 0 | 0 | 0 | 0 | 0 | 0 | 0 | 0 | 0 | 0 | 0 | 0 | 0 | 0 | 0 | 0 | 0 | 7204 | 4 | 9 | 2017-09-27 04:00 | WEEKDAY | 20.3446 | 2.3 | 0 | 0 | 0 | 0 | 1256.8709 | 0 | 0 | NA | 41.9%
| 4 | 10 | 2017-10-28 04:00 | 0 | 0 | 0 | 0 | 0 | 0 | 0 | 0 | 0 | 0 | 0 | 0 | 0 | 0 | 0 | 0 | 0 | 7205 | 5 | 9 | 2017-09-27 05:00 | WEEKDAY | 20.1525 | 2.3 | 0 | 0 | 0 | 0 | 1256.8709 | 0 | 0 | NA | 41.9%
| 5 | 10 | 2017-10-28 05:00 | 0 | 0 | 0 | 0 | 0 | 0 | 0 | 0 | 0 | 0 | 0 | 0 | 0 | 0 | 0 | 0 | 0 | 7206 | 6 | 9 | 2017-09-27 06:00 | WEEKDAY | 20.5561 | 2.05 | 0 | 0 | 0 | 0 | 1256.8709 | 0 | 0 | NA | 41.9%
| 6 | 10 | 2017-10-28 06:00 | 0 | 0 | 0 | 0 | 1.7313 | 0 | 0 | 0 | 0 | 0 | 0 | 0 | 0 | 0 | 0 | 1.7313 | 0 | 7207 | 7 | 9 | 2017-09-27 07:00 | WEEKDAY | 22.3933 | 2.05 | 0 | 0 | 0 | 0 | 1256.8709 | 0 | 0 | NA | 41.9%
| 7 | 10 | 2017-10-28 07:00 | 35.8235 | 42.2848 | 9.9564 | 46.1862 | 185.4173 | 21.356 | 111.761 | 490.1979 | 0 | 10.678 | 36.2852 | 42.0519 | 9.1629 | 67.9795 | 35.8235 | 185.4173 | 35.8235 | 7208 | 8 | 9 | 2017-09-27 08:00 | WEEKDAY | 21.6167 | 2.05 | 119.272 | 0 | 0 | 0 | 1256.8709 | 0 | 0 | NA | 41.9%
| 8 | 10 | 2017-10-28 08:00 | 269.6291 | 112.3763 | 48.1086 | 95.5648 | 962.2344 | 56.7557 | 691.564 | 1433.0053 | 543.2931 | 28.3779 | 134.8186 | 177.7175 | 34.0451 | 287.8826 | 269.6291 | 962.2344 | 269.6291 | 7209 | 9 | 9 | 2017-09-27 09:00 | WEEKDAY | 21.2242 | 1.95 | 719.504 | 0 | 0 | 0 | 1376.1429 | 0 | 0 | NA | 45.87%
| 9 | 10 | 2017-10-28 09:00 | 213.4393 | 136.63 | 435.8498 | 162.2656 | 1247.1082 | 69.005 | 837.731 | 1459.0843 | 775.5218 | 34.5025 | 165.9633 | 206.9085 | 41.9099 | 738.6204 | 213.4393 | 1247.1082 | 213.4393 | 7210 | 10 | 9 | 2017-09-27 10:00 | WEEKDAY | 21.9646 | 1.95 | 873.283 | 0 | 0 | 0 | 2095.6469 | 0 | 0 | NA | 69.85%
| 10 | 10 | 2017-10-28 10:00 | 244.8394 | 188.9068 | 810.6762 | 206.2176 | 1390.5773 | 95.4075 | 827.895 | 1076.2497 | 793.7646 | 47.7037 | 275.7102 | 205.5963 | 69.6238 | 648.5111 | 244.8394 | 1390.5773 | 244.8394 | 7211 | 11 | 9 | 2017-09-27 11:00 | WEEKDAY | 22.41 | 1.95 | 862.826 | 836.9412 | 0 | 836.9412 | 2968.9299 | 0 | 0 | NA | 98.96%
| 11 | 10 | 2017-10-28 11:00 | 321.9223 | 241.0681 | 785.9478 | 330.7039 | 1517.4949 | 121.7516 | 786.805 | 1010.3028 | 713.178 | 60.8758 | 336.8584 | 199.461 | 85.0653 | 633.3998 | 321.9223 | 1517.4949 | 321.9223 | 7212 | 12 | 9 | 2017-09-27 12:00 | WEEKDAY | 24.4697 | 1.95 | 819.438 | 794.8549 | 0 | 794.8549 | 2968.9299 | 0 | 0 | NA | 98.96%
| 12 | 10 | 2017-10-28 12:00 | 234.0233 | 255.4226 | 714.2328 | 440.6676 | 988.3488 | 129.0013 | 753.284 | 1252.3868 | 686.8143 | 64.5006 | 397.7617 | 195.8404 | 100.4449 | 718.0063 | 234.0233 | 988.3488 | 234.0233 | 7213 | 13 | 9 | 2017-09-27 13:00 | WEEKDAY | 31.1891 | 1.95 | 784.116 | 760.5925 | 0 | 760.5925 | 2968.9299 | 0 | 0 | NA | 98.96%
| 13 | 10 | 2017-10-28 13:00 | 230.7578 | 222.3958 | 785.9152 | 520.5333 | 1467.6452 | 112.3211 | 764.9 | 1078.9375 | 698.2594 | 56.1606 | 363.8875 | 197.1903 | 91.8908 | 765.2993 | 230.7578 | 1467.6452 | 230.7578 | 7214 | 14 | 9 | 2017-09-27 14:00 | WEEKDAY | 31.1 | 0 | 796.324 | 772.4343 | 0 | 772.4343 | 2968.9299 | 0 | 0 | NA | 98.96%
| 14 | 10 | 2017-10-28 14:00 | 792.6715 | 529.4807 | 828.676 | 480.9789 | 1266.059 | 267.4145 | 800.833 | 1135.0588 | 748.5083 | 133.7072 | 456.4682 | 203.9234 | 115.2697 | 757.7041 | 792.6715 | 1266.059 | 792.6715 | 7215 | 15 | 9 | 2017-09-27 15:00 | WEEKDAY | 33.7277 | 0 | 834.181 | 809.1556 | 180.8444 | 990 | 2968.9299 | 0 | 0 | NA | 98.96%
| 15 | 10 | 2017-10-28 15:00 | 735.1739 | 1464.1244 | 828.8926 | 366.9852 | 1519.6136 | 739.4568 | 824.44 | 691.618 | 785.8707 | 369.7284 | 213.4651 | 194.5451 | 53.9053 | 692.0696 | 735.1739 | 1519.6136 | 735.1739 | 7216 | 16 | 9 | 2017-09-27 16:00 | WEEKDAY | 26.8357 | 0 | 859.104 | 833.3309 | 156.6691 | 990 | 2782.4924 | 0 | 0 | NA | 92.75%
| 16 | 10 | 2017-10-28 16:00 | 138.6851 | 1210.6917 | 720.3127 | 302.3051 | 1183.8207 | 611.4604 | 760.154 | 544.9616 | 726.1032 | 305.7302 | 181.8993 | 148.0657 | 45.9342 | 364.5375 | 138.6851 | 1183.8207 | 138.6851 | 7217 | 17 | 9 | 2017-09-27 17:00 | WEEKDAY | 26.6242 | 0 | 791.388 | 767.6464 | 222.3536 | 990 | 2620.9778 | 0 | 0 | NA | 87.37%
| 17 | 10 | 2017-10-28 17:00 | 0 | 157.107 | 136.0551 | 42.6178 | 169.4035 | 79.347 | 429.879 | 55.2829 | 0 | 39.6735 | 25.8711 | 19.7877 | 6.5331 | 15.2807 | 0 | 169.4035 | 0 | 7218 | 18 | 9 | 2017-09-27 18:00 | WEEKDAY | 22.8247 | 0 | 446.525 | 433.1292 | 556.8708 | 990 | 2391.7473 | 0 | 0 | NA | 79.72%
| 18 | 10 | 2017-10-28 18:00 | 0 | 0 | 0 | 0 | 0 | 0 | 0 | 0 | 0 | 0 | 0 | 0 | 0 | 0 | 0 | 0 | 0 | 7219 | 19 | 9 | 2017-09-27 19:00 | WEEKDAY | 22.7774 | 0 | 0 | 0 | 0 | 0 | 1817.6537 | 0 | 0 | NA | 60.59%
| 19 | 10 | 2017-10-28 19:00 | 0 | 0 | 0 | 0 | 0 | 0 | 0 | 0 | 0 | 0 | 0 | 0 | 0 | 0 | 0 | 0 | 0 | 7220 | 20 | 9 | 2017-09-27 20:00 | WEEKDAY | 23.348 | 2.06 | 0 | 0 | 0 | 0 | 1817.6537 | 0 | 0 | NA | 60.59%
| 20 | 10 | 2017-10-28 20:00 | 0 | 0 | 0 | 0 | 0 | 0 | 0 | 0 | 0 | 0 | 0 | 0 | 0 | 0 | 0 | 0 | 0 | 7221 | 21 | 9 | 2017-09-27 21:00 | WEEKDAY | 22.9305 | 2.06 | 0 | 0 | 0 | 0 | 1817.6537 | 0 | 0 | NA | 60.59%
| 21 | 10 | 2017-10-28 21:00 | 0 | 0 | 0 | 0 | 0 | 0 | 0 | 0 | 0 | 0 | 0 | 0 | 0 | 0 | 0 | 0 | 0 | 7222 | 22 | 9 | 2017-09-27 22:00 | WEEKDAY | 22.705 | 2.06 | 0 | 0 | 0 | 0 | 1817.6537 | 0 | 0 | NA | 60.59%
| 22 | 10 | 2017-10-28 22:00 | 0 | 0 | 0 | 0 | 0 | 0 | 0 | 0 | 0 | 0 | 0 | 0 | 0 | 0 | 0 | 0 | 0 | 7223 | 23 | 9 | 2017-09-27 23:00 | WEEKDAY | 22.7718 | 2.3 | 0 | 0 | 0 | 0 | 1817.6537 | 0 | 0 | NA | 60.59%
| 23 | 10 | 2017-10-28 23:00 | 0 | 0 | 0 | 0 | 0 | 0 | 0 | 0 | 0 | 0 | 0 | 0 | 0 | 0 | 0 | 0 | 0 | 7224 | 0 | 9 | 2017-09-28 | WEEKDAY | 22.0759 | 2.3 | 0 | 0 | 0 | 0 | 1817.6537 | 0 | 0 | NA | 60.59%
| 0 | 10 | 2017-10-29 | 0 | 0 | 0 | 0 | 0 | 0 | 0 | 0 | 0 | 0 | 0 | 0 | 0 | 0 | 0 | 0 | 0 | 7225 | 1 | 9 | 2017-09-28 01:00 | WEEKDAY | 20.4114 | 2.3 | 0 | 0 | 0 | 0 | 1817.6537 | 0 | 0 | NA | 60.59%
| 1 | 10 | 2017-10-29 01:00 | 0 | 0 | 0 | 0 | 0 | 0 | 0 | 0 | 0 | 0 | 0 | 0 | 0 | 0 | 0 | 0 | 0 | 7226 | 2 | 9 | 2017-09-28 02:00 | WEEKDAY | 19.8547 | 2.3 | 0 | 0 | 0 | 0 | 1817.6537 | 0 | 0 | NA | 60.59%
| 2 | 10 | 2017-10-29 02:00 | 0 | 0 | 0 | 0 | 0 | 0 | 0 | 0 | 0 | 0 | 0 | 0 | 0 | 0 | 0 | 0 | 0 | 7227 | 3 | 9 | 2017-09-28 03:00 | WEEKDAY | 19.6014 | 2.3 | 0 | 0 | 0 | 0 | 1817.6537 | 0 | 0 | NA | 60.59%
| 3 | 10 | 2017-10-29 03:00 | 0 | 0 | 0 | 0 | 0 | 0 | 0 | 0 | 0 | 0 | 0 | 0 | 0 | 0 | 0 | 0 | 0 | 7228 | 4 | 9 | 2017-09-28 04:00 | WEEKDAY | 19.5958 | 2.3 | 0 | 0 | 0 | 0 | 1817.6537 | 0 | 0 | NA | 60.59%
| 4 | 10 | 2017-10-29 04:00 | 0 | 0 | 0 | 0 | 0 | 0 | 0 | 0 | 0 | 0 | 0 | 0 | 0 | 0 | 0 | 0 | 0 | 7229 | 5 | 9 | 2017-09-28 05:00 | WEEKDAY | 19.6432 | 2.3 | 0 | 0 | 0 | 0 | 1817.6537 | 0 | 0 | NA | 60.59%
| 5 | 10 | 2017-10-29 05:00 | 0 | 0 | 0 | 0 | 0 | 0 | 0 | 0 | 0 | 0 | 0 | 0 | 0 | 0 | 0 | 0 | 0 | 7230 | 6 | 9 | 2017-09-28 06:00 | WEEKDAY | 20.4559 | 2.05 | 0 | 0 | 0 | 0 | 1817.6537 | 0 | 0 | NA | 60.59%
| 6 | 10 | 2017-10-29 06:00 | 0 | 0 | 0 | 0 | 0 | 0 | 0 | 0 | 0 | 0 | 0 | 0 | 0 | 0 | 0 | 0 | 0 | 7231 | 7 | 9 | 2017-09-28 07:00 | WEEKDAY | 22.3515 | 2.05 | 0 | 0 | 0 | 0 | 1817.6537 | 0 | 0 | NA | 60.59%
| 7 | 10 | 2017-10-29 07:00 | 719.6644 | 465.7744 | 109.8939 | 173.9985 | 174.7894 | 235.2396 | 99.0821 | 256.1228 | 0 | 117.6198 | 117.0292 | 38.7749 | 29.5528 | 35.8339 | 719.6644 | 174.7894 | 719.6644 | 7232 | 8 | 9 | 2017-09-28 08:00 | WEEKDAY | 22.3515 | 2.05 | 106.327 | 0 | 0 | 0 | 1817.6537 | 0 | 0 | NA | 60.59%
| 8 | 10 | 2017-10-29 08:00 | 883.0435 | 1378.455 | 364.2877 | 680.0338 | 430.5384 | 696.1894 | 680.045 | 486.0743 | 0 | 348.0947 | 478.4341 | 173.4897 | 120.8167 | 94.5615 | 883.0435 | 430.5384 | 883.0435 | 7233 | 9 | 9 | 2017-09-28 09:00 | WEEKDAY | 22.229 | 1.95 | 707.472 | 0 | 0 | 0 | 1923.9807 | 0 | 0 | NA | 64.13%
| 9 | 10 | 2017-10-29 09:00 | 873.8502 | 1531.5974 | 612.8614 | 581.8496 | 882.3735 | 773.5341 | 831.138 | 721.0156 | 702.1374 | 386.767 | 383.7368 | 183.6947 | 96.9032 | 144.3694 | 873.8502 | 882.3735 | 873.8502 | 7234 | 10 | 9 | 2017-09-28 10:00 | WEEKDAY | 22.2207 | 1.95 | 866.402 | 840.4099 | 0 | 840.4099 | 2631.4527 | 0 | 0 | NA | 87.72%
| 10 | 10 | 2017-10-29 10:00 | 797.8281 | 1470.5253 | 844.8985 | 788.9791 | 845.4712 | 742.6896 | 825.732 | 1108.7186 | 790.2018 | 371.3448 | 662.9773 | 197.6754 | 167.4185 | 466.7822 | 797.8281 | 845.4712 | 797.8281 | 7235 | 11 | 9 | 2017-09-28 11:00 | WEEKDAY | 22.165 | 1.95 | 860.639 | 834.8198 | 0 | 834.8198 | 2631.4527 | 0 | 0 | NA | 87.72%
| 11 | 10 | 2017-10-29 11:00 | 753.2812 | 1423.0667 | 798.0461 | 736.4928 | 1327.1533 | 718.7206 | 785.689 | 1004.3416 | 646.0792 | 359.3603 | 724.5661 | 151.9228 | 182.9712 | 449.8404 | 753.2812 | 1327.1533 | 753.2812 | 7236 | 12 | 9 | 2017-09-28 12:00 | WEEKDAY | 22.4294 | 1.95 | 818.362 | 793.8111 | 0 | 793.8111 | 2631.4527 | 0 | 0 | NA | 87.72%
| 12 | 10 | 2017-10-29 12:00 | 525.6309 | 1400.0159 | 773.9466 | 716.7792 | 1330.1478 | 707.0788 | 558.883 | 963.8979 | 989.7276 | 353.5394 | 726.2713 | 175.7544 | 183.4018 | 374.8429 | 525.6309 | 1330.1478 | 525.6309 | 7237 | 13 | 9 | 2017-09-28 13:00 | WEEKDAY | 22.847 | 1.95 | 580.611 | 563.1927 | 0 | 563.1927 | 2631.4527 | 0 | 0 | NA | 87.72%
| 13 | 10 | 2017-10-29 13:00 | 818.584 | 1313.7401 | 782.6214 | 651.9026 | 1414.2037 | 663.5051 | 762.467 | 967.3017 | 989.8176 | 331.7526 | 597.9068 | 191.0312 | 150.9866 | 204.334 | 818.584 | 1414.2037 | 818.584 | 7238 | 14 | 9 | 2017-09-28 14:00 | WEEKDAY | 23.9659 | 0 | 793.862 | 770.0461 | 0 | 770.0461 | 2631.4527 | 0 | 0 | NA | 87.72%
| 14 | 10 | 2017-10-29 14:00 | 836.4471 | 1492.8211 | 817.6265 | 516.5956 | 1314.5628 | 753.9501 | 797.34 | 328.1212 | 747.7914 | 376.975 | 792.7158 | 197.8951 | 200.1808 | 225.9507 | 836.4471 | 1314.5628 | 836.4471 | 7239 | 15 | 9 | 2017-09-28 15:00 | WEEKDAY | 24.2944 | 0 | 830.595 | 805.6771 | 184.3229 | 990 | 2631.4527 | 0 | 0 | NA | 87.72%
| 15 | 10 | 2017-10-29 15:00 | 688.1952 | 922.808 | 813.9135 | 147.875 | 1233.7875 | 466.0646 | 818.568 | 233.4825 | 990.477 | 233.0323 | 836.456 | 189.4087 | 211.2263 | 115.4601 | 688.1952 | 1233.7875 | 688.1952 | 7240 | 16 | 9 | 2017-09-28 16:00 | WEEKDAY | 24.8455 | 0 | 852.998 | 827.4081 | 162.5919 | 990 | 2441.4292 | 0 | 0 | NA | 81.38%
| 16 | 10 | 2017-10-29 16:00 | 133.3346 | 1100.0723 | 678.8439 | 465.1058 | 962.0014 | 555.5921 | 748.01 | 121.7034 | 0 | 277.796 | 633.725 | 140.6905 | 160.0316 | 61.8321 | 133.3346 | 962.0014 | 133.3346 | 7241 | 17 | 9 | 2017-09-28 17:00 | WEEKDAY | 24.3501 | 0 | 778.68 | 755.3196 | 234.6804 | 990 | 2273.8086 | 0 | 0 | NA | 75.79%
| 17 | 10 | 2017-10-29 17:00 | 0 | 164.445 | 113.0662 | 37.7655 | 108.0876 | 83.053 | 409.604 | 10.3936 | 0 | 41.5265 | 108.5434 | 16.9599 | 27.41 | 2.9097 | 0 | 108.0876 | 0 | 7242 | 18 | 9 | 2017-09-28 18:00 | WEEKDAY | 24.8093 | 0 | 425.547 | 412.7806 | 577.2194 | 990 | 2031.8701 | 0 | 0 | NA | 67.73%
| 18 | 10 | 2017-10-29 18:00 | 0 | 0 | 0 | 0 | 0 | 0 | 0 | 0 | 0 | 0 | 0 | 0 | 0 | 0 | 0 | 0 | 0 | 7243 | 19 | 9 | 2017-09-28 19:00 | WEEKDAY | 24.5505 | 0 | 0 | 0 | 0 | 0 | 1436.7985 | 0 | 0 | NA | 47.89%
| 19 | 10 | 2017-10-29 19:00 | 0 | 0 | 0 | 0 | 0 | 0 | 0 | 0 | 0 | 0 | 0 | 0 | 0 | 0 | 0 | 0 | 0 | 7244 | 20 | 9 | 2017-09-28 20:00 | WEEKDAY | 24.0494 | 2.06 | 0 | 0 | 0 | 0 | 1436.7985 | 0 | 0 | NA | 47.89%
| 20 | 10 | 2017-10-29 20:00 | 0 | 0 | 0 | 0 | 0 | 0 | 0 | 0 | 0 | 0 | 0 | 0 | 0 | 0 | 0 | 0 | 0 | 7245 | 21 | 9 | 2017-09-28 21:00 | WEEKDAY | 23.7266 | 2.06 | 0 | 0 | 0 | 0 | 1436.7985 | 0 | 0 | NA | 47.89%
| 21 | 10 | 2017-10-29 21:00 | 0 | 0 | 0 | 0 | 0 | 0 | 0 | 0 | 0 | 0 | 0 | 0 | 0 | 0 | 0 | 0 | 0 | 7246 | 22 | 9 | 2017-09-28 22:00 | WEEKDAY | 23.0362 | 2.06 | 0 | 0 | 0 | 0 | 1436.7985 | 0 | 0 | NA | 47.89%
| 22 | 10 | 2017-10-29 22:00 | 0 | 0 | 0 | 0 | 0 | 0 | 0 | 0 | 0 | 0 | 0 | 0 | 0 | 0 | 0 | 0 | 0 | 7247 | 23 | 9 | 2017-09-28 23:00 | WEEKDAY | 23.5568 | 2.3 | 0 | 0 | 0 | 0 | 1436.7985 | 0 | 0 | NA | 47.89%
| 23 | 10 | 2017-10-29 23:00 | 0 | 0 | 0 | 0 | 0 | 0 | 0 | 0 | 0 | 0 | 0 | 0 | 0 | 0 | 0 | 0 | 0 | 7248 | 0 | 9 | 2017-09-29 | WEEKDAY | 22.8247 | 2.3 | 0 | 0 | 0 | 0 | 1436.7985 | 0 | 0 | NA | 47.89%
| 0 | 10 | 2017-10-30 | 0 | 0 | 0 | 0 | 0 | 0 | 0 | 0 | 0 | 0 | 0 | 0 | 0 | 0 | 0 | 0 | 0 | 7249 | 1 | 9 | 2017-09-29 01:00 | WEEKDAY | 22.229 | 2.3 | 0 | 0 | 0 | 0 | 1436.7985 | 0 | 0 | NA | 47.89%
| 1 | 10 | 2017-10-30 01:00 | 0 | 0 | 0 | 0 | 0 | 0 | 0 | 0 | 0 | 0 | 0 | 0 | 0 | 0 | 0 | 0 | 0 | 7250 | 2 | 9 | 2017-09-29 02:00 | WEEKDAY | 21.6807 | 2.3 | 0 | 0 | 0 | 0 | 1436.7985 | 0 | 0 | NA | 47.89%
| 2 | 10 | 2017-10-30 02:00 | 0 | 0 | 0 | 0 | 0 | 0 | 0 | 0 | 0 | 0 | 0 | 0 | 0 | 0 | 0 | 0 | 0 | 7251 | 3 | 9 | 2017-09-29 03:00 | WEEKDAY | 21.0321 | 2.3 | 0 | 0 | 0 | 0 | 1436.7985 | 0 | 0 | NA | 47.89%
| 3 | 10 | 2017-10-30 03:00 | 0 | 0 | 0 | 0 | 0 | 0 | 0 | 0 | 0 | 0 | 0 | 0 | 0 | 0 | 0 | 0 | 0 | 7252 | 4 | 9 | 2017-09-29 04:00 | WEEKDAY | 20.6619 | 2.3 | 0 | 0 | 0 | 0 | 1436.7985 | 0 | 0 | NA | 47.89%
| 4 | 10 | 2017-10-30 04:00 | 0 | 0 | 0 | 0 | 0 | 0 | 0 | 0 | 0 | 0 | 0 | 0 | 0 | 0 | 0 | 0 | 0 | 7253 | 5 | 9 | 2017-09-29 05:00 | WEEKDAY | 20.6925 | 2.3 | 0 | 0 | 0 | 0 | 1436.7985 | 0 | 0 | NA | 47.89%
| 5 | 10 | 2017-10-30 05:00 | 0 | 0 | 0 | 0 | 0 | 0 | 0 | 0 | 0 | 0 | 0 | 0 | 0 | 0 | 0 | 0 | 0 | 7254 | 6 | 9 | 2017-09-29 06:00 | WEEKDAY | 21.4497 | 2.05 | 0 | 0 | 0 | 0 | 1436.7985 | 0 | 0 | NA | 47.89%
| 6 | 10 | 2017-10-30 06:00 | 0 | 0 | 0 | 0 | 0 | 0 | 0 | 0 | 0 | 0 | 0 | 0 | 0 | 0 | 0 | 0 | 0 | 7255 | 7 | 9 | 2017-09-29 07:00 | WEEKDAY | 22.2374 | 2.05 | 0 | 0 | 0 | 0 | 1436.7985 | 0 | 0 | NA | 47.89%
| 7 | 10 | 2017-10-30 07:00 | 353.6366 | 472.2018 | 12.1621 | 131.7211 | 70.6755 | 238.4858 | 65.3656 | 56.807 | 0 | 119.2429 | 175.2075 | 9.508 | 44.2443 | 25.7072 | 353.6366 | 70.6755 | 353.6366 | 7256 | 8 | 9 | 2017-09-29 08:00 | WEEKDAY | 22.3626 | 2.05 | 71.8809 | 0 | 0 | 0 | 1436.7985 | 0 | 0 | NA | 47.89%
| 8 | 10 | 2017-10-30 08:00 | 309.4353 | 1452.1852 | 217.1511 | 385.413 | 295.255 | 733.4269 | 662.813 | 122.5871 | 501.747 | 366.7134 | 763.7593 | 74.077 | 192.8685 | 50.0348 | 309.4353 | 295.255 | 309.4353 | 7257 | 9 | 9 | 2017-09-29 09:00 | WEEKDAY | 22.3432 | 1.95 | 689.386 | 0 | 0 | 0 | 1508.6794 | 0 | 0 | NA | 50.29%
| 9 | 10 | 2017-10-30 09:00 | 667.2998 | 1564.8374 | 94.62 | 185.4779 | 338.1884 | 790.3219 | 157.399 | 244.1106 | 755.4719 | 395.161 | 860.9305 | 169.0255 | 217.4067 | 314.1281 | 667.2998 | 338.1884 | 667.2998 | 7258 | 10 | 9 | 2017-09-29 10:00 | WEEKDAY | 23.4677 | 1.95 | 165.887 | 0 | 0 | 0 | 2198.0654 | 0 | 0 | NA | 73.27%
| 10 | 10 | 2017-10-30 10:00 | 640.5879 | 1537.6341 | 133.585 | 251.568 | 852.6187 | 776.5829 | 426.897 | 325.7218 | 778.7674 | 388.2914 | 847.8482 | 195.2906 | 214.1031 | 162.9854 | 640.5879 | 852.6187 | 640.5879 | 7259 | 11 | 9 | 2017-09-29 11:00 | WEEKDAY | 23.7266 | 1.95 | 443.444 | 0 | 0 | 0 | 2363.9524 | 0 | 0 | NA | 78.8%
| 11 | 10 | 2017-10-30 11:00 | 757.6862 | 1458.6092 | 170.621 | 577.4792 | 899.1607 | 736.6713 | 458.023 | 391.6556 | 721.1513 | 368.3357 | 806.7185 | 166.3883 | 203.7168 | 589.1966 | 757.6862 | 899.1607 | 757.6862 | 7260 | 12 | 9 | 2017-09-29 12:00 | WEEKDAY | 24.7203 | 1.95 | 475.689 | 461.4183 | 0 | 461.4183 | 2807.3964 | 0 | 0 | NA | 93.58%
| 12 | 10 | 2017-10-30 12:00 | 778.6292 | 1440.637 | 225.2098 | 137.5177 | 1080.4537 | 727.5944 | 729.085 | 407.7927 | 674.7718 | 363.7972 | 785.0004 | 176.692 | 198.2324 | 629.8755 | 778.6292 | 1080.4537 | 778.6292 | 7261 | 13 | 9 | 2017-09-29 13:00 | WEEKDAY | 27.9046 | 1.95 | 758.734 | 735.972 | 0 | 735.972 | 2807.3964 | 0 | 0 | NA | 93.58%
| 13 | 10 | 2017-10-30 13:00 | 826.5133 | 1461.6041 | 205.434 | 570.9994 | 762.2185 | 738.1839 | 740.766 | 360.5039 | 699.1954 | 369.0919 | 806.1948 | 181.338 | 203.5845 | 701.1255 | 826.5133 | 762.2185 | 826.5133 | 7262 | 14 | 9 | 2017-09-29 14:00 | WEEKDAY | 29.043 | 0 | 770.997 | 747.8671 | 0 | 747.8671 | 2807.3964 | 0 | 0 | NA | 93.58%
| 14 | 10 | 2017-10-30 14:00 | 843.4454 | 1575.8774 | 162.3966 | 743.232 | 996.0685 | 795.8977 | 777.939 | 276.922 | 753.4514 | 397.9488 | 839.9479 | 184.795 | 212.108 | 521.2585 | 843.4454 | 996.0685 | 843.4454 | 7263 | 15 | 9 | 2017-09-29 15:00 | WEEKDAY | 43.5367 | 0 | 810.114 | 785.8106 | 204.1894 | 990 | 2807.3964 | 0 | 0 | NA | 93.58%
| 15 | 10 | 2017-10-30 15:00 | 698.0028 | 1506.3303 | 152.5829 | 279.1184 | 900.4056 | 760.7729 | 309.975 | 198.9302 | 794.8869 | 380.3864 | 833.2671 | 192.8774 | 210.421 | 638.7161 | 698.0028 | 900.4056 | 698.0028 | 7264 | 16 | 9 | 2017-09-29 16:00 | WEEKDAY | 34.752 | 0 | 322.542 | 312.8657 | 677.1343 | 990 | 2596.8918 | 0 | 0 | NA | 86.56%
| 16 | 10 | 2017-10-30 16:00 | 126.9819 | 1137.8744 | 82.4844 | 216.8364 | 559.5551 | 574.6841 | 249.084 | 104.4287 | 740.5678 | 287.342 | 696.32 | 134.1777 | 175.8384 | 341.2635 | 126.9819 | 559.5551 | 126.9819 | 7265 | 17 | 9 | 2017-09-29 17:00 | WEEKDAY | 30.0729 | 0 | 259.877 | 252.0807 | 737.9193 | 990 | 1898.8153 | 0 | 0 | NA | 63.29%
| 17 | 10 | 2017-10-30 17:00 | 0 | 90.8778 | 16.2467 | 36.715 | 57.3942 | 45.8979 | 397.348 | 8.153 | 0 | 22.9489 | 116.3463 | 17.104 | 29.3804 | 13.402 | 0 | 57.3942 | 0 | 7266 | 18 | 9 | 2017-09-29 18:00 | WEEKDAY | 23.348 | 0 | 412.802 | 400.4179 | 589.5821 | 990 | 1138.0737 | 0 | 0 | NA | 37.94%
| 18 | 10 | 2017-10-30 18:00 | 0 | 0 | 0 | 0 | 0 | 0 | 0 | 0 | 0 | 0 | 0 | 0 | 0 | 0 | 0 | 0 | 0 | 7267 | 19 | 9 | 2017-09-29 19:00 | WEEKDAY | 23.7071 | 0 | 0 | 0 | 0 | 0 | 530.2572 | 0 | 0 | NA | 17.68%
| 19 | 10 | 2017-10-30 19:00 | 0 | 0 | 0 | 0 | 0 | 0 | 0 | 0 | 0 | 0 | 0 | 0 | 0 | 0 | 0 | 0 | 0 | 7268 | 20 | 9 | 2017-09-29 20:00 | WEEKDAY | 31.1585 | 2.06 | 0 | 0 | 200 | 200 | 530.2572 | 0 | 0 | NA | 17.68%
| 20 | 10 | 2017-10-30 20:00 | 0 | 0 | 0 | 0 | 0 | 0 | 0 | 0 | 0 | 0 | 0 | 0 | 0 | 0 | 0 | 0 | 0 | 7269 | 21 | 9 | 2017-09-29 21:00 | WEEKDAY | 26.2874 | 2.06 | 0 | 0 | 0 | 0 | 324.0716 | 0 | 0 | NA | 10.8%
| 21 | 10 | 2017-10-30 21:00 | 0 | 0 | 0 | 0 | 0 | 0 | 0 | 0 | 0 | 0 | 0 | 0 | 0 | 0 | 0 | 0 | 0 | 7270 | 22 | 9 | 2017-09-29 22:00 | WEEKDAY | 23.6208 | 2.06 | 0 | 0 | 0 | 0 | 324.0716 | 0 | 0 | NA | 10.8%
| 22 | 10 | 2017-10-30 22:00 | 0 | 0 | 0 | 0 | 0 | 0 | 0 | 0 | 0 | 0 | 0 | 0 | 0 | 0 | 0 | 0 | 0 | 7271 | 23 | 9 | 2017-09-29 23:00 | WEEKDAY | 29.313 | 2.3 | 0 | 0 | 0 | 0 | 324.0716 | 0 | 0 | NA | 10.8%
| 23 | 10 | 2017-10-30 23:00 | 0 | 0 | 0 | 0 | 0 | 0 | 0 | 0 | 0 | 0 | 0 | 0 | 0 | 0 | 0 | 0 | 0 | 7272 | 0 | 9 | 2017-09-30 | WEEKEND | 114.2682 | 2.3 | 0 | 0 | 0 | 0 | 324.0716 | 0 | 0 | NA | 10.8%
| 0 | 10 | 2017-10-31 | 0 | 0 | 0 | 0 | 0 | 0 | 0 | 0 | 0 | 0 | 0 | 0 | 0 | 0 | 0 | 0 | 0 | 7273 | 1 | 9 | 2017-09-30 01:00 | WEEKEND | 22.4378 | 2.3 | 0 | 0 | 0 | 0 | 324.0716 | 0 | 0 | NA | 10.8%
| 1 | 10 | 2017-10-31 01:00 | 0 | 0 | 0 | 0 | 0 | 0 | 0 | 0 | 0 | 0 | 0 | 0 | 0 | 0 | 0 | 0 | 0 | 7274 | 2 | 9 | 2017-09-30 02:00 | WEEKEND | 22.2569 | 2.3 | 0 | 0 | 0 | 0 | 324.0716 | 0 | 0 | NA | 10.8%
| 2 | 10 | 2017-10-31 02:00 | 0 | 0 | 0 | 0 | 0 | 0 | 0 | 0 | 0 | 0 | 0 | 0 | 0 | 0 | 0 | 0 | 0 | 7275 | 3 | 9 | 2017-09-30 03:00 | WEEKEND | 22.0537 | 2.3 | 0 | 0 | 0 | 0 | 324.0716 | 0 | 0 | NA | 10.8%
| 3 | 10 | 2017-10-31 03:00 | 0 | 0 | 0 | 0 | 0 | 0 | 0 | 0 | 0 | 0 | 0 | 0 | 0 | 0 | 0 | 0 | 0 | 7276 | 4 | 9 | 2017-09-30 04:00 | WEEKEND | 21.4246 | 2.3 | 0 | 0 | 0 | 0 | 324.0716 | 0 | 0 | NA | 10.8%
| 4 | 10 | 2017-10-31 04:00 | 0 | 0 | 0 | 0 | 0 | 0 | 0 | 0 | 0 | 0 | 0 | 0 | 0 | 0 | 0 | 0 | 0 | 7277 | 5 | 9 | 2017-09-30 05:00 | WEEKEND | 20.8985 | 2.3 | 0 | 0 | 0 | 0 | 324.0716 | 0 | 0 | NA | 10.8%
| 5 | 10 | 2017-10-31 05:00 | 0 | 0 | 0 | 0 | 0 | 0 | 0 | 0 | 0 | 0 | 0 | 0 | 0 | 0 | 0 | 0 | 0 | 7278 | 6 | 9 | 2017-09-30 06:00 | WEEKEND | 20.6146 | 2.3 | 0 | 0 | 0 | 0 | 324.0716 | 0 | 0 | NA | 10.8%
| 6 | 10 | 2017-10-31 06:00 | 0 | 0 | 0 | 0 | 0 | 0 | 0 | 0 | 0 | 0 | 0 | 0 | 0 | 0 | 0 | 0 | 0 | 7279 | 7 | 9 | 2017-09-30 07:00 | WEEKEND | 20.7037 | 2.3 | 0 | 0 | 0 | 0 | 324.0716 | 0 | 0 | NA | 10.8%
| 7 | 10 | 2017-10-31 07:00 | 67.6883 | 47.8343 | 104.7469 | 19.723 | 47.7054 | 24.1587 | 54.9546 | 29.6558 | 0 | 12.0794 | 124.6991 | 17.1673 | 31.4897 | 223.9278 | 67.6883 | 47.7054 | 67.6883 | 7280 | 8 | 9 | 2017-09-30 08:00 | WEEKEND | 20.7566 | 2.3 | 61.2159 | 0 | 0 | 0 | 324.0716 | 0 | 0 | NA | 10.8%
| 8 | 10 | 2017-10-31 08:00 | 91.6984 | 203.0877 | 684.5559 | 41.8993 | 169.6493 | 102.5696 | 0 | 97.2547 | 472.4841 | 51.2848 | 673.6496 | 97.9634 | 170.1135 | 705.721 | 91.6984 | 169.6493 | 91.6984 | 7281 | 9 | 9 | 2017-09-30 09:00 | WEEKEND | 22.1455 | 2.3 | 4.207 | 0 | 0 | 0 | 385.2875 | 0 | 0 | NA | 12.84%
| 9 | 10 | 2017-10-31 09:00 | 112.2778 | 138.8815 | 851.3692 | 482.4849 | 438.2704 | 70.1422 | 0 | 174.2398 | 739.8258 | 35.0711 | 802.537 | 77.1227 | 202.6609 | 788.8914 | 112.2778 | 438.2704 | 112.2778 | 7282 | 10 | 9 | 2017-09-30 10:00 | WEEKEND | 23.0557 | 2.3 | 3.4787 | 0 | 0 | 0 | 389.4945 | 0 | 0 | NA | 12.98%
| 10 | 10 | 2017-10-31 10:00 | 139.5807 | 707.0979 | 853.9872 | 93.2359 | 573.6208 | 357.1202 | 24.2298 | 245.3827 | 725.5076 | 178.5601 | 810.5978 | 105.1356 | 204.6964 | 771.4374 | 139.5807 | 573.6208 | 139.5807 | 7283 | 11 | 9 | 2017-09-30 11:00 | WEEKEND | 23.1921 | 2.3 | 29.8823 | 0 | 0 | 0 | 392.9732 | 0 | 0 | NA | 13.1%
| 11 | 10 | 2017-10-31 11:00 | 130.2547 | 1513.9339 | 633.6975 | 162.5947 | 670.9292 | 764.6131 | 26.5877 | 362.4752 | 670.9063 | 382.3065 | 777.1894 | 120.5737 | 196.26 | 726.0189 | 130.2547 | 670.9292 | 130.2547 | 7284 | 12 | 9 | 2017-09-30 12:00 | WEEKEND | 24.0494 | 2.3 | 32.2908 | 0 | 0 | 0 | 422.8555 | 0 | 0 | NA | 14.1%
| 12 | 10 | 2017-10-31 12:00 | 127.9412 | 1489.0097 | 709.7475 | 334.841 | 793.3176 | 752.0251 | 123.085 | 378.2905 | 624.6315 | 376.0126 | 757.675 | 138.2487 | 191.3321 | 720.0354 | 127.9412 | 793.3176 | 127.9412 | 7285 | 13 | 9 | 2017-09-30 13:00 | WEEKEND | 28.0354 | 2.3 | 130.79 | 0 | 0 | 0 | 455.1463 | 0 | 0 | NA | 15.17%
| 13 | 10 | 2017-10-31 13:00 | 130.5325 | 1167.7508 | 734.8398 | 289.8503 | 588.5606 | 589.7731 | 140.694 | 332.5725 | 531.1157 | 294.8866 | 724.7672 | 184.4852 | 183.022 | 735.941 | 130.5325 | 588.5606 | 130.5325 | 7286 | 14 | 9 | 2017-09-30 14:00 | WEEKEND | 33.7193 | 2.3 | 148.819 | 0 | 0 | 0 | 585.9363 | 0 | 0 | NA | 19.53%
| 14 | 10 | 2017-10-31 14:00 | 129.6335 | 1545.8157 | 699.1091 | 248.5007 | 907.9846 | 780.715 | 82.8006 | 247.8242 | 989.9769 | 390.3575 | 752.507 | 134.942 | 190.027 | 756.2603 | 129.6335 | 907.9846 | 129.6335 | 7287 | 15 | 9 | 2017-09-30 15:00 | WEEKEND | 33.3491 | 2.3 | 89.662 | 0 | 0 | 0 | 734.7553 | 0 | 0 | NA | 24.49%
| 15 | 10 | 2017-10-31 15:00 | 76.6616 | 1362.7366 | 756.6642 | 606.6686 | 1208.1768 | 688.2508 | 79.725 | 615.108 | 425.6059 | 344.1254 | 714.8376 | 59.4337 | 180.5145 | 724.6226 | 76.6616 | 1208.1768 | 76.6616 | 7288 | 16 | 9 | 2017-09-30 16:00 | WEEKEND | 49.6632 | 2.3 | 86.5241 | 0 | 0 | 0 | 824.4173 | 0 | 0 | NA | 27.48%
| 16 | 10 | 2017-10-31 16:00 | 78.8243 | 408.7396 | 598.0186 | 354.3604 | 691.6262 | 206.4341 | 785.104 | 297.4093 | 0 | 103.2171 | 513.0712 | 26.1938 | 129.5634 | 446.6818 | 78.8243 | 691.6262 | 78.8243 | 7289 | 17 | 9 | 2017-09-30 17:00 | WEEKEND | 72.7663 | 2.3 | 817.961 | 0 | 0 | 0 | 910.9414 | 0 | 0 | NA | 30.36%
| 17 | 10 | 2017-10-31 17:00 | 0 | 78.1241 | 92.0387 | 0 | 104.6023 | 39.4566 | 431.315 | 20.4409 | 0 | 19.7283 | 68.1257 | 3.9653 | 17.2034 | 28.4372 | 0 | 104.6023 | 0 | 7290 | 18 | 9 | 2017-09-30 18:00 | WEEKEND | 33.8808 | 2.3 | 448.141 | 0 | 0 | 0 | 1728.9024 | 0 | 0 | NA | 57.63%
| 18 | 10 | 2017-10-31 18:00 | 0 | 0 | 0 | 0 | 0 | 0 | 0 | 0 | 0 | 0 | 0 | 0 | 0 | 0 | 0 | 0 | 0 | 7291 | 19 | 9 | 2017-09-30 19:00 | WEEKEND | 31.2337 | 2.3 | 0 | 0 | 0 | 0 | 2177.0434 | 0 | 0 | NA | 72.57%
| 19 | 10 | 2017-10-31 19:00 | 0 | 0 | 0 | 0 | 0 | 0 | 0 | 0 | 0 | 0 | 0 | 0 | 0 | 0 | 0 | 0 | 0 | 7292 | 20 | 9 | 2017-09-30 20:00 | WEEKEND | 59.4945 | 2.3 | 0 | 0 | 0 | 0 | 2177.0434 | 0 | 0 | NA | 72.57%
| 20 | 10 | 2017-10-31 20:00 | 0 | 0 | 0 | 0 | 0 | 0 | 0 | 0 | 0 | 0 | 0 | 0 | 0 | 0 | 0 | 0 | 0 | 7293 | 21 | 9 | 2017-09-30 21:00 | WEEKEND | 27.0167 | 2.3 | 0 | 0 | 0 | 0 | 2177.0434 | 0 | 0 | NA | 72.57%
| 21 | 10 | 2017-10-31 21:00 | 0 | 0 | 0 | 0 | 0 | 0 | 0 | 0 | 0 | 0 | 0 | 0 | 0 | 0 | 0 | 0 | 0 | 7294 | 22 | 9 | 2017-09-30 22:00 | WEEKEND | 26.7689 | 2.3 | 0 | 0 | 0 | 0 | 2177.0434 | 0 | 0 | NA | 72.57%
| 22 | 10 | 2017-10-31 22:00 | 0 | 0 | 0 | 0 | 0 | 0 | 0 | 0 | 0 | 0 | 0 | 0 | 0 | 0 | 0 | 0 | 0 | 7295 | 23 | 9 | 2017-09-30 23:00 | WEEKEND | 40.2077 | 2.3 | 0 | 0 | 0 | 0 | 2177.0434 | 0 | 0 | NA | 72.57%
| 23 | 10 | 2017-10-31 23:00 | 0 | 0 | 0 | 0 | 0 | 0 | 0 | 0 | 0 | 0 | 0 | 0 | 0 | 0 | 0 | 0 | 0 | 7296 | 0 | 10 | 2017-10-01 | WEEKEND | 22.5631 | 2.53 | 0 | 0 | 0 | 0 | 2177.0434 | 0 | 0 | NA | 72.57%
| 0 | 11 | 2017-11-01 | 0 | 0 | 0 | 0 | 0 | 0 | 0 | 0 | 0 | 0 | 0 | 0 | 0 | 0 | 0 | 0 | 0 | 7297 | 1 | 10 | 2017-10-01 01:00 | WEEKEND | 24.2499 | 2.53 | 0 | 0 | 0 | 0 | 2177.0434 | 0 | 0 | NA | 72.57%
| 1 | 11 | 2017-11-01 01:00 | 0 | 0 | 0 | 0 | 0 | 0 | 0 | 0 | 0 | 0 | 0 | 0 | 0 | 0 | 0 | 0 | 0 | 7298 | 2 | 10 | 2017-10-01 02:00 | WEEKEND | 21.5109 | 2.53 | 0 | 0 | 0 | 0 | 2177.0434 | 0 | 0 | NA | 72.57%
| 2 | 11 | 2017-11-01 02:00 | 0 | 0 | 0 | 0 | 0 | 0 | 0 | 0 | 0 | 0 | 0 | 0 | 0 | 0 | 0 | 0 | 0 | 7299 | 3 | 10 | 2017-10-01 03:00 | WEEKEND | 20.6647 | 2.53 | 0 | 0 | 0 | 0 | 2177.0434 | 0 | 0 | NA | 72.57%
| 3 | 11 | 2017-11-01 03:00 | 0 | 0 | 0 | 0 | 0 | 0 | 0 | 0 | 0 | 0 | 0 | 0 | 0 | 0 | 0 | 0 | 0 | 7300 | 4 | 10 | 2017-10-01 04:00 | WEEKEND | 20.2778 | 2.53 | 0 | 0 | 0 | 0 | 2177.0434 | 0 | 0 | NA | 72.57%
| 4 | 11 | 2017-11-01 04:00 | 0 | 0 | 0 | 0 | 0 | 0 | 0 | 0 | 0 | 0 | 0 | 0 | 0 | 0 | 0 | 0 | 0 | 7301 | 5 | 10 | 2017-10-01 05:00 | WEEKEND | 20.0913 | 2.53 | 0 | 0 | 0 | 0 | 2177.0434 | 0 | 0 | NA | 72.57%
| 5 | 11 | 2017-11-01 05:00 | 0 | 0 | 0 | 0 | 0 | 0 | 0 | 0 | 0 | 0 | 0 | 0 | 0 | 0 | 0 | 0 | 0 | 7302 | 6 | 10 | 2017-10-01 06:00 | WEEKEND | 19.5958 | 2.53 | 0 | 0 | 0 | 0 | 2177.0434 | 0 | 0 | NA | 72.57%
| 6 | 11 | 2017-11-01 06:00 | 74.4288 | 0 | 0 | 0 | 0 | 0 | 0 | 0 | 0 | 0 | 0 | 0 | 0 | 0 | 74.4288 | 0 | 74.4288 | 7303 | 7 | 10 | 2017-10-01 07:00 | WEEKEND | 19.337 | 2.53 | 0 | 0 | 0 | 0 | 2177.0434 | 0 | 0 | NA | 72.57%
| 7 | 11 | 2017-11-01 07:00 | 630.5337 | 48.7881 | 0 | 134.5432 | 356.1432 | 24.6405 | 62.6606 | 507.0655 | 0 | 12.3202 | 17.0824 | 29.2507 | 4.3137 | 239.7041 | 630.5337 | 356.1432 | 630.5337 | 7304 | 8 | 10 | 2017-10-01 08:00 | WEEKEND | 18.3627 | 2.53 | 69.128 | 0 | 0 | 0 | 2177.0434 | 0 | 0 | NA | 72.57%
| 8 | 11 | 2017-11-01 08:00 | 842.5286 | 239.8263 | 34.5597 | 657.9232 | 1392.2191 | 121.1244 | 691.613 | 1516.8764 | 0 | 60.5622 | 52.6456 | 127.1666 | 13.2943 | 711.5638 | 842.5286 | 1392.2191 | 842.5286 | 7305 | 9 | 10 | 2017-10-01 09:00 | WEEKEND | 19.0336 | 2.53 | 719.594 | 0 | 0 | 0 | 2246.1714 | 0 | 0 | NA | 74.87%
| 9 | 11 | 2017-11-01 09:00 | 848.5322 | 229.496 | 61.105 | 646.6751 | 1590.5706 | 115.907 | 842.364 | 1659.6552 | 718.0338 | 57.9535 | 93.7672 | 125.1238 | 23.6786 | 793.4726 | 848.5322 | 1590.5706 | 848.5322 | 7306 | 10 | 10 | 2017-10-01 10:00 | WEEKEND | 21.2576 | 2.53 | 878.258 | 851.9103 | 0 | 851.9103 | 2965.7654 | 0 | 0 | NA | 98.86%
| 10 | 11 | 2017-11-01 10:00 | 807.1674 | 289.1998 | 105.4833 | 778.9212 | 1533.9428 | 146.0605 | 834.502 | 1611.8137 | 727.3768 | 73.0303 | 129.999 | 146.4896 | 32.828 | 744.5843 | 807.1674 | 1533.9428 | 807.1674 | 7307 | 11 | 10 | 2017-10-01 11:00 | WEEKEND | 21.998 | 2.53 | 869.919 | 843.8214 | 0 | 843.8214 | 2965.7654 | 0 | 0 | NA | 98.86%
| 11 | 11 | 2017-11-01 11:00 | 773.2225 | 394.3172 | 118.6269 | 748.6444 | 1492.9529 | 199.1501 | 787.867 | 1531.5359 | 673.9618 | 99.575 | 194.3354 | 129.6488 | 49.0746 | 700.9462 | 773.2225 | 1492.9529 | 773.2225 | 7308 | 12 | 10 | 2017-10-01 12:00 | WEEKEND | 21.9535 | 2.53 | 820.667 | 796.047 | 0 | 796.047 | 2965.7654 | 0 | 0 | NA | 98.86%
| 12 | 11 | 2017-11-01 12:00 | 802.9485 | 521.7109 | 129.0524 | 781.919 | 1464.8526 | 263.4903 | 751.525 | 1498.3026 | 632.7785 | 131.7452 | 209.4655 | 183.9731 | 52.8953 | 728.4857 | 802.9485 | 1464.8526 | 802.9485 | 7309 | 13 | 10 | 2017-10-01 13:00 | WEEKEND | 22.7885 | 2.53 | 782.37 | 758.8989 | 0 | 758.8989 | 2965.7654 | 0 | 0 | NA | 98.86%
| 13 | 11 | 2017-11-01 13:00 | 851.6013 | 365.2783 | 132.3842 | 792.7968 | 827.3879 | 184.484 | 764.718 | 1551.5036 | 642.981 | 92.242 | 226.878 | 148.6958 | 57.2924 | 719.6658 | 851.6013 | 827.3879 | 851.6013 | 7310 | 14 | 10 | 2017-10-01 14:00 | WEEKEND | 39.8931 | 2.53 | 796.241 | 772.3538 | 0 | 772.3538 | 2965.7654 | 0 | 0 | NA | 98.86%
| 14 | 11 | 2017-11-01 14:00 | 850.3424 | 158.587 | 110.935 | 823.3823 | 1554.4632 | 80.0945 | 805.122 | 1595.5876 | 380.822 | 40.0472 | 180.2397 | 175.6362 | 45.5151 | 768.5194 | 850.3424 | 1554.4632 | 850.3424 | 7311 | 15 | 10 | 2017-10-01 15:00 | WEEKEND | 24.9708 | 2.53 | 838.818 | 813.6535 | 0 | 813.6535 | 2965.7654 | 0 | 0 | NA | 98.86%
| 15 | 11 | 2017-11-01 15:00 | 755.6122 | 148.0859 | 91.6278 | 783.3797 | 1459.0608 | 74.7909 | 830.091 | 1534.0478 | 717.2461 | 37.3954 | 132.365 | 177.5344 | 33.4255 | 693.7849 | 755.6122 | 1459.0608 | 755.6122 | 7312 | 16 | 10 | 2017-10-01 16:00 | WEEKEND | 45.7607 | 2.53 | 865.185 | 839.2294 | 0 | 839.2294 | 2965.7654 | 0 | 0 | NA | 98.86%
| 16 | 11 | 2017-11-01 16:00 | 143.7371 | 131.7882 | 37.2413 | 546.1249 | 953.2871 | 66.5597 | 775.214 | 1037.8245 | 0 | 33.2799 | 691.6024 | 125.6115 | 174.6471 | 439.4829 | 143.7371 | 953.2871 | 143.7371 | 7313 | 17 | 10 | 2017-10-01 17:00 | WEEKEND | 48.6611 | 2.53 | 807.333 | 783.113 | 0 | 783.113 | 2965.7654 | 0 | 0 | NA | 98.86%
| 17 | 11 | 2017-11-01 17:00 | 0 | 0 | 3.321 | 50.6839 | 117.7974 | 0 | 439.697 | 64.3569 | 0 | 0 | 101.6856 | 16.22 | 25.6782 | 5.6672 | 0 | 117.7974 | 0 | 7314 | 18 | 10 | 2017-10-01 18:00 | WEEKEND | 28.748 | 2.53 | 456.712 | 443.0106 | 0 | 443.0106 | 2965.7654 | 0 | 0 | NA | 98.86%
| 18 | 11 | 2017-11-01 18:00 | 0 | 0 | 0 | 0 | 0 | 0 | 0 | 0 | 0 | 0 | 0 | 0 | 0 | 0 | 0 | 0 | 0 | 7315 | 19 | 10 | 2017-10-01 19:00 | WEEKEND | 23.4705 | 2.53 | 0 | 0 | 0 | 0 | 2965.7654 | 0 | 0 | NA | 98.86%
| 19 | 11 | 2017-11-01 19:00 | 0 | 0 | 0 | 0 | 0 | 0 | 0 | 0 | 0 | 0 | 0 | 0 | 0 | 0 | 0 | 0 | 0 | 7316 | 20 | 10 | 2017-10-01 20:00 | WEEKEND | 24.0661 | 2.53 | 0 | 0 | 0 | 0 | 2965.7654 | 0 | 0 | NA | 98.86%
| 20 | 11 | 2017-11-01 20:00 | 0 | 0 | 0 | 0 | 0 | 0 | 0 | 0 | 0 | 0 | 0 | 0 | 0 | 0 | 0 | 0 | 0 | 7317 | 21 | 10 | 2017-10-01 21:00 | WEEKEND | 22.3181 | 2.53 | 0 | 0 | 0 | 0 | 2965.7654 | 0 | 0 | NA | 98.86%
| 21 | 11 | 2017-11-01 21:00 | 0 | 0 | 0 | 0 | 0 | 0 | 0 | 0 | 0 | 0 | 0 | 0 | 0 | 0 | 0 | 0 | 0 | 7318 | 22 | 10 | 2017-10-01 22:00 | WEEKEND | 20.0635 | 2.53 | 0 | 0 | 0 | 0 | 2965.7654 | 0 | 0 | NA | 98.86%
| 22 | 11 | 2017-11-01 22:00 | 0 | 0 | 0 | 0 | 0 | 0 | 0 | 0 | 0 | 0 | 0 | 0 | 0 | 0 | 0 | 0 | 0 | 7319 | 23 | 10 | 2017-10-01 23:00 | WEEKEND | 18.0454 | 2.53 | 0 | 0 | 0 | 0 | 2965.7654 | 0 | 0 | NA | 98.86%
| 23 | 11 | 2017-11-01 23:00 | 0 | 0 | 0 | 0 | 0 | 0 | 0 | 0 | 0 | 0 | 0 | 0 | 0 | 0 | 0 | 0 | 0 | 7320 | 0 | 10 | 2017-10-02 | WEEKDAY | 17.3913 | 2.53 | 0 | 0 | 0 | 0 | 2965.7654 | 0 | 0 | NA | 98.86%
| 0 | 11 | 2017-11-02 | 0 | 0 | 0 | 0 | 0 | 0 | 0 | 0 | 0 | 0 | 0 | 0 | 0 | 0 | 0 | 0 | 0 | 7321 | 1 | 10 | 2017-10-02 01:00 | WEEKDAY | 14.7581 | 2.53 | 0 | 0 | 0 | 0 | 2965.7654 | 0 | 0 | NA | 98.86%
| 1 | 11 | 2017-11-02 01:00 | 0 | 0 | 0 | 0 | 0 | 0 | 0 | 0 | 0 | 0 | 0 | 0 | 0 | 0 | 0 | 0 | 0 | 7322 | 2 | 10 | 2017-10-02 02:00 | WEEKDAY | 11.3762 | 2.53 | 0 | 0 | 0 | 0 | 2965.7654 | 0 | 0 | NA | 98.86%
| 2 | 11 | 2017-11-02 02:00 | 0 | 0 | 0 | 0 | 0 | 0 | 0 | 0 | 0 | 0 | 0 | 0 | 0 | 0 | 0 | 0 | 0 | 7323 | 3 | 10 | 2017-10-02 03:00 | WEEKDAY | 10.182 | 2.53 | 0 | 0 | 0 | 0 | 2965.7654 | 0 | 0 | NA | 98.86%
| 3 | 11 | 2017-11-02 03:00 | 0 | 0 | 0 | 0 | 0 | 0 | 0 | 0 | 0 | 0 | 0 | 0 | 0 | 0 | 0 | 0 | 0 | 7324 | 4 | 10 | 2017-10-02 04:00 | WEEKDAY | 7.4904 | 2.53 | 0 | 0 | 0 | 0 | 2965.7654 | 0 | 0 | NA | 98.86%
| 4 | 11 | 2017-11-02 04:00 | 0 | 0 | 0 | 0 | 0 | 0 | 0 | 0 | 0 | 0 | 0 | 0 | 0 | 0 | 0 | 0 | 0 | 7325 | 5 | 10 | 2017-10-02 05:00 | WEEKDAY | 12.2502 | 2.53 | 0 | 0 | 0 | 0 | 2965.7654 | 0 | 0 | NA | 98.86%
| 5 | 11 | 2017-11-02 05:00 | 0 | 0 | 0 | 0 | 0 | 0 | 0 | 0 | 0 | 0 | 0 | 0 | 0 | 0 | 0 | 0 | 0 | 7326 | 6 | 10 | 2017-10-02 06:00 | WEEKDAY | 16.9599 | 17.57 | 0 | 0 | 0 | 0 | 2965.7654 | 2472 | 200 | YES | 98.86%
| 6 | 11 | 2017-11-02 06:00 | 56.2314 | 0 | 0 | 0 | 0 | 0 | 0 | 0 | 0 | 0 | 0 | 0 | 0 | 0 | 56.2314 | 0 | 56.2314 | 7327 | 7 | 10 | 2017-10-02 07:00 | WEEKDAY | 20.2026 | 17.57 | 0 | 0 | 0 | 0 | 2965.7654 | 2472 | 200 | YES | 98.86%
| 7 | 11 | 2017-11-02 07:00 | 569.809 | 18.4143 | 0 | 14.7534 | 481.0824 | 9.3001 | 51.7857 | 482.4497 | 0 | 4.6501 | 123.8391 | 4.5557 | 31.2725 | 199.5282 | 569.809 | 481.0824 | 569.809 | 7328 | 8 | 10 | 2017-10-02 08:00 | WEEKDAY | 20.1358 | 17.57 | 58.0155 | 56.275 | 0 | 56.275 | 2965.7654 | 2472 | 200 | YES | 98.86%
| 8 | 11 | 2017-11-02 08:00 | 781.2195 | 240.9631 | 34.8131 | 49.2364 | 1584.4549 | 121.6985 | 670.052 | 1481.7063 | 422.1925 | 60.8493 | 669.0216 | 16.2544 | 168.9449 | 688.5358 | 781.2195 | 1584.4549 | 781.2195 | 7329 | 9 | 10 | 2017-10-02 09:00 | WEEKDAY | 20.1442 | 6.34 | 696.972 | 676.0628 | 0 | 676.0628 | 2965.7654 | 0 | 0 | NA | 98.86%
| 9 | 11 | 2017-11-02 09:00 | 794.4446 | 229.551 | 61.1433 | 106.5415 | 1766.1001 | 115.9348 | 826.782 | 1644.2427 | 0 | 57.9674 | 798.9227 | 34.412 | 201.7482 | 707.9311 | 794.4446 | 1766.1001 | 794.4446 | 7330 | 10 | 10 | 2017-10-02 10:00 | WEEKDAY | 18.6884 | 6.34 | 861.825 | 835.9702 | 0 | 835.9702 | 2965.7654 | 0 | 0 | NA | 98.86%
| 10 | 11 | 2017-11-02 10:00 | 767.9606 | 186.9097 | 85.0645 | 148.522 | 1686.2927 | 94.3988 | 814.958 | 1581.449 | 0 | 47.1994 | 795.7388 | 46.0511 | 200.9441 | 727.5211 | 767.9606 | 1686.2927 | 767.9606 | 7331 | 11 | 10 | 2017-10-02 11:00 | WEEKDAY | 26.0703 | 6.34 | 849.289 | 823.8103 | 0 | 823.8103 | 2965.7654 | 0 | 0 | NA | 98.86%
| 11 | 11 | 2017-11-02 11:00 | 761.513 | 1369.2987 | 111.5682 | 216.4541 | 1409.1931 | 691.565 | 764.634 | 1499.2321 | 187.7095 | 345.7825 | 739.2008 | 175.8709 | 186.6669 | 693.1716 | 761.513 | 1409.1931 | 761.513 | 7332 | 12 | 10 | 2017-10-02 12:00 | WEEKDAY | 30.1564 | 6.34 | 796.195 | 772.3092 | 0 | 772.3092 | 2965.7654 | 0 | 0 | NA | 98.86%
| 12 | 11 | 2017-11-02 12:00 | 797.7098 | 828.375 | 198.8882 | 225.1991 | 1579.2299 | 418.3712 | 253.665 | 1505.9542 | 275.1415 | 209.1856 | 739.4426 | 167.4073 | 186.7279 | 693.5947 | 797.7098 | 1579.2299 | 797.7098 | 7333 | 13 | 10 | 2017-10-02 13:00 | WEEKDAY | 30.8607 | 6.34 | 264.594 | 256.6562 | 0 | 256.6562 | 2965.7654 | 0 | 0 | NA | 98.86%
| 13 | 11 | 2017-11-02 13:00 | 846.1091 | 1335.9446 | 112.1924 | 197.5388 | 1590.6506 | 674.7195 | 315.49 | 1548.3563 | 196.65 | 337.3598 | 766.4056 | 97.3237 | 193.5368 | 728.905 | 846.1091 | 1590.6506 | 846.1091 | 7334 | 14 | 10 | 2017-10-02 14:00 | WEEKDAY | 31.3366 | 2.2 | 328.24 | 318.3928 | 0 | 318.3928 | 2965.7654 | 0 | 0 | NA | 98.86%
| 14 | 11 | 2017-11-02 14:00 | 832.3168 | 483.9265 | 132.9467 | 290.9531 | 1738.1795 | 244.4073 | 300.351 | 1551.2212 | 0 | 122.2037 | 791.0305 | 42.3925 | 199.7552 | 770.4878 | 832.3168 | 1738.1795 | 832.3168 | 7335 | 15 | 10 | 2017-10-02 15:00 | WEEKDAY | 28.915 | 2.2 | 312.634 | 303.255 | 0 | 303.255 | 2965.7654 | 0 | 0 | NA | 98.86%
| 15 | 11 | 2017-11-02 15:00 | 704.2647 | 104.5131 | 162.9132 | 451.3083 | 1673.1101 | 52.7844 | 30.2204 | 1366.7874 | 91.725 | 26.3922 | 757.2014 | 30.9553 | 191.2125 | 709.2518 | 704.2647 | 1673.1101 | 704.2647 | 7336 | 16 | 10 | 2017-10-02 16:00 | WEEKDAY | 33.299 | 2.2 | 35.9406 | 34.8624 | 0 | 34.8624 | 2965.7654 | 0 | 0 | NA | 98.86%
| 16 | 11 | 2017-11-02 16:00 | 108.8569 | 928.9228 | 77.163 | 208.294 | 1247.8757 | 469.1529 | 31.4651 | 877.5911 | 990.4666 | 234.5765 | 579.64 | 17.9344 | 146.3738 | 324.1957 | 108.8569 | 1247.8757 | 108.8569 | 7337 | 17 | 10 | 2017-10-02 17:00 | WEEKDAY | 35.7819 | 17.18 | 37.2289 | 36.112 | 700 | 736.112 | 2965.7654 | 0 | 0 | NA | 98.86%
| 17 | 11 | 2017-11-02 17:00 | 0 | 112.2858 | 52.2892 | 10.197 | 160.8095 | 56.71 | 403.667 | 42.2291 | 100 | 28.355 | 73.3841 | 16.128 | 18.5313 | 11.1 | 0 | 160.8095 | 0 | 7338 | 18 | 10 | 2017-10-02 18:00 | WEEKDAY | 32.4306 | 17.18 | 419.447 | 0 | 0 | 0 | 2244.1159 | 0 | 0 | NA | 74.8%
| 18 | 11 | 2017-11-02 18:00 | 0 | 0 | 0 | 0 | 0 | 0 | 0 | 0 | 0 | 0 | 0 | 0 | 0 | 0 | 0 | 0 | 0 | 7339 | 19 | 10 | 2017-10-02 19:00 | WEEKDAY | 24.8288 | 17.18 | 0 | 0 | 0 | 0 | 2663.5629 | 0 | 0 | NA | 88.79%
| 19 | 11 | 2017-11-02 19:00 | 0 | 0 | 0 | 0 | 0 | 0 | 0 | 0 | 0 | 0 | 0 | 0 | 0 | 0 | 0 | 0 | 0 | 7340 | 20 | 10 | 2017-10-02 20:00 | WEEKDAY | 24.0828 | 18.29 | 0 | 0 | 0 | 0 | 2663.5629 | 2472 | 200 | YES | 88.79%
| 20 | 11 | 2017-11-02 20:00 | 0 | 0 | 0 | 0 | 0 | 0 | 0 | 0 | 0 | 0 | 0 | 0 | 0 | 0 | 0 | 0 | 0 | 7341 | 21 | 10 | 2017-10-02 21:00 | WEEKDAY | 22.9082 | 18.29 | 0 | 0 | 0 | 0 | 2663.5629 | 2472 | 200 | YES | 88.79%
| 21 | 11 | 2017-11-02 21:00 | 0 | 0 | 0 | 0 | 0 | 0 | 0 | 0 | 0 | 0 | 0 | 0 | 0 | 0 | 0 | 0 | 0 | 7342 | 22 | 10 | 2017-10-02 22:00 | WEEKDAY | 22.2485 | 18.29 | 0 | 0 | 0 | 0 | 2663.5629 | 2472 | 200 | YES | 88.79%
| 22 | 11 | 2017-11-02 22:00 | 0 | 0 | 0 | 0 | 0 | 0 | 0 | 0 | 0 | 0 | 0 | 0 | 0 | 0 | 0 | 0 | 0 | 7343 | 23 | 10 | 2017-10-02 23:00 | WEEKDAY | 22.5575 | 2.53 | 0 | 0 | 0 | 0 | 2663.5629 | 0 | 0 | NA | 88.79%
| 23 | 11 | 2017-11-02 23:00 | 0 | 0 | 0 | 0 | 0 | 0 | 0 | 0 | 0 | 0 | 0 | 0 | 0 | 0 | 0 | 0 | 0 | 7344 | 0 | 10 | 2017-10-03 | WEEKDAY | 20.9653 | 2.53 | 0 | 0 | 0 | 0 | 2663.5629 | 0 | 0 | NA | 88.79%
| 0 | 11 | 2017-11-03 | 0 | 0 | 0 | 0 | 0 | 0 | 0 | 0 | 0 | 0 | 0 | 0 | 0 | 0 | 0 | 0 | 0 | 7345 | 1 | 10 | 2017-10-03 01:00 | WEEKDAY | 19.4789 | 2.53 | 0 | 0 | 0 | 0 | 2663.5629 | 0 | 0 | NA | 88.79%
| 1 | 11 | 2017-11-03 01:00 | 0 | 0 | 0 | 0 | 0 | 0 | 0 | 0 | 0 | 0 | 0 | 0 | 0 | 0 | 0 | 0 | 0 | 7346 | 2 | 10 | 2017-10-03 02:00 | WEEKDAY | 18.5715 | 2.53 | 0 | 0 | 0 | 0 | 2663.5629 | 0 | 0 | NA | 88.79%
| 2 | 11 | 2017-11-03 02:00 | 0 | 0 | 0 | 0 | 0 | 0 | 0 | 0 | 0 | 0 | 0 | 0 | 0 | 0 | 0 | 0 | 0 | 7347 | 3 | 10 | 2017-10-03 03:00 | WEEKDAY | 18.7998 | 2.53 | 0 | 0 | 0 | 0 | 2663.5629 | 0 | 0 | NA | 88.79%
| 3 | 11 | 2017-11-03 03:00 | 0 | 0 | 0 | 0 | 0 | 0 | 0 | 0 | 0 | 0 | 0 | 0 | 0 | 0 | 0 | 0 | 0 | 7348 | 4 | 10 | 2017-10-03 04:00 | WEEKDAY | 18.7274 | 2.53 | 0 | 0 | 0 | 0 | 2663.5629 | 0 | 0 | NA | 88.79%
| 4 | 11 | 2017-11-03 04:00 | 0 | 0 | 0 | 0 | 0 | 0 | 0 | 0 | 0 | 0 | 0 | 0 | 0 | 0 | 0 | 0 | 0 | 7349 | 5 | 10 | 2017-10-03 05:00 | WEEKDAY | 19.234 | 2.53 | 0 | 0 | 0 | 0 | 2663.5629 | 0 | 0 | NA | 88.79%
| 5 | 11 | 2017-11-03 05:00 | 0 | 0 | 0 | 0 | 0 | 0 | 0 | 0 | 0 | 0 | 0 | 0 | 0 | 0 | 0 | 0 | 0 | 7350 | 6 | 10 | 2017-10-03 06:00 | WEEKDAY | 20.9458 | 17.57 | 0 | 0 | 0 | 0 | 2663.5629 | 2472 | 200 | YES | 88.79%
| 6 | 11 | 2017-11-03 06:00 | 50.8947 | 0 | 0 | 0 | 0 | 0 | 0 | 0 | 0 | 0 | 0 | 0 | 0 | 0 | 50.8947 | 0 | 50.8947 | 7351 | 7 | 10 | 2017-10-03 07:00 | WEEKDAY | 22.0119 | 17.57 | 0 | 0 | 0 | 0 | 2663.5629 | 2472 | 200 | YES | 88.79%
| 7 | 11 | 2017-11-03 07:00 | 561.5633 | 91.7763 | 0 | 123.638 | 469.2637 | 46.3517 | 57.0585 | 499.1719 | 0 | 23.1758 | 139.1859 | 6.2187 | 35.148 | 215.3394 | 561.5633 | 469.2637 | 561.5633 | 7352 | 8 | 10 | 2017-10-03 08:00 | WEEKDAY | 23.7238 | 17.57 | 63.4812 | 0 | 0 | 0 | 2663.5629 | 2472 | 200 | YES | 88.79%
| 8 | 11 | 2017-11-03 08:00 | 808.3869 | 322.8609 | 52.6781 | 72.0339 | 1513.1529 | 163.061 | 760.878 | 1457.7168 | 0 | 81.5305 | 711.7775 | 18.4943 | 179.7418 | 511.4958 | 808.3869 | 1513.1529 | 808.3869 | 7353 | 9 | 10 | 2017-10-03 09:00 | WEEKDAY | 21.124 | 6.34 | 792.55 | 768.7735 | 0 | 768.7735 | 2727.0441 | 0 | 0 | NA | 90.9%
| 9 | 11 | 2017-11-03 09:00 | 828.2187 | 399.2746 | 121.4271 | 142.8342 | 1711.7583 | 201.6538 | 934.224 | 1473.4614 | 0 | 100.8269 | 826.7014 | 32.5262 | 208.763 | 742.073 | 828.2187 | 1711.7583 | 828.2187 | 7354 | 10 | 10 | 2017-10-03 10:00 | WEEKDAY | 20.8651 | 6.34 | 975.799 | 946.525 | 0 | 946.525 | 2727.0441 | 0 | 0 | NA | 90.9%
| 10 | 11 | 2017-11-03 10:00 | 786.2851 | 277.4981 | 104.4733 | 439.503 | 1681.7896 | 140.1506 | 911.725 | 1168.5501 | 0 | 70.0753 | 821.6893 | 44.6592 | 207.4973 | 735.9153 | 786.2851 | 1681.7896 | 786.2851 | 7355 | 11 | 10 | 2017-10-03 11:00 | WEEKDAY | 24.467 | 6.34 | 951.835 | 923.2799 | 0 | 923.2799 | 2727.0441 | 0 | 0 | NA | 90.9%
| 11 | 11 | 2017-11-03 11:00 | 749.8828 | 226.0764 | 181.0001 | 399.0747 | 1616.4351 | 114.18 | 857.745 | 1504.8043 | 0 | 57.09 | 783.4904 | 55.8513 | 197.8511 | 686.1348 | 749.8828 | 1616.4351 | 749.8828 | 7356 | 12 | 10 | 2017-10-03 12:00 | WEEKDAY | 22.2123 | 6.34 | 894.627 | 867.7882 | 0 | 867.7882 | 2727.0441 | 0 | 0 | NA | 90.9%
| 12 | 11 | 2017-11-03 12:00 | 766.7552 | 253.9717 | 225.3027 | 482.5942 | 1604.7377 | 128.2685 | 819.215 | 1472.6557 | 0 | 64.1343 | 767.754 | 59.8566 | 193.8773 | 717.2906 | 766.7552 | 1604.7377 | 766.7552 | 7357 | 13 | 10 | 2017-10-03 13:00 | WEEKDAY | 26.627 | 6.34 | 853.887 | 828.2704 | 0 | 828.2704 | 2727.0441 | 0 | 0 | NA | 90.9%
| 13 | 11 | 2017-11-03 13:00 | 807.0979 | 218.7934 | 594.9719 | 563.5463 | 1575.0628 | 110.5017 | 833.776 | 1521.8878 | 990.226 | 55.2509 | 786.2077 | 53.0235 | 198.5373 | 721.4115 | 807.0979 | 1575.0628 | 807.0979 | 7358 | 14 | 10 | 2017-10-03 14:00 | WEEKDAY | 33.7082 | 2.2 | 869.249 | 843.1715 | 147 | 990.1715 | 2727.0441 | 0 | 0 | NA | 90.9%
| 14 | 11 | 2017-11-03 14:00 | 792.3658 | 203.1368 | 812.8811 | 452.5343 | 1153.3243 | 102.5944 | 874.188 | 1607.9943 | 0 | 51.2972 | 819.4241 | 76.193 | 206.9253 | 728.8194 | 792.3658 | 1153.3243 | 792.3658 | 7359 | 15 | 10 | 2017-10-03 15:00 | WEEKDAY | 42.3036 | 2.2 | 911.931 | 884.5731 | 0 | 884.5731 | 2575.4978 | 0 | 0 | NA | 85.85%
| 15 | 11 | 2017-11-03 15:00 | 651.443 | 157.4659 | 855.1692 | 400.2508 | 1488.615 | 79.5282 | 908.898 | 1460.0906 | 990.4256 | 39.7641 | 805.3885 | 135.7589 | 203.3809 | 702.9203 | 651.443 | 1488.615 | 651.443 | 7360 | 16 | 10 | 2017-10-03 16:00 | WEEKDAY | 45.0203 | 2.2 | 948.713 | 920.2516 | 70 | 990.2516 | 2575.4978 | 0 | 0 | NA | 85.85%
| 16 | 11 | 2017-11-03 16:00 | 98.8097 | 51.2183 | 589.8094 | 150.6789 | 375.4692 | 25.8678 | 859.798 | 1000.1331 | 0 | 12.9339 | 633.8646 | 45.332 | 160.0668 | 413.4809 | 98.8097 | 375.4692 | 98.8097 | 7361 | 17 | 10 | 2017-10-03 17:00 | WEEKDAY | 112.6121 | 17.18 | 896.755 | 869.8524 | 120 | 989.8524 | 2503.3328 | 0 | 0 | NA | 83.44%
| 17 | 11 | 2017-11-03 17:00 | 0 | 10.1132 | 99.17 | 15.2227 | 83.9447 | 5.1077 | 493.264 | 37.8641 | 0 | 2.5538 | 82.8817 | 8.2218 | 20.9297 | 12.2396 | 0 | 83.9447 | 0 | 7362 | 18 | 10 | 2017-10-03 18:00 | WEEKDAY | 45.8776 | 17.18 | 512.466 | 0 | 0 | 0 | 2379.6215 | 0 | 0 | NA | 79.32%
| 18 | 11 | 2017-11-03 18:00 | 0 | 0 | 0 | 0 | 0 | 0 | 0 | 0 | 0 | 0 | 0 | 0 | 0 | 0 | 0 | 0 | 0 | 7363 | 19 | 10 | 2017-10-03 19:00 | WEEKDAY | 32.8147 | 17.18 | 0 | 0 | 0 | 0 | 2892.0875 | 0 | 0 | NA | 96.4%
| 19 | 11 | 2017-11-03 19:00 | 0 | 0 | 0 | 0 | 0 | 0 | 0 | 0 | 0 | 0 | 0 | 0 | 0 | 0 | 0 | 0 | 0 | 7364 | 20 | 10 | 2017-10-03 20:00 | WEEKDAY | 40.6113 | 18.29 | 0 | 0 | 0 | 0 | 2892.0875 | 2472 | 200 | YES | 96.4%
| 20 | 11 | 2017-11-03 20:00 | 0 | 0 | 0 | 0 | 0 | 0 | 0 | 0 | 0 | 0 | 0 | 0 | 0 | 0 | 0 | 0 | 0 | 7365 | 21 | 10 | 2017-10-03 21:00 | WEEKDAY | 30.0729 | 18.29 | 0 | 0 | 0 | 0 | 2892.0875 | 2472 | 200 | YES | 96.4%
| 21 | 11 | 2017-11-03 21:00 | 0 | 0 | 0 | 0 | 0 | 0 | 0 | 0 | 0 | 0 | 0 | 0 | 0 | 0 | 0 | 0 | 0 | 7366 | 22 | 10 | 2017-10-03 22:00 | WEEKDAY | 29.0542 | 18.29 | 0 | 0 | 0 | 0 | 2892.0875 | 2472 | 200 | YES | 96.4%
| 22 | 11 | 2017-11-03 22:00 | 0 | 0 | 0 | 0 | 0 | 0 | 0 | 0 | 0 | 0 | 0 | 0 | 0 | 0 | 0 | 0 | 0 | 7367 | 23 | 10 | 2017-10-03 23:00 | WEEKDAY | 21.5192 | 2.53 | 0 | 0 | 0 | 0 | 2892.0875 | 0 | 0 | NA | 96.4%
| 23 | 11 | 2017-11-03 23:00 | 0 | 0 | 0 | 0 | 0 | 0 | 0 | 0 | 0 | 0 | 0 | 0 | 0 | 0 | 0 | 0 | 0 | 7368 | 0 | 10 | 2017-10-04 | WEEKDAY | 21.2381 | 2.53 | 0 | 0 | 0 | 0 | 2892.0875 | 0 | 0 | NA | 96.4%
| 0 | 11 | 2017-11-04 | 0 | 0 | 0 | 0 | 0 | 0 | 0 | 0 | 0 | 0 | 0 | 0 | 0 | 0 | 0 | 0 | 0 | 7369 | 1 | 10 | 2017-10-04 01:00 | WEEKDAY | 20.7733 | 2.53 | 0 | 0 | 0 | 0 | 2892.0875 | 0 | 0 | NA | 96.4%
| 1 | 11 | 2017-11-04 01:00 | 0 | 0 | 0 | 0 | 0 | 0 | 0 | 0 | 0 | 0 | 0 | 0 | 0 | 0 | 0 | 0 | 0 | 7370 | 2 | 10 | 2017-10-04 02:00 | WEEKDAY | 20.1692 | 2.53 | 0 | 0 | 0 | 0 | 2892.0875 | 0 | 0 | NA | 96.4%
| 2 | 11 | 2017-11-04 02:00 | 0 | 0 | 0 | 0 | 0 | 0 | 0 | 0 | 0 | 0 | 0 | 0 | 0 | 0 | 0 | 0 | 0 | 7371 | 3 | 10 | 2017-10-04 03:00 | WEEKDAY | 20.0022 | 2.53 | 0 | 0 | 0 | 0 | 2892.0875 | 0 | 0 | NA | 96.4%
| 3 | 11 | 2017-11-04 03:00 | 0 | 0 | 0 | 0 | 0 | 0 | 0 | 0 | 0 | 0 | 0 | 0 | 0 | 0 | 0 | 0 | 0 | 7372 | 4 | 10 | 2017-10-04 04:00 | WEEKDAY | 20.3112 | 2.53 | 0 | 0 | 0 | 0 | 2892.0875 | 0 | 0 | NA | 96.4%
| 4 | 11 | 2017-11-04 04:00 | 0 | 0 | 0 | 0 | 0 | 0 | 0 | 0 | 0 | 0 | 0 | 0 | 0 | 0 | 0 | 0 | 0 | 7373 | 5 | 10 | 2017-10-04 05:00 | WEEKDAY | 21.0878 | 2.53 | 0 | 0 | 0 | 0 | 2892.0875 | 0 | 0 | NA | 96.4%
| 5 | 11 | 2017-11-04 05:00 | 0 | 0 | 0 | 0 | 0 | 0 | 0 | 0 | 0 | 0 | 0 | 0 | 0 | 0 | 0 | 0 | 0 | 7374 | 6 | 10 | 2017-10-04 06:00 | WEEKDAY | 21.6946 | 17.57 | 0 | 0 | 0 | 0 | 2892.0875 | 2472 | 200 | YES | 96.4%
| 6 | 11 | 2017-11-04 06:00 | 44.5695 | 0 | 0 | 0 | 0 | 0 | 0 | 0 | 0 | 0 | 0 | 0 | 0 | 0 | 44.5695 | 0 | 44.5695 | 7375 | 7 | 10 | 2017-10-04 07:00 | WEEKDAY | 29.686 | 17.57 | 0 | 0 | 0 | 0 | 2892.0875 | 2472 | 200 | YES | 96.4%
| 7 | 11 | 2017-11-04 07:00 | 524.8958 | 20.9446 | 0 | 34.5685 | 286.068 | 10.5781 | 44.3763 | 198.2117 | 0 | 5.289 | 126.7214 | 5.2045 | 32.0003 | 193.5182 | 524.8958 | 286.068 | 524.8958 | 7376 | 8 | 10 | 2017-10-04 08:00 | WEEKDAY | 27.5678 | 17.57 | 50.5379 | 0 | 0 | 0 | 2892.0875 | 2472 | 200 | YES | 96.4%
| 8 | 11 | 2017-11-04 08:00 | 778.3691 | 99.9876 | 508.4084 | 80.1412 | 1026.6464 | 50.4988 | 717.404 | 376.5426 | 0 | 25.2494 | 689.2218 | 19.9557 | 174.0459 | 505.3939 | 778.3691 | 1026.6464 | 778.3691 | 7377 | 9 | 10 | 2017-10-04 09:00 | WEEKDAY | 28.876 | 6.34 | 746.676 | 724.2757 | 0 | 724.2757 | 2942.6254 | 0 | 0 | NA | 98.09%
| 9 | 11 | 2017-11-04 09:00 | 800.867 | 150.5611 | 60.8432 | 133.002 | 1287.2378 | 76.0409 | 834.785 | 631.4144 | 0 | 38.0205 | 808.8334 | 33.7178 | 204.2509 | 599.574 | 800.867 | 1287.2378 | 800.867 | 7378 | 10 | 10 | 2017-10-04 10:00 | WEEKDAY | 34.1981 | 6.34 | 870.045 | 843.9436 | 0 | 843.9436 | 2942.6254 | 0 | 0 | NA | 98.09%
| 10 | 11 | 2017-11-04 10:00 | 766.1351 | 190.5223 | 91.2989 | 180.0017 | 1539.4897 | 96.2234 | 813.016 | 1586.937 | 333.8953 | 48.1117 | 811.8528 | 45.6634 | 205.0133 | 725.9354 | 766.1351 | 1539.4897 | 766.1351 | 7379 | 11 | 10 | 2017-10-04 11:00 | WEEKDAY | 26.7216 | 6.34 | 846.979 | 821.5696 | 0 | 821.5696 | 2942.6254 | 0 | 0 | NA | 98.09%
| 11 | 11 | 2017-11-04 11:00 | 735.2416 | 228.2066 | 186.2221 | 216.3014 | 1325.2967 | 115.2558 | 764.463 | 1240.582 | 0 | 57.6279 | 763.1749 | 56.9652 | 192.7209 | 701.3122 | 735.2416 | 1325.2967 | 735.2416 | 7380 | 12 | 10 | 2017-10-04 12:00 | WEEKDAY | 28.2386 | 6.34 | 795.786 | 771.9124 | 0 | 771.9124 | 2942.6254 | 0 | 0 | NA | 98.09%
| 12 | 11 | 2017-11-04 12:00 | 755.3475 | 478.3613 | 149.1089 | 226.4509 | 1362.2338 | 241.5966 | 728.664 | 1408.9666 | 303.2385 | 120.7983 | 740.5155 | 61.2931 | 186.9989 | 668.6744 | 755.3475 | 1362.2338 | 755.3475 | 7381 | 13 | 10 | 2017-10-04 13:00 | WEEKDAY | 30.8217 | 6.34 | 758.122 | 735.3783 | 0 | 735.3783 | 2942.6254 | 0 | 0 | NA | 98.09%
| 13 | 11 | 2017-11-04 13:00 | 795.9093 | 294.5062 | 143.6337 | 199.6706 | 1218.0995 | 148.7405 | 739.079 | 1280.6958 | 210.3891 | 74.3703 | 762.944 | 54.5192 | 192.6626 | 721.2344 | 795.9093 | 1218.0995 | 795.9093 | 7382 | 14 | 10 | 2017-10-04 14:00 | WEEKDAY | 41.1373 | 2.2 | 769.042 | 745.9707 | 0 | 745.9707 | 2942.6254 | 0 | 0 | NA | 98.09%
| 14 | 11 | 2017-11-04 14:00 | 787.8909 | 271.5188 | 191.0745 | 151.8286 | 1562.3197 | 137.1307 | 775.36 | 779.3359 | 990.2484 | 68.5653 | 788.2491 | 42.0579 | 199.0528 | 735.9422 | 787.8909 | 1562.3197 | 787.8909 | 7383 | 15 | 10 | 2017-10-04 15:00 | WEEKDAY | 73.348 | 2.2 | 807.194 | 782.9782 | 207 | 989.9782 | 2942.6254 | 0 | 0 | NA | 98.09%
| 15 | 11 | 2017-11-04 15:00 | 625.2184 | 733.8268 | 210.7364 | 205.3882 | 1051.6844 | 370.6196 | 831.593 | 1383.8096 | 990.0721 | 185.3098 | 764.4221 | 30.5654 | 193.0359 | 698.4745 | 625.2184 | 1051.6844 | 625.2184 | 7384 | 16 | 10 | 2017-10-04 16:00 | WEEKDAY | 407.8134 | 2.2 | 866.664 | 840.6641 | 149 | 989.6641 | 2729.2233 | 0 | 0 | NA | 90.97%
| 16 | 11 | 2017-11-04 16:00 | 91.493 | 69.142 | 196.1632 | 142.7791 | 759.0522 | 34.9202 | 778.987 | 806.6209 | 985.8242 | 17.4601 | 592.0391 | 17.3157 | 149.5048 | 416.128 | 91.493 | 759.0522 | 91.493 | 7385 | 17 | 10 | 2017-10-04 17:00 | WEEKDAY | 433.4021 | 17.18 | 811.233 | 786.896 | 203 | 989.896 | 2575.6151 | 0 | 0 | NA | 85.85%
| 17 | 11 | 2017-11-04 17:00 | 0 | 16.2109 | 40.8118 | 7.3668 | 94.4836 | 8.1873 | 428.12 | 45.2783 | 0 | 4.0937 | 74.368 | 1.7421 | 18.7798 | 8.9337 | 0 | 94.4836 | 0 | 7386 | 18 | 10 | 2017-10-04 18:00 | WEEKDAY | 52.018 | 17.18 | 444.747 | 0 | 0 | 0 | 2366.3367 | 0 | 0 | NA | 78.88%
| 18 | 11 | 2017-11-04 18:00 | 0 | 0 | 0 | 0 | 0 | 0 | 0 | 0 | 0 | 0 | 0 | 0 | 0 | 0 | 0 | 0 | 0 | 7387 | 19 | 10 | 2017-10-04 19:00 | WEEKDAY | 37.3852 | 17.18 | 0 | 0 | 0 | 0 | 2811.0837 | 0 | 0 | NA | 93.7%
| 19 | 11 | 2017-11-04 19:00 | 0 | 0 | 0 | 0 | 0 | 0 | 0 | 0 | 0 | 0 | 0 | 0 | 0 | 0 | 0 | 0 | 0 | 7388 | 20 | 10 | 2017-10-04 20:00 | WEEKDAY | 48.0933 | 18.29 | 0 | 0 | 0 | 0 | 2811.0837 | 2472 | 200 | YES | 93.7%
| 20 | 11 | 2017-11-04 20:00 | 0 | 0 | 0 | 0 | 0 | 0 | 0 | 0 | 0 | 0 | 0 | 0 | 0 | 0 | 0 | 0 | 0 | 7389 | 21 | 10 | 2017-10-04 21:00 | WEEKDAY | 29.4856 | 18.29 | 0 | 0 | 0 | 0 | 2811.0837 | 2472 | 200 | YES | 93.7%
| 21 | 11 | 2017-11-04 21:00 | 0 | 0 | 0 | 0 | 0 | 0 | 0 | 0 | 0 | 0 | 0 | 0 | 0 | 0 | 0 | 0 | 0 | 7390 | 22 | 10 | 2017-10-04 22:00 | WEEKDAY | 23.0028 | 18.29 | 0 | 0 | 0 | 0 | 2811.0837 | 2472 | 200 | YES | 93.7%
| 22 | 11 | 2017-11-04 22:00 | 0 | 0 | 0 | 0 | 0 | 0 | 0 | 0 | 0 | 0 | 0 | 0 | 0 | 0 | 0 | 0 | 0 | 7391 | 23 | 10 | 2017-10-04 23:00 | WEEKDAY | 21.2465 | 2.53 | 0 | 0 | 0 | 0 | 2811.0837 | 0 | 0 | NA | 93.7%
| 23 | 11 | 2017-11-04 23:00 | 0 | 0 | 0 | 0 | 0 | 0 | 0 | 0 | 0 | 0 | 0 | 0 | 0 | 0 | 0 | 0 | 0 | 7392 | 0 | 10 | 2017-10-05 | WEEKDAY | 21.0099 | 2.53 | 0 | 0 | 0 | 0 | 2811.0837 | 0 | 0 | NA | 93.7%
| 0 | 11 | 2017-11-05 | 0 | 0 | 0 | 0 | 0 | 0 | 0 | 0 | 0 | 0 | 0 | 0 | 0 | 0 | 0 | 0 | 0 | 7393 | 1 | 10 | 2017-10-05 01:00 | WEEKDAY | 20.1247 | 2.53 | 0 | 0 | 0 | 0 | 2811.0837 | 0 | 0 | NA | 93.7%
| 1 | 11 | 2017-11-05 01:00 | 0 | 0 | 0 | 0 | 0 | 0 | 0 | 0 | 0 | 0 | 0 | 0 | 0 | 0 | 0 | 0 | 0 | 7394 | 2 | 10 | 2017-10-05 02:00 | WEEKDAY | 19.4873 | 2.53 | 0 | 0 | 0 | 0 | 2811.0837 | 0 | 0 | NA | 93.7%
| 2 | 11 | 2017-11-05 02:00 | 0 | 0 | 0 | 0 | 0 | 0 | 0 | 0 | 0 | 0 | 0 | 0 | 0 | 0 | 0 | 0 | 0 | 7395 | 3 | 10 | 2017-10-05 03:00 | WEEKDAY | 18.9027 | 2.53 | 0 | 0 | 0 | 0 | 2811.0837 | 0 | 0 | NA | 93.7%
| 3 | 11 | 2017-11-05 03:00 | 0 | 0 | 0 | 0 | 0 | 0 | 0 | 0 | 0 | 0 | 0 | 0 | 0 | 0 | 0 | 0 | 0 | 7396 | 4 | 10 | 2017-10-05 04:00 | WEEKDAY | 18.1289 | 2.53 | 0 | 0 | 0 | 0 | 2811.0837 | 0 | 0 | NA | 93.7%
| 4 | 11 | 2017-11-05 04:00 | 0 | 0 | 0 | 0 | 0 | 0 | 0 | 0 | 0 | 0 | 0 | 0 | 0 | 0 | 0 | 0 | 0 | 7397 | 5 | 10 | 2017-10-05 05:00 | WEEKDAY | 18.1985 | 2.53 | 0 | 0 | 0 | 0 | 2811.0837 | 0 | 0 | NA | 93.7%
| 5 | 11 | 2017-11-05 05:00 | 0 | 0 | 0 | 0 | 0 | 0 | 0 | 0 | 0 | 0 | 0 | 0 | 0 | 0 | 0 | 0 | 0 | 7398 | 6 | 10 | 2017-10-05 06:00 | WEEKDAY | 19.3119 | 17.57 | 0 | 0 | 0 | 0 | 2811.0837 | 2472 | 200 | YES | 93.7%
| 6 | 11 | 2017-11-05 06:00 | 52.6692 | 0 | 0 | 0 | 0 | 0 | 0 | 0 | 0 | 0 | 0 | 0 | 0 | 0 | 52.6692 | 0 | 52.6692 | 7399 | 7 | 10 | 2017-10-05 07:00 | WEEKDAY | 20.9598 | 17.57 | 0 | 0 | 0 | 0 | 2811.0837 | 2472 | 200 | YES | 93.7%
| 7 | 11 | 2017-11-05 07:00 | 558.3528 | 57.097 | 0 | 154.7158 | 123.5199 | 28.8369 | 30.5718 | 438.0838 | 0 | 14.4184 | 9.8194 | 4.9078 | 2.4796 | 178.7824 | 558.3528 | 123.5199 | 558.3528 | 7400 | 8 | 10 | 2017-10-05 08:00 | WEEKDAY | 21.1769 | 17.57 | 36.4559 | 0 | 0 | 0 | 2811.0837 | 2472 | 200 | YES | 93.7%
| 8 | 11 | 2017-11-05 08:00 | 800.1616 | 101.6127 | 714.2922 | 559.6172 | 344.1297 | 51.3196 | 705.205 | 1436.6097 | 0 | 25.6598 | 47.0442 | 15.5115 | 11.8798 | 693.5735 | 800.1616 | 344.1297 | 800.1616 | 7401 | 9 | 10 | 2017-10-05 09:00 | WEEKDAY | 21.6862 | 6.34 | 733.971 | 711.9519 | 0 | 711.9519 | 2847.5396 | 0 | 0 | NA | 94.92%
| 9 | 11 | 2017-11-05 09:00 | 809.7976 | 233.1461 | 872.0374 | 713.7023 | 820.8555 | 117.7505 | 870.932 | 1609.4515 | 0 | 58.8753 | 104.9978 | 33.251 | 26.5146 | 666.1846 | 809.7976 | 820.8555 | 809.7976 | 7402 | 10 | 10 | 2017-10-05 10:00 | WEEKDAY | 22.3153 | 6.34 | 908.599 | 881.341 | 0 | 881.341 | 2847.5396 | 0 | 0 | NA | 94.92%
| 10 | 11 | 2017-11-05 10:00 | 748.8322 | 333.637 | 851.4877 | 757.1774 | 358.4539 | 168.5035 | 858.249 | 1571.1121 | 0 | 84.2518 | 468.8726 | 44.3741 | 118.4022 | 721.2305 | 748.8322 | 358.4539 | 748.8322 | 7403 | 11 | 10 | 2017-10-05 11:00 | WEEKDAY | 23.5957 | 6.34 | 895.147 | 868.2926 | 0 | 868.2926 | 2847.5396 | 0 | 0 | NA | 94.92%
| 11 | 11 | 2017-11-05 11:00 | 713.9446 | 279.0955 | 805.2917 | 729.597 | 534.3683 | 140.9573 | 802.315 | 1480.558 | 0 | 70.4787 | 288.0359 | 136.751 | 72.7363 | 677.7615 | 713.9446 | 534.3683 | 713.9446 | 7404 | 12 | 10 | 2017-10-05 12:00 | WEEKDAY | 29.1071 | 6.34 | 836.019 | 810.9384 | 0 | 810.9384 | 2847.5396 | 0 | 0 | NA | 94.92%
| 12 | 11 | 2017-11-05 12:00 | 737.721 | 241.5765 | 757.5294 | 704.726 | 498.2588 | 122.0083 | 758.706 | 1452.085 | 0 | 61.0042 | 297.6366 | 162.0982 | 75.1608 | 677.6701 | 737.721 | 498.2588 | 737.721 | 7405 | 13 | 10 | 2017-10-05 13:00 | WEEKDAY | 33.6859 | 6.34 | 790.034 | 766.333 | 0 | 766.333 | 2847.5396 | 0 | 0 | NA | 94.92%
| 13 | 11 | 2017-11-05 13:00 | 785.7093 | 221.2355 | 781.2729 | 720.1082 | 661.9989 | 111.7351 | 721.592 | 1478.4114 | 0 | 55.8676 | 713.0288 | 188.2355 | 180.0578 | 720.2175 | 785.7093 | 661.9989 | 785.7093 | 7406 | 14 | 10 | 2017-10-05 14:00 | WEEKDAY | 51.8789 | 2.2 | 750.983 | 728.4535 | 262 | 990.4535 | 2847.5396 | 0 | 0 | NA | 94.92%
| 14 | 11 | 2017-11-05 14:00 | 788.3043 | 293.7985 | 845.9985 | 720.5927 | 458.8114 | 148.3831 | 726.489 | 1522.8466 | 990.2663 | 74.1915 | 791.1659 | 198.909 | 199.7894 | 714.5162 | 788.3043 | 458.8114 | 788.3043 | 7407 | 15 | 10 | 2017-10-05 15:00 | WEEKDAY | 33.4187 | 2.2 | 756.119 | 733.4354 | 0 | 733.4354 | 2577.4365 | 0 | 0 | NA | 85.91%
| 15 | 11 | 2017-11-05 15:00 | 559.0975 | 955.9922 | 823.964 | 614.5481 | 550.6098 | 482.8243 | 824.754 | 1411.716 | 0 | 241.4122 | 666.8662 | 192.7313 | 168.4005 | 715.8629 | 559.0975 | 550.6098 | 559.0975 | 7408 | 16 | 10 | 2017-10-05 16:00 | WEEKDAY | 36.7979 | 2.2 | 859.637 | 833.8479 | 156 | 989.8479 | 2577.4365 | 0 | 0 | NA | 85.91%
| 16 | 11 | 2017-11-05 16:00 | 93.8704 | 286.918 | 551.507 | 382.0753 | 303.8513 | 144.9081 | 596.924 | 908.378 | 784.0339 | 72.454 | 603.997 | 110.1631 | 152.5245 | 392.6167 | 93.8704 | 303.8513 | 93.8704 | 7409 | 17 | 10 | 2017-10-05 17:00 | WEEKDAY | 41.6105 | 17.18 | 620.386 | 601.7744 | 0 | 601.7744 | 2416.6118 | 0 | 0 | NA | 80.55%
| 17 | 11 | 2017-11-05 17:00 | 0 | 34.0972 | 83.147 | 17.1187 | 13.9875 | 17.2208 | 125.657 | 43.35 | 0 | 8.6104 | 75.7131 | 12.4463 | 19.1195 | 0 | 0 | 13.9875 | 0 | 7410 | 18 | 10 | 2017-10-05 18:00 | WEEKDAY | 35.2836 | 17.18 | 133.414 | 0 | 0 | 0 | 2416.6118 | 0 | 0 | NA | 80.55%
| 18 | 11 | 2017-11-05 18:00 | 0 | 0 | 0 | 0 | 0 | 0 | 0 | 0 | 0 | 0 | 0 | 0 | 0 | 0 | 0 | 0 | 0 | 7411 | 19 | 10 | 2017-10-05 19:00 | WEEKDAY | 33.0346 | 17.18 | 0 | 0 | 0 | 0 | 2550.0258 | 0 | 0 | NA | 85%
| 19 | 11 | 2017-11-05 19:00 | 0 | 0 | 0 | 0 | 0 | 0 | 0 | 0 | 0 | 0 | 0 | 0 | 0 | 0 | 0 | 0 | 0 | 7412 | 20 | 10 | 2017-10-05 20:00 | WEEKDAY | 34.9997 | 18.29 | 0 | 0 | 0 | 0 | 2550.0258 | 2472 | 200 | YES | 85%
| 20 | 11 | 2017-11-05 20:00 | 0 | 0 | 0 | 0 | 0 | 0 | 0 | 0 | 0 | 0 | 0 | 0 | 0 | 0 | 0 | 0 | 0 | 7413 | 21 | 10 | 2017-10-05 21:00 | WEEKDAY | 30.9024 | 18.29 | 0 | 0 | 0 | 0 | 2550.0258 | 2472 | 200 | YES | 85%
| 21 | 11 | 2017-11-05 21:00 | 0 | 0 | 0 | 0 | 0 | 0 | 0 | 0 | 0 | 0 | 0 | 0 | 0 | 0 | 0 | 0 | 0 | 7414 | 22 | 10 | 2017-10-05 22:00 | WEEKDAY | 25.8253 | 18.29 | 0 | 0 | 0 | 0 | 2550.0258 | 2472 | 200 | YES | 85%
| 22 | 11 | 2017-11-05 22:00 | 0 | 0 | 0 | 0 | 0 | 0 | 0 | 0 | 0 | 0 | 0 | 0 | 0 | 0 | 0 | 0 | 0 | 7415 | 23 | 10 | 2017-10-05 23:00 | WEEKDAY | 21.6668 | 2.53 | 0 | 0 | 0 | 0 | 2550.0258 | 0 | 0 | NA | 85%
| 23 | 11 | 2017-11-05 23:00 | 0 | 0 | 0 | 0 | 0 | 0 | 0 | 0 | 0 | 0 | 0 | 0 | 0 | 0 | 0 | 0 | 0 | 7416 | 0 | 10 | 2017-10-06 | WEEKDAY | 20.5923 | 2.53 | 0 | 0 | 0 | 0 | 2550.0258 | 0 | 0 | NA | 85%
| 0 | 11 | 2017-11-06 | 0 | 0 | 0 | 0 | 0 | 0 | 0 | 0 | 0 | 0 | 0 | 0 | 0 | 0 | 0 | 0 | 0 | 7417 | 1 | 10 | 2017-10-06 01:00 | WEEKDAY | 19.8018 | 2.53 | 0 | 0 | 0 | 0 | 2550.0258 | 0 | 0 | NA | 85%
| 1 | 11 | 2017-11-06 01:00 | 0 | 0 | 0 | 0 | 0 | 0 | 0 | 0 | 0 | 0 | 0 | 0 | 0 | 0 | 0 | 0 | 0 | 7418 | 2 | 10 | 2017-10-06 02:00 | WEEKDAY | 18.4045 | 2.53 | 0 | 0 | 0 | 0 | 2550.0258 | 0 | 0 | NA | 85%
| 2 | 11 | 2017-11-06 02:00 | 0 | 0 | 0 | 0 | 0 | 0 | 0 | 0 | 0 | 0 | 0 | 0 | 0 | 0 | 0 | 0 | 0 | 7419 | 3 | 10 | 2017-10-06 03:00 | WEEKDAY | 17.9285 | 2.53 | 0 | 0 | 0 | 0 | 2550.0258 | 0 | 0 | NA | 85%
| 3 | 11 | 2017-11-06 03:00 | 0 | 0 | 0 | 0 | 0 | 0 | 0 | 0 | 0 | 0 | 0 | 0 | 0 | 0 | 0 | 0 | 0 | 7420 | 4 | 10 | 2017-10-06 04:00 | WEEKDAY | 17.5277 | 2.53 | 0 | 0 | 0 | 0 | 2550.0258 | 0 | 0 | NA | 85%
| 4 | 11 | 2017-11-06 04:00 | 0 | 0 | 0 | 0 | 0 | 0 | 0 | 0 | 0 | 0 | 0 | 0 | 0 | 0 | 0 | 0 | 0 | 7421 | 5 | 10 | 2017-10-06 05:00 | WEEKDAY | 17.7921 | 2.53 | 0 | 0 | 0 | 0 | 2550.0258 | 0 | 0 | NA | 85%
| 5 | 11 | 2017-11-06 05:00 | 0 | 0 | 0 | 0 | 0 | 0 | 0 | 0 | 0 | 0 | 0 | 0 | 0 | 0 | 0 | 0 | 0 | 7422 | 6 | 10 | 2017-10-06 06:00 | WEEKDAY | 19.8408 | 17.57 | 0 | 0 | 0 | 0 | 2550.0258 | 2472 | 200 | YES | 85%
| 6 | 11 | 2017-11-06 06:00 | 37.5557 | 0 | 0 | 0 | 0 | 0 | 0 | 0 | 0 | 0 | 0 | 0 | 0 | 0 | 37.5557 | 0 | 37.5557 | 7423 | 7 | 10 | 2017-10-06 07:00 | WEEKDAY | 21.625 | 17.57 | 0 | 0 | 0 | 0 | 2550.0258 | 2472 | 200 | YES | 85%
| 7 | 11 | 2017-11-06 07:00 | 521.7591 | 414.0824 | 0 | 143.7455 | 358.6646 | 209.1325 | 0 | 319.7064 | 0 | 104.5663 | 12.6221 | 6.6428 | 3.1874 | 190.2646 | 521.7591 | 358.6646 | 521.7591 | 7424 | 8 | 10 | 2017-10-06 08:00 | WEEKDAY | 21.6306 | 17.57 | 0 | 0 | 0 | 0 | 2550.0258 | 2472 | 200 | YES | 85%
| 8 | 11 | 2017-11-06 08:00 | 796.1621 | 1351.2746 | 699.4575 | 601.2674 | 907.298 | 682.4619 | 31.5509 | 486.856 | 0 | 341.231 | 67.8149 | 70.2475 | 17.125 | 595.6102 | 796.1621 | 907.298 | 796.1621 | 7425 | 9 | 10 | 2017-10-06 09:00 | WEEKDAY | 21.4218 | 6.34 | 37.3674 | 0 | 0 | 0 | 2550.0258 | 0 | 0 | NA | 85%
| 9 | 11 | 2017-11-06 09:00 | 806.4739 | 1628.2 | 825.1815 | 743.5581 | 1244.0257 | 822.3233 | 80.3061 | 1025.3006 | 447.0914 | 411.1616 | 121.6541 | 120.5747 | 30.7207 | 692.1573 | 806.4739 | 1244.0257 | 806.4739 | 7426 | 10 | 10 | 2017-10-06 10:00 | WEEKDAY | 22.2068 | 6.34 | 87.0857 | 0 | 0 | 0 | 2587.3932 | 0 | 0 | NA | 86.25%
| 10 | 11 | 2017-11-06 10:00 | 754.8032 | 1612.6329 | 811.4575 | 759.9104 | 1044.0372 | 814.4611 | 252.089 | 1406.1484 | 462.4368 | 407.2305 | 166.629 | 114.5476 | 42.078 | 701.5523 | 754.8032 | 1044.0372 | 754.8032 | 7427 | 11 | 10 | 2017-10-06 11:00 | WEEKDAY | 21.7531 | 6.34 | 263.032 | 0 | 0 | 0 | 2674.4789 | 0 | 0 | NA | 89.15%
| 11 | 11 | 2017-11-06 11:00 | 718.7354 | 1558.122 | 764.1606 | 733.6688 | 1222.6995 | 786.9303 | 299.785 | 1426.1146 | 654.9683 | 393.4652 | 234.6788 | 72.9382 | 59.2623 | 687.378 | 718.7354 | 1222.6995 | 718.7354 | 7428 | 12 | 10 | 2017-10-06 12:00 | WEEKDAY | 22.2903 | 6.34 | 312.11 | 302.7467 | 0 | 302.7467 | 2937.5109 | 0 | 0 | NA | 97.92%
| 12 | 11 | 2017-11-06 12:00 | 742.1424 | 1522.0344 | 729.9988 | 725.2258 | 1174.4001 | 768.7043 | 280.839 | 1361.5882 | 468.3267 | 384.3521 | 442.9322 | 121.8818 | 111.8516 | 681.0881 | 742.1424 | 1174.4001 | 742.1424 | 7429 | 13 | 10 | 2017-10-06 13:00 | WEEKDAY | 26.048 | 6.34 | 292.576 | 283.7987 | 0 | 283.7987 | 2937.5109 | 0 | 0 | NA | 97.92%
| 13 | 11 | 2017-11-06 13:00 | 785.4981 | 1541.5664 | 740.3629 | 743.7188 | 1313.2969 | 778.5689 | 230.192 | 1428.1518 | 400.9951 | 389.2844 | 455.7673 | 78.4039 | 115.0927 | 697.3966 | 785.4981 | 1313.2969 | 785.4981 | 7430 | 14 | 10 | 2017-10-06 14:00 | WEEKDAY | 28.9233 | 2.2 | 240.492 | 233.2772 | 0 | 233.2772 | 2937.5109 | 0 | 0 | NA | 97.92%
| 14 | 11 | 2017-11-06 14:00 | 781.0236 | 1577.612 | 782.29 | 752.9152 | 1446.7836 | 796.7737 | 740.609 | 1480.7716 | 508.7097 | 398.3869 | 398.2785 | 157.274 | 100.5754 | 755.2998 | 781.0236 | 1446.7836 | 781.0236 | 7431 | 15 | 10 | 2017-10-06 15:00 | WEEKDAY | 30.0507 | 2.2 | 770.83 | 747.7051 | 0 | 747.7051 | 2937.5109 | 0 | 0 | NA | 97.92%
| 15 | 11 | 2017-11-06 15:00 | 627.268 | 1490.2521 | 745.2614 | 672.3565 | 1330.2993 | 752.6526 | 760.912 | 1379.3442 | 312.6126 | 376.3263 | 755.8692 | 100.5822 | 190.8761 | 683.8759 | 627.268 | 1330.2993 | 627.268 | 7432 | 16 | 10 | 2017-10-06 16:00 | WEEKDAY | 34.5933 | 2.2 | 792.176 | 768.4107 | 0 | 768.4107 | 2937.5109 | 0 | 0 | NA | 97.92%
| 16 | 11 | 2017-11-06 16:00 | 89.8069 | 818.5613 | 629.9698 | 372.4815 | 891.5983 | 413.4148 | 688.664 | 830.5131 | 0 | 206.7074 | 463.0931 | 32.6409 | 116.9427 | 395.1915 | 89.8069 | 891.5983 | 89.8069 | 7433 | 17 | 10 | 2017-10-06 17:00 | WEEKDAY | 34.5321 | 17.18 | 716.285 | 694.7964 | 0 | 694.7964 | 2937.5109 | 0 | 0 | NA | 97.92%
| 17 | 11 | 2017-11-06 17:00 | 0 | 92.0961 | 78.0178 | 16.5983 | 100.6253 | 46.5132 | 350.498 | 28.7367 | 0 | 23.2566 | 41.1639 | 3.7199 | 10.3949 | 2.0122 | 0 | 100.6253 | 0 | 7434 | 18 | 10 | 2017-10-06 18:00 | WEEKDAY | 25.5943 | 17.18 | 364.399 | 353.467 | 0 | 353.467 | 2937.5109 | 0 | 0 | NA | 97.92%
| 18 | 11 | 2017-11-06 18:00 | 0 | 0 | 0 | 0 | 0 | 0 | 0 | 0 | 0 | 0 | 0 | 0 | 0 | 0 | 0 | 0 | 0 | 7435 | 19 | 10 | 2017-10-06 19:00 | WEEKDAY | 25.1573 | 17.18 | 0 | 0 | 0 | 0 | 2937.5109 | 0 | 0 | NA | 97.92%
| 19 | 11 | 2017-11-06 19:00 | 0 | 0 | 0 | 0 | 0 | 0 | 0 | 0 | 0 | 0 | 0 | 0 | 0 | 0 | 0 | 0 | 0 | 7436 | 20 | 10 | 2017-10-06 20:00 | WEEKDAY | 22.5129 | 18.29 | 0 | 0 | 0 | 0 | 2937.5109 | 2472 | 200 | YES | 97.92%
| 20 | 11 | 2017-11-06 20:00 | 0 | 0 | 0 | 0 | 0 | 0 | 0 | 0 | 0 | 0 | 0 | 0 | 0 | 0 | 0 | 0 | 0 | 7437 | 21 | 10 | 2017-10-06 21:00 | WEEKDAY | 21.124 | 18.29 | 0 | 0 | 0 | 0 | 2937.5109 | 2472 | 200 | YES | 97.92%
| 21 | 11 | 2017-11-06 21:00 | 0 | 0 | 0 | 0 | 0 | 0 | 0 | 0 | 0 | 0 | 0 | 0 | 0 | 0 | 0 | 0 | 0 | 7438 | 22 | 10 | 2017-10-06 22:00 | WEEKDAY | 20.3669 | 18.29 | 0 | 0 | 0 | 0 | 2937.5109 | 2472 | 200 | YES | 97.92%
| 22 | 11 | 2017-11-06 22:00 | 0 | 0 | 0 | 0 | 0 | 0 | 0 | 0 | 0 | 0 | 0 | 0 | 0 | 0 | 0 | 0 | 0 | 7439 | 23 | 10 | 2017-10-06 23:00 | WEEKDAY | 20.1498 | 2.53 | 0 | 0 | 0 | 0 | 2937.5109 | 0 | 0 | NA | 97.92%
| 23 | 11 | 2017-11-06 23:00 | 0 | 0 | 0 | 0 | 0 | 0 | 0 | 0 | 0 | 0 | 0 | 0 | 0 | 0 | 0 | 0 | 0 | 7440 | 0 | 10 | 2017-10-07 | WEEKEND | 19.2479 | 2.53 | 0 | 0 | 0 | 0 | 2937.5109 | 0 | 0 | NA | 97.92%
| 0 | 11 | 2017-11-07 | 0 | 0 | 0 | 0 | 0 | 0 | 0 | 0 | 0 | 0 | 0 | 0 | 0 | 0 | 0 | 0 | 0 | 7441 | 1 | 10 | 2017-10-07 01:00 | WEEKEND | 18.2598 | 2.53 | 0 | 0 | 0 | 0 | 2937.5109 | 0 | 0 | NA | 97.92%
| 1 | 11 | 2017-11-07 01:00 | 0 | 0 | 0 | 0 | 0 | 0 | 0 | 0 | 0 | 0 | 0 | 0 | 0 | 0 | 0 | 0 | 0 | 7442 | 2 | 10 | 2017-10-07 02:00 | WEEKEND | 18.2959 | 2.53 | 0 | 0 | 0 | 0 | 2937.5109 | 0 | 0 | NA | 97.92%
| 2 | 11 | 2017-11-07 02:00 | 0 | 0 | 0 | 0 | 0 | 0 | 0 | 0 | 0 | 0 | 0 | 0 | 0 | 0 | 0 | 0 | 0 | 7443 | 3 | 10 | 2017-10-07 03:00 | WEEKEND | 19.2507 | 2.53 | 0 | 0 | 0 | 0 | 2937.5109 | 0 | 0 | NA | 97.92%
| 3 | 11 | 2017-11-07 03:00 | 0 | 0 | 0 | 0 | 0 | 0 | 0 | 0 | 0 | 0 | 0 | 0 | 0 | 0 | 0 | 0 | 0 | 7444 | 4 | 10 | 2017-10-07 04:00 | WEEKEND | 19.966 | 2.53 | 0 | 0 | 0 | 0 | 2937.5109 | 0 | 0 | NA | 97.92%
| 4 | 11 | 2017-11-07 04:00 | 0 | 0 | 0 | 0 | 0 | 0 | 0 | 0 | 0 | 0 | 0 | 0 | 0 | 0 | 0 | 0 | 0 | 7445 | 5 | 10 | 2017-10-07 05:00 | WEEKEND | 20.1136 | 2.53 | 0 | 0 | 0 | 0 | 2937.5109 | 0 | 0 | NA | 97.92%
| 5 | 11 | 2017-11-07 05:00 | 0 | 0 | 0 | 0 | 0 | 0 | 0 | 0 | 0 | 0 | 0 | 0 | 0 | 0 | 0 | 0 | 0 | 7446 | 6 | 10 | 2017-10-07 06:00 | WEEKEND | 19.877 | 2.53 | 0 | 0 | 0 | 0 | 2937.5109 | 0 | 0 | NA | 97.92%
| 6 | 11 | 2017-11-07 06:00 | 28.003 | 0 | 0 | 0 | 0 | 0 | 0 | 0 | 0 | 0 | 0 | 0 | 0 | 0 | 28.003 | 0 | 28.003 | 7447 | 7 | 10 | 2017-10-07 07:00 | WEEKEND | 19.5958 | 2.53 | 0 | 0 | 0 | 0 | 2937.5109 | 0 | 0 | NA | 97.92%
| 7 | 11 | 2017-11-07 07:00 | 472.8807 | 325.2432 | 0 | 187.6061 | 62.5098 | 164.2642 | 0 | 251.1617 | 0 | 82.1321 | 100.224 | 22.8894 | 25.3091 | 137.7249 | 472.8807 | 62.5098 | 472.8807 | 7448 | 8 | 10 | 2017-10-07 08:00 | WEEKEND | 20.0663 | 2.53 | 0 | 0 | 0 | 0 | 2937.5109 | 0 | 0 | NA | 97.92%
| 8 | 11 | 2017-11-07 08:00 | 756.5982 | 74.9491 | 680.8226 | 673.4795 | 173.5086 | 37.8531 | 625.294 | 1164.6452 | 0 | 18.9265 | 647.3936 | 160.9322 | 163.4832 | 292.6261 | 756.5982 | 173.5086 | 756.5982 | 7449 | 9 | 10 | 2017-10-07 09:00 | WEEKEND | 20.982 | 2.53 | 650.042 | 630.5407 | 0 | 630.5407 | 2937.5109 | 0 | 0 | NA | 97.92%
| 9 | 11 | 2017-11-07 09:00 | 788.0644 | 153.2987 | 837.1175 | 781.5718 | 391.336 | 77.4236 | 624.071 | 561.543 | 179.8399 | 38.7118 | 794.7995 | 193.9994 | 200.7069 | 710.1613 | 788.0644 | 391.336 | 788.0644 | 7450 | 10 | 10 | 2017-10-07 10:00 | WEEKEND | 21.8894 | 2.53 | 648.75 | 629.2875 | 0 | 629.2875 | 2937.5109 | 0 | 0 | NA | 97.92%
| 10 | 11 | 2017-11-07 10:00 | 744.7558 | 452.3682 | 824.7793 | 776.9376 | 541.0953 | 228.4688 | 246.332 | 557.9034 | 376.8411 | 114.2344 | 807.6853 | 194.0573 | 203.9609 | 725.7274 | 744.7558 | 541.0953 | 744.7558 | 7451 | 11 | 10 | 2017-10-07 11:00 | WEEKEND | 23.3146 | 2.53 | 257.1 | 249.387 | 0 | 249.387 | 2937.5109 | 0 | 0 | NA | 97.92%
| 11 | 11 | 2017-11-07 11:00 | 708.2419 | 258.1723 | 769.8096 | 743.6455 | 638.7092 | 130.3901 | 212.569 | 1263.4522 | 553.2502 | 65.195 | 768.3659 | 176.1554 | 194.0318 | 685.1227 | 708.2419 | 638.7092 | 708.2419 | 7452 | 12 | 10 | 2017-10-07 12:00 | WEEKEND | 27.462 | 2.53 | 222.413 | 215.7406 | 0 | 215.7406 | 2937.5109 | 0 | 0 | NA | 97.92%
| 12 | 11 | 2017-11-07 12:00 | 721.13 | 247.0834 | 737.5262 | 731.6166 | 909.8571 | 124.7896 | 154.636 | 1344.6842 | 374.5141 | 62.3948 | 750.9514 | 182.6749 | 189.6342 | 680.2189 | 721.13 | 909.8571 | 721.13 | 7453 | 13 | 10 | 2017-10-07 13:00 | WEEKEND | 35.7986 | 2.53 | 163.027 | 158.1362 | 0 | 158.1362 | 2937.5109 | 0 | 0 | NA | 97.92%
| 13 | 11 | 2017-11-07 13:00 | 757.9476 | 214.0276 | 768.3427 | 751.4001 | 1094.7655 | 108.0948 | 472.395 | 1207.813 | 571.008 | 54.0474 | 779.9623 | 186.1831 | 196.9602 | 693.5903 | 757.9476 | 1094.7655 | 757.9476 | 7454 | 14 | 10 | 2017-10-07 14:00 | WEEKEND | 30.7966 | 2.53 | 490.649 | 475.9295 | 0 | 475.9295 | 2937.5109 | 0 | 0 | NA | 97.92%
| 14 | 11 | 2017-11-07 14:00 | 744.5353 | 222.2141 | 752.1411 | 773.137 | 759.4483 | 112.2293 | 760.233 | 1457.2973 | 390.2038 | 56.1147 | 803.0411 | 193.409 | 202.7882 | 753.2289 | 744.5353 | 759.4483 | 744.5353 | 7455 | 15 | 10 | 2017-10-07 15:00 | WEEKEND | 40.2605 | 2.53 | 791.562 | 767.8151 | 0 | 767.8151 | 2937.5109 | 0 | 0 | NA | 97.92%
| 15 | 11 | 2017-11-07 15:00 | 567.0135 | 151.7633 | 771.4629 | 723.9148 | 646.9953 | 76.6481 | 132.156 | 164.2294 | 208.5034 | 38.3241 | 771.0821 | 185.1598 | 194.7177 | 672.6561 | 567.0135 | 646.9953 | 567.0135 | 7456 | 16 | 10 | 2017-10-07 16:00 | WEEKEND | 33.6219 | 2.53 | 140.022 | 135.8213 | 854 | 989.8213 | 2937.5109 | 0 | 0 | NA | 97.92%
| 16 | 11 | 2017-11-07 16:00 | 66.1892 | 83.2659 | 628.3062 | 267.8621 | 360.9215 | 42.0535 | 28.4865 | 787.4321 | 528.783 | 21.0267 | 553.3528 | 123.3022 | 139.7356 | 377.3542 | 66.1892 | 360.9215 | 66.1892 | 7457 | 17 | 10 | 2017-10-07 17:00 | WEEKEND | 120.7287 | 2.53 | 34.2042 | 0 | 0 | 0 | 2057.0985 | 0 | 0 | NA | 68.57%
| 17 | 11 | 2017-11-07 17:00 | 0 | 18.7239 | 67.4 | 6.843 | 57.2226 | 9.4565 | 368.542 | 28.1912 | 0 | 4.7283 | 56.7047 | 10.2175 | 14.3194 | 0 | 0 | 57.2226 | 0 | 7458 | 18 | 10 | 2017-10-07 18:00 | WEEKEND | 35.4729 | 2.53 | 383.071 | 0 | 0 | 0 | 2091.3027 | 0 | 0 | NA | 69.71%
| 18 | 11 | 2017-11-07 18:00 | 0 | 0 | 0 | 0 | 0 | 0 | 0 | 0 | 0 | 0 | 0 | 0 | 0 | 0 | 0 | 0 | 0 | 7459 | 19 | 10 | 2017-10-07 19:00 | WEEKEND | 98.1267 | 2.53 | 0 | 0 | 0 | 0 | 2474.3737 | 0 | 0 | NA | 82.48%
| 19 | 11 | 2017-11-07 19:00 | 0 | 0 | 0 | 0 | 0 | 0 | 0 | 0 | 0 | 0 | 0 | 0 | 0 | 0 | 0 | 0 | 0 | 7460 | 20 | 10 | 2017-10-07 20:00 | WEEKEND | 29.8753 | 2.53 | 0 | 0 | 0 | 0 | 2474.3737 | 0 | 0 | NA | 82.48%
| 20 | 11 | 2017-11-07 20:00 | 0 | 0 | 0 | 0 | 0 | 0 | 0 | 0 | 0 | 0 | 0 | 0 | 0 | 0 | 0 | 0 | 0 | 7461 | 21 | 10 | 2017-10-07 21:00 | WEEKEND | 24.3389 | 2.53 | 0 | 0 | 0 | 0 | 2474.3737 | 0 | 0 | NA | 82.48%
| 21 | 11 | 2017-11-07 21:00 | 0 | 0 | 0 | 0 | 0 | 0 | 0 | 0 | 0 | 0 | 0 | 0 | 0 | 0 | 0 | 0 | 0 | 7462 | 22 | 10 | 2017-10-07 22:00 | WEEKEND | 22.2541 | 2.53 | 0 | 0 | 0 | 0 | 2474.3737 | 0 | 0 | NA | 82.48%
| 22 | 11 | 2017-11-07 22:00 | 0 | 0 | 0 | 0 | 0 | 0 | 0 | 0 | 0 | 0 | 0 | 0 | 0 | 0 | 0 | 0 | 0 | 7463 | 23 | 10 | 2017-10-07 23:00 | WEEKEND | 21.5471 | 2.53 | 0 | 0 | 0 | 0 | 2474.3737 | 0 | 0 | NA | 82.48%
| 23 | 11 | 2017-11-07 23:00 | 0 | 0 | 0 | 0 | 0 | 0 | 0 | 0 | 0 | 0 | 0 | 0 | 0 | 0 | 0 | 0 | 0 | 7464 | 0 | 10 | 2017-10-08 | WEEKEND | 20.8623 | 2.53 | 0 | 0 | 0 | 0 | 2474.3737 | 0 | 0 | NA | 82.48%
| 0 | 11 | 2017-11-08 | 0 | 0 | 0 | 0 | 0 | 0 | 0 | 0 | 0 | 0 | 0 | 0 | 0 | 0 | 0 | 0 | 0 | 7465 | 1 | 10 | 2017-10-08 01:00 | WEEKEND | 20.2806 | 2.53 | 0 | 0 | 0 | 0 | 2474.3737 | 0 | 0 | NA | 82.48%
| 1 | 11 | 2017-11-08 01:00 | 0 | 0 | 0 | 0 | 0 | 0 | 0 | 0 | 0 | 0 | 0 | 0 | 0 | 0 | 0 | 0 | 0 | 7466 | 2 | 10 | 2017-10-08 02:00 | WEEKEND | 19.2674 | 2.53 | 0 | 0 | 0 | 0 | 2474.3737 | 0 | 0 | NA | 82.48%
| 2 | 11 | 2017-11-08 02:00 | 0 | 0 | 0 | 0 | 0 | 0 | 0 | 0 | 0 | 0 | 0 | 0 | 0 | 0 | 0 | 0 | 0 | 7467 | 3 | 10 | 2017-10-08 03:00 | WEEKEND | 18.3906 | 2.53 | 0 | 0 | 0 | 0 | 2474.3737 | 0 | 0 | NA | 82.48%
| 3 | 11 | 2017-11-08 03:00 | 0 | 0 | 0 | 0 | 0 | 0 | 0 | 0 | 0 | 0 | 0 | 0 | 0 | 0 | 0 | 0 | 0 | 7468 | 4 | 10 | 2017-10-08 04:00 | WEEKEND | 16.9042 | 2.53 | 0 | 0 | 0 | 0 | 2474.3737 | 0 | 0 | NA | 82.48%
| 4 | 11 | 2017-11-08 04:00 | 0 | 0 | 0 | 0 | 0 | 0 | 0 | 0 | 0 | 0 | 0 | 0 | 0 | 0 | 0 | 0 | 0 | 7469 | 5 | 10 | 2017-10-08 05:00 | WEEKEND | 10.4019 | 2.53 | 0 | 0 | 0 | 0 | 2474.3737 | 0 | 0 | NA | 82.48%
| 5 | 11 | 2017-11-08 05:00 | 0 | 0 | 0 | 0 | 0 | 0 | 0 | 0 | 0 | 0 | 0 | 0 | 0 | 0 | 0 | 0 | 0 | 7470 | 6 | 10 | 2017-10-08 06:00 | WEEKEND | 16.9905 | 2.53 | 0 | 0 | 0 | 0 | 2474.3737 | 0 | 0 | NA | 82.48%
| 6 | 11 | 2017-11-08 06:00 | 0 | 0 | 0 | 0 | 0 | 0 | 0 | 0 | 0 | 0 | 0 | 0 | 0 | 0 | 0 | 0 | 0 | 7471 | 7 | 10 | 2017-10-08 07:00 | WEEKEND | 14.8555 | 2.53 | 0 | 0 | 0 | 0 | 2474.3737 | 0 | 0 | NA | 82.48%
| 7 | 11 | 2017-11-08 07:00 | 38.7347 | 26.9332 | 0 | 38.256 | 94.1344 | 13.6026 | 0 | 151.6738 | 0 | 6.8013 | 89.0023 | 21.439 | 22.4753 | 91.1158 | 38.7347 | 94.1344 | 38.7347 | 7472 | 8 | 10 | 2017-10-08 08:00 | WEEKEND | 3.471 | 2.53 | 0 | 0 | 0 | 0 | 2474.3737 | 0 | 0 | NA | 82.48%
| 8 | 11 | 2017-11-08 08:00 | 72.4313 | 76.9791 | 565.0536 | 129.4341 | 652.8517 | 38.8783 | 0 | 622.4146 | 0 | 19.4392 | 635.8785 | 147.3357 | 160.5754 | 115.865 | 72.4313 | 652.8517 | 72.4313 | 7473 | 9 | 10 | 2017-10-08 09:00 | WEEKEND | 16.637 | 2.53 | 2.7052 | 0 | 0 | 0 | 2474.3737 | 0 | 0 | NA | 82.48%
| 9 | 11 | 2017-11-08 09:00 | 103.5165 | 156.4412 | 780.7213 | 122.1236 | 1420.2726 | 79.0107 | 226.875 | 1015.2506 | 786.0667 | 39.5053 | 787.4363 | 185.3673 | 198.8476 | 153.3254 | 103.5165 | 1420.2726 | 103.5165 | 7474 | 10 | 10 | 2017-10-08 10:00 | WEEKEND | 19.4483 | 2.53 | 237.103 | 0 | 0 | 0 | 2477.0789 | 0 | 0 | NA | 82.57%
| 10 | 11 | 2017-11-08 10:00 | 547.3858 | 376.0927 | 709.9909 | 166.5813 | 1460.3533 | 189.9458 | 99.7796 | 1129.2804 | 798.9667 | 94.9729 | 806.6281 | 189.2679 | 203.694 | 668.0258 | 547.3858 | 1460.3533 | 547.3858 | 7475 | 11 | 10 | 2017-10-08 11:00 | WEEKEND | 20.9041 | 2.53 | 106.938 | 0 | 0 | 0 | 2714.1819 | 0 | 0 | NA | 90.47%
| 11 | 11 | 2017-11-08 11:00 | 726.272 | 385.8434 | 660.4774 | 199.4188 | 1436.1534 | 194.8704 | 244.058 | 1253.762 | 739.6279 | 97.4352 | 771.2218 | 183.7498 | 194.753 | 656.6247 | 726.272 | 1436.1534 | 726.272 | 7476 | 12 | 10 | 2017-10-08 12:00 | WEEKEND | 21.2799 | 2.53 | 254.753 | 247.1104 | 0 | 247.1104 | 2821.1199 | 0 | 0 | NA | 94.04%
| 12 | 11 | 2017-11-08 12:00 | 744.2633 | 770.8909 | 712.8119 | 566.8578 | 1426.9713 | 389.3388 | 414.582 | 1383.5063 | 687.342 | 194.6694 | 740.163 | 180.1657 | 186.9098 | 629.1243 | 744.2633 | 1426.9713 | 744.2633 | 7477 | 13 | 10 | 2017-10-08 13:00 | WEEKEND | 22.2513 | 2.53 | 430.693 | 417.7722 | 0 | 417.7722 | 2821.1199 | 0 | 0 | NA | 94.04%
| 13 | 11 | 2017-11-08 13:00 | 790.028 | 1244.6307 | 729.0583 | 387.0639 | 1470.7173 | 628.6014 | 349.521 | 1372.3769 | 695.1156 | 314.3007 | 764.0175 | 184.5263 | 192.9337 | 680.9738 | 790.028 | 1470.7173 | 790.028 | 7478 | 14 | 10 | 2017-10-08 14:00 | WEEKEND | 24.1524 | 2.53 | 363.422 | 352.5193 | 0 | 352.5193 | 2821.1199 | 0 | 0 | NA | 94.04%
| 14 | 11 | 2017-11-08 14:00 | 796.236 | 909.3943 | 416.7106 | 400.2582 | 1506.7132 | 459.29 | 471.225 | 1382.2079 | 749.8284 | 229.645 | 791.3669 | 187.9051 | 199.8401 | 722.1016 | 796.236 | 1506.7132 | 796.236 | 7479 | 15 | 10 | 2017-10-08 15:00 | WEEKEND | 44.3078 | 2.53 | 489.451 | 474.7675 | 0 | 474.7675 | 2821.1199 | 0 | 0 | NA | 94.04%
| 15 | 11 | 2017-11-08 15:00 | 642.2666 | 764.7113 | 358.8469 | 319.4495 | 1372.1906 | 386.2178 | 824.541 | 1004.7725 | 771.5176 | 193.1089 | 751.9138 | 176.1883 | 189.8772 | 660.7562 | 642.2666 | 1372.1906 | 642.2666 | 7480 | 16 | 10 | 2017-10-08 16:00 | WEEKEND | 54.5956 | 2.53 | 859.403 | 833.6209 | 156 | 989.6209 | 2821.1199 | 0 | 0 | NA | 94.04%
| 16 | 11 | 2017-11-08 16:00 | 89.4267 | 865.3175 | 74.024 | 291.7172 | 840.2614 | 437.029 | 779.32 | 828.0311 | 726.9083 | 218.5145 | 530.6437 | 110.3427 | 134.0009 | 360.2347 | 89.4267 | 840.2614 | 89.4267 | 7481 | 17 | 10 | 2017-10-08 17:00 | WEEKEND | 32.2914 | 2.53 | 811.731 | 787.3791 | 203 | 990.3791 | 2660.2951 | 0 | 0 | NA | 88.68%
| 17 | 11 | 2017-11-08 17:00 | 0 | 59.8792 | 19.4859 | 16.2846 | 74.631 | 30.242 | 432.023 | 27.5695 | 0 | 15.121 | 52.9809 | 7.3275 | 13.379 | 0 | 0 | 74.631 | 0 | 7482 | 18 | 10 | 2017-10-08 18:00 | WEEKEND | 34.7687 | 2.53 | 448.822 | 0 | 0 | 0 | 2451.0168 | 0 | 0 | NA | 81.7%
| 18 | 11 | 2017-11-08 18:00 | 0 | 0 | 0 | 0 | 0 | 0 | 0 | 0 | 0 | 0 | 0 | 0 | 0 | 0 | 0 | 0 | 0 | 7483 | 19 | 10 | 2017-10-08 19:00 | WEEKEND | 37.7832 | 2.53 | 0 | 0 | 0 | 0 | 2899.8388 | 0 | 0 | NA | 96.66%
| 19 | 11 | 2017-11-08 19:00 | 0 | 0 | 0 | 0 | 0 | 0 | 0 | 0 | 0 | 0 | 0 | 0 | 0 | 0 | 0 | 0 | 0 | 7484 | 20 | 10 | 2017-10-08 20:00 | WEEKEND | 27.9658 | 2.53 | 0 | 0 | 0 | 0 | 2899.8388 | 0 | 0 | NA | 96.66%
| 20 | 11 | 2017-11-08 20:00 | 0 | 0 | 0 | 0 | 0 | 0 | 0 | 0 | 0 | 0 | 0 | 0 | 0 | 0 | 0 | 0 | 0 | 7485 | 21 | 10 | 2017-10-08 21:00 | WEEKEND | 22.1678 | 2.53 | 0 | 0 | 0 | 0 | 2899.8388 | 0 | 0 | NA | 96.66%
| 21 | 11 | 2017-11-08 21:00 | 0 | 0 | 0 | 0 | 0 | 0 | 0 | 0 | 0 | 0 | 0 | 0 | 0 | 0 | 0 | 0 | 0 | 7486 | 22 | 10 | 2017-10-08 22:00 | WEEKEND | 20.9375 | 2.53 | 0 | 0 | 0 | 0 | 2899.8388 | 0 | 0 | NA | 96.66%
| 22 | 11 | 2017-11-08 22:00 | 0 | 0 | 0 | 0 | 0 | 0 | 0 | 0 | 0 | 0 | 0 | 0 | 0 | 0 | 0 | 0 | 0 | 7487 | 23 | 10 | 2017-10-08 23:00 | WEEKEND | 19.5819 | 2.53 | 0 | 0 | 0 | 0 | 2899.8388 | 0 | 0 | NA | 96.66%
| 23 | 11 | 2017-11-08 23:00 | 0 | 0 | 0 | 0 | 0 | 0 | 0 | 0 | 0 | 0 | 0 | 0 | 0 | 0 | 0 | 0 | 0 | 7488 | 0 | 10 | 2017-10-09 | WEEKDAY | 18.8944 | 2.53 | 0 | 0 | 0 | 0 | 2899.8388 | 0 | 0 | NA | 96.66%
| 0 | 11 | 2017-11-09 | 0 | 0 | 0 | 0 | 0 | 0 | 0 | 0 | 0 | 0 | 0 | 0 | 0 | 0 | 0 | 0 | 0 | 7489 | 1 | 10 | 2017-10-09 01:00 | WEEKDAY | 18.925 | 2.53 | 0 | 0 | 0 | 0 | 2899.8388 | 0 | 0 | NA | 96.66%
| 1 | 11 | 2017-11-09 01:00 | 0 | 0 | 0 | 0 | 0 | 0 | 0 | 0 | 0 | 0 | 0 | 0 | 0 | 0 | 0 | 0 | 0 | 7490 | 2 | 10 | 2017-10-09 02:00 | WEEKDAY | 18.2737 | 2.53 | 0 | 0 | 0 | 0 | 2899.8388 | 0 | 0 | NA | 96.66%
| 2 | 11 | 2017-11-09 02:00 | 0 | 0 | 0 | 0 | 0 | 0 | 0 | 0 | 0 | 0 | 0 | 0 | 0 | 0 | 0 | 0 | 0 | 7491 | 3 | 10 | 2017-10-09 03:00 | WEEKDAY | 17.8562 | 2.53 | 0 | 0 | 0 | 0 | 2899.8388 | 0 | 0 | NA | 96.66%
| 3 | 11 | 2017-11-09 03:00 | 0 | 0 | 0 | 0 | 0 | 0 | 0 | 0 | 0 | 0 | 0 | 0 | 0 | 0 | 0 | 0 | 0 | 7492 | 4 | 10 | 2017-10-09 04:00 | WEEKDAY | 18.3405 | 2.53 | 0 | 0 | 0 | 0 | 2899.8388 | 0 | 0 | NA | 96.66%
| 4 | 11 | 2017-11-09 04:00 | 0 | 0 | 0 | 0 | 0 | 0 | 0 | 0 | 0 | 0 | 0 | 0 | 0 | 0 | 0 | 0 | 0 | 7493 | 5 | 10 | 2017-10-09 05:00 | WEEKDAY | 18.5993 | 2.53 | 0 | 0 | 0 | 0 | 2899.8388 | 0 | 0 | NA | 96.66%
| 5 | 11 | 2017-11-09 05:00 | 0 | 0 | 0 | 0 | 0 | 0 | 0 | 0 | 0 | 0 | 0 | 0 | 0 | 0 | 0 | 0 | 0 | 7494 | 6 | 10 | 2017-10-09 06:00 | WEEKDAY | 17.5862 | 17.57 | 0 | 0 | 0 | 0 | 2899.8388 | 2472 | 200 | YES | 96.66%
| 6 | 11 | 2017-11-09 06:00 | 28.4467 | 0 | 0 | 0 | 0 | 0 | 0 | 0 | 0 | 0 | 0 | 0 | 0 | 0 | 28.4467 | 0 | 28.4467 | 7495 | 7 | 10 | 2017-10-09 07:00 | WEEKDAY | 17.1491 | 17.57 | 0 | 0 | 0 | 0 | 2899.8388 | 2472 | 200 | YES | 96.66%
| 7 | 11 | 2017-11-09 07:00 | 467.5296 | 272.167 | 0 | 51.4284 | 419.7903 | 137.4581 | 0 | 22.6886 | 0 | 68.729 | 103.1674 | 9.473 | 26.0524 | 154.9011 | 467.5296 | 419.7903 | 467.5296 | 7496 | 8 | 10 | 2017-10-09 08:00 | WEEKDAY | 19.5569 | 17.57 | 0 | 0 | 0 | 0 | 2899.8388 | 2472 | 200 | YES | 96.66%
| 8 | 11 | 2017-11-09 08:00 | 756.4347 | 1458.9083 | 585.361 | 308.6417 | 1485.6185 | 736.8224 | 700.048 | 248.3551 | 422.564 | 368.4112 | 650.556 | 88.0386 | 164.2818 | 637.4676 | 756.4347 | 1485.6185 | 756.4347 | 7497 | 9 | 10 | 2017-10-09 09:00 | WEEKDAY | 20.584 | 6.34 | 728.575 | 706.7178 | 0 | 706.7178 | 2899.8388 | 0 | 0 | NA | 96.66%
| 9 | 11 | 2017-11-09 09:00 | 778.2458 | 1655.6112 | 698.7238 | 481.1373 | 1656.2621 | 836.1672 | 873.356 | 303.9489 | 764.102 | 418.0836 | 799.4403 | 123.5936 | 201.8789 | 724.7757 | 778.2458 | 1656.2621 | 778.2458 | 7498 | 10 | 10 | 2017-10-09 10:00 | WEEKDAY | 21.1936 | 6.34 | 911.211 | 883.8747 | 0 | 883.8747 | 2899.8388 | 0 | 0 | NA | 96.66%
| 10 | 11 | 2017-11-09 10:00 | 707.0652 | 1620.223 | 376.7741 | 463.9218 | 1599.5858 | 818.2944 | 866.396 | 823.3045 | 781.5591 | 409.1472 | 808.6615 | 165.585 | 204.2074 | 651.097 | 707.0652 | 1599.5858 | 707.0652 | 7499 | 11 | 10 | 2017-10-09 11:00 | WEEKDAY | 22.2207 | 6.34 | 903.79 | 876.6763 | 0 | 876.6763 | 2899.8388 | 0 | 0 | NA | 96.66%
| 11 | 11 | 2017-11-09 11:00 | 665.2543 | 1546.8378 | 410.3157 | 221.8278 | 1527.7148 | 781.2312 | 810.677 | 1316.5534 | 720.9777 | 390.6156 | 766.5415 | 93.5219 | 193.5711 | 633.4925 | 665.2543 | 1527.7148 | 665.2543 | 7500 | 12 | 10 | 2017-10-09 12:00 | WEEKDAY | 22.9583 | 6.34 | 844.871 | 819.5249 | 0 | 819.5249 | 2899.8388 | 0 | 0 | NA | 96.66%
| 12 | 11 | 2017-11-09 12:00 | 699.9388 | 1504.6978 | 418.4627 | 233.8329 | 1513.2905 | 759.9484 | 769.837 | 700.9092 | 668.5764 | 379.9742 | 744.3455 | 96.6804 | 187.966 | 652.2992 | 699.9388 | 1513.2905 | 699.9388 | 7501 | 13 | 10 | 2017-10-09 13:00 | WEEKDAY | 33.711 | 6.34 | 801.789 | 777.7353 | 212 | 989.7353 | 2899.8388 | 0 | 0 | NA | 96.66%
| 13 | 11 | 2017-11-09 13:00 | 723.4489 | 1529.1239 | 403.4961 | 173.2501 | 1563.609 | 772.2848 | 782.889 | 1419.2154 | 989.7757 | 386.1424 | 762.8378 | 140.7455 | 192.6358 | 671.2169 | 723.4489 | 1563.609 | 723.4489 | 7502 | 14 | 10 | 2017-10-09 14:00 | WEEKDAY | 72.9361 | 2.2 | 815.528 | 791.0622 | 199 | 990.0622 | 2681.2821 | 0 | 0 | NA | 89.38%
| 14 | 11 | 2017-11-09 14:00 | 737.2464 | 1570.082 | 361.6864 | 132.0627 | 1629.049 | 792.9707 | 835.047 | 1463.6494 | 989.6526 | 396.4853 | 792.3323 | 147.1162 | 200.0839 | 648.2298 | 737.2464 | 1629.049 | 737.2464 | 7503 | 15 | 10 | 2017-10-09 15:00 | WEEKDAY | 165.2119 | 2.2 | 870.563 | 844.4461 | 0 | 844.4461 | 2476.1274 | 0 | 0 | NA | 82.54%
| 15 | 11 | 2017-11-09 15:00 | 558.6266 | 1526.1039 | 302.9777 | 295.9152 | 1576.7188 | 770.7596 | 870.304 | 1369.7207 | 776.8711 | 385.3798 | 765.31 | 125.9074 | 193.2601 | 671.6175 | 558.6266 | 1576.7188 | 558.6266 | 7504 | 16 | 10 | 2017-10-09 16:00 | WEEKDAY | 226.1343 | 2.2 | 907.855 | 880.6193 | 0 | 880.6193 | 2476.1274 | 0 | 0 | NA | 82.54%
| 16 | 11 | 2017-11-09 16:00 | 67.8263 | 1104.9513 | 211.1557 | 297.137 | 1109.2779 | 558.0562 | 816.366 | 833.7652 | 0 | 279.0281 | 566.307 | 65.0509 | 143.0068 | 361.0962 | 67.8263 | 1109.2779 | 67.8263 | 7505 | 17 | 10 | 2017-10-09 17:00 | WEEKDAY | 186.18 | 17.18 | 850.876 | 825.3497 | 0 | 825.3497 | 2476.1274 | 0 | 0 | NA | 82.54%
| 17 | 11 | 2017-11-09 17:00 | 0 | 75.3599 | 8.695 | 31.8627 | 120.0219 | 38.0606 | 142.795 | 10.0486 | 0 | 19.0303 | 56.7473 | 4.9045 | 14.3301 | 0 | 0 | 120.0219 | 0 | 7506 | 18 | 10 | 2017-10-09 18:00 | WEEKDAY | 38.2982 | 17.18 | 150.991 | 0 | 0 | 0 | 2476.1274 | 0 | 0 | NA | 82.54%
| 18 | 11 | 2017-11-09 18:00 | 0 | 0 | 0 | 0 | 0 | 0 | 0 | 0 | 0 | 0 | 0 | 0 | 0 | 0 | 0 | 0 | 0 | 7507 | 19 | 10 | 2017-10-09 19:00 | WEEKDAY | 26.9777 | 17.18 | 0 | 0 | 0 | 0 | 2627.1184 | 0 | 0 | NA | 87.57%
| 19 | 11 | 2017-11-09 19:00 | 0 | 0 | 0 | 0 | 0 | 0 | 0 | 0 | 0 | 0 | 0 | 0 | 0 | 0 | 0 | 0 | 0 | 7508 | 20 | 10 | 2017-10-09 20:00 | WEEKDAY | 24.1942 | 18.29 | 0 | 0 | 0 | 0 | 2627.1184 | 2472 | 200 | YES | 87.57%
| 20 | 11 | 2017-11-09 20:00 | 0 | 0 | 0 | 0 | 0 | 0 | 0 | 0 | 0 | 0 | 0 | 0 | 0 | 0 | 0 | 0 | 0 | 7509 | 21 | 10 | 2017-10-09 21:00 | WEEKDAY | 23.0028 | 18.29 | 0 | 0 | 0 | 0 | 2627.1184 | 2472 | 200 | YES | 87.57%
| 21 | 11 | 2017-11-09 21:00 | 0 | 0 | 0 | 0 | 0 | 0 | 0 | 0 | 0 | 0 | 0 | 0 | 0 | 0 | 0 | 0 | 0 | 7510 | 22 | 10 | 2017-10-09 22:00 | WEEKDAY | 21.3773 | 18.29 | 0 | 0 | 0 | 0 | 2627.1184 | 2472 | 200 | YES | 87.57%
| 22 | 11 | 2017-11-09 22:00 | 0 | 0 | 0 | 0 | 0 | 0 | 0 | 0 | 0 | 0 | 0 | 0 | 0 | 0 | 0 | 0 | 0 | 7511 | 23 | 10 | 2017-10-09 23:00 | WEEKDAY | 21.3049 | 2.53 | 0 | 0 | 0 | 0 | 2627.1184 | 0 | 0 | NA | 87.57%
| 23 | 11 | 2017-11-09 23:00 | 0 | 0 | 0 | 0 | 0 | 0 | 0 | 0 | 0 | 0 | 0 | 0 | 0 | 0 | 0 | 0 | 0 | 7512 | 0 | 10 | 2017-10-10 | WEEKDAY | 20.0997 | 2.53 | 0 | 0 | 0 | 0 | 2627.1184 | 0 | 0 | NA | 87.57%
| 0 | 11 | 2017-11-10 | 0 | 0 | 0 | 0 | 0 | 0 | 0 | 0 | 0 | 0 | 0 | 0 | 0 | 0 | 0 | 0 | 0 | 7513 | 1 | 10 | 2017-10-10 01:00 | WEEKDAY | 20.1498 | 2.53 | 0 | 0 | 0 | 0 | 2627.1184 | 0 | 0 | NA | 87.57%
| 1 | 11 | 2017-11-10 01:00 | 0 | 0 | 0 | 0 | 0 | 0 | 0 | 0 | 0 | 0 | 0 | 0 | 0 | 0 | 0 | 0 | 0 | 7514 | 2 | 10 | 2017-10-10 02:00 | WEEKDAY | 18.2069 | 2.53 | 0 | 0 | 0 | 0 | 2627.1184 | 0 | 0 | NA | 87.57%
| 2 | 11 | 2017-11-10 02:00 | 0 | 0 | 0 | 0 | 0 | 0 | 0 | 0 | 0 | 0 | 0 | 0 | 0 | 0 | 0 | 0 | 0 | 7515 | 3 | 10 | 2017-10-10 03:00 | WEEKDAY | 17.8729 | 2.53 | 0 | 0 | 0 | 0 | 2627.1184 | 0 | 0 | NA | 87.57%
| 3 | 11 | 2017-11-10 03:00 | 0 | 0 | 0 | 0 | 0 | 0 | 0 | 0 | 0 | 0 | 0 | 0 | 0 | 0 | 0 | 0 | 0 | 7516 | 4 | 10 | 2017-10-10 04:00 | WEEKDAY | 17.6864 | 2.53 | 0 | 0 | 0 | 0 | 2627.1184 | 0 | 0 | NA | 87.57%
| 4 | 11 | 2017-11-10 04:00 | 0 | 0 | 0 | 0 | 0 | 0 | 0 | 0 | 0 | 0 | 0 | 0 | 0 | 0 | 0 | 0 | 0 | 7517 | 5 | 10 | 2017-10-10 05:00 | WEEKDAY | 17.7615 | 2.53 | 0 | 0 | 0 | 0 | 2627.1184 | 0 | 0 | NA | 87.57%
| 5 | 11 | 2017-11-10 05:00 | 0 | 0 | 0 | 0 | 0 | 0 | 0 | 0 | 0 | 0 | 0 | 0 | 0 | 0 | 0 | 0 | 0 | 7518 | 6 | 10 | 2017-10-10 06:00 | WEEKDAY | 18.8554 | 17.57 | 0 | 0 | 0 | 0 | 2627.1184 | 2472 | 200 | YES | 87.57%
| 6 | 11 | 2017-11-10 06:00 | 32.5044 | 0 | 0 | 0 | 0 | 0 | 0 | 0 | 0 | 0 | 0 | 0 | 0 | 0 | 32.5044 | 0 | 32.5044 | 7519 | 7 | 10 | 2017-10-10 07:00 | WEEKDAY | 21.0794 | 17.57 | 0 | 0 | 0 | 0 | 2627.1184 | 2472 | 200 | YES | 87.57%
| 7 | 11 | 2017-11-10 07:00 | 484.5584 | 139.9931 | 7.6072 | 24.5551 | 243.0772 | 70.7036 | 0 | 61.9211 | 0 | 35.3518 | 67.1517 | 10.6649 | 16.9575 | 179.8875 | 484.5584 | 243.0772 | 484.5584 | 7520 | 8 | 10 | 2017-10-10 08:00 | WEEKDAY | 21.5499 | 17.57 | 0 | 0 | 0 | 0 | 2627.1184 | 2472 | 200 | YES | 87.57%
| 8 | 11 | 2017-11-10 08:00 | 758.6697 | 1454.9691 | 198.7786 | 65.1573 | 213.4163 | 734.8329 | 693.784 | 675.186 | 0 | 367.4164 | 554.1386 | 16.2938 | 139.934 | 617.496 | 758.6697 | 213.4163 | 758.6697 | 7521 | 9 | 10 | 2017-10-10 09:00 | WEEKDAY | 20.918 | 6.34 | 721.914 | 700.2566 | 0 | 700.2566 | 2627.1184 | 0 | 0 | NA | 87.57%
| 9 | 11 | 2017-11-10 09:00 | 775.9544 | 1549.8081 | 315.8389 | 121.0475 | 1553.8832 | 782.7314 | 837.849 | 516.2641 | 0 | 391.3657 | 723.1699 | 140.6112 | 182.6187 | 417.9125 | 775.9544 | 1553.8832 | 775.9544 | 7522 | 10 | 10 | 2017-10-10 10:00 | WEEKDAY | 19.9215 | 6.34 | 873.426 | 847.2232 | 0 | 847.2232 | 2627.1184 | 0 | 0 | NA | 87.57%
| 10 | 11 | 2017-11-10 10:00 | 737.6445 | 1608.0221 | 375.429 | 171.0038 | 1574.3303 | 812.1324 | 836.485 | 1460.0368 | 98.2435 | 406.0662 | 722.3398 | 46.0639 | 182.409 | 676.5052 | 737.6445 | 1574.3303 | 737.6445 | 7523 | 11 | 10 | 2017-10-10 11:00 | WEEKDAY | 19.7768 | 6.34 | 871.992 | 845.8322 | 0 | 845.8322 | 2627.1184 | 0 | 0 | NA | 87.57%
| 11 | 11 | 2017-11-10 11:00 | 696.6285 | 1534.9102 | 420.0751 | 210.76 | 1496.9591 | 775.2072 | 782.463 | 1432.4978 | 133.3905 | 387.6036 | 724.3654 | 58.9762 | 182.9206 | 655.7265 | 696.6285 | 1496.9591 | 696.6285 | 7524 | 12 | 10 | 2017-10-10 12:00 | WEEKDAY | 19.2479 | 6.34 | 814.963 | 790.5141 | 0 | 790.5141 | 2627.1184 | 0 | 0 | NA | 87.57%
| 12 | 11 | 2017-11-10 12:00 | 721.7152 | 1466.9956 | 429.7473 | 476.7257 | 1414.1954 | 740.9069 | 741.893 | 1389.58 | 159.0499 | 370.4534 | 702.7194 | 126.4565 | 177.4544 | 641.938 | 721.7152 | 1414.1954 | 721.7152 | 7525 | 13 | 10 | 2017-10-10 13:00 | WEEKDAY | 19.4511 | 6.34 | 772.241 | 749.0738 | 0 | 749.0738 | 2627.1184 | 0 | 0 | NA | 87.57%
| 13 | 11 | 2017-11-10 13:00 | 764.8677 | 1527.1802 | 407.2077 | 650.2873 | 1464.9376 | 771.3031 | 756.248 | 1406.532 | 170.4726 | 385.6516 | 726.2751 | 145.7012 | 183.4028 | 671.7092 | 764.8677 | 1464.9376 | 764.8677 | 7526 | 14 | 10 | 2017-10-10 14:00 | WEEKDAY | 20.5283 | 2.2 | 787.331 | 763.7111 | 0 | 763.7111 | 2627.1184 | 0 | 0 | NA | 87.57%
| 14 | 11 | 2017-11-10 14:00 | 765.8753 | 1456.6204 | 370.0212 | 688.2606 | 1597.2718 | 735.6669 | 806.911 | 1486.1374 | 172.2817 | 367.8334 | 751.4232 | 111.3188 | 189.7533 | 711.9936 | 765.8753 | 1597.2718 | 765.8753 | 7527 | 15 | 10 | 2017-10-10 15:00 | WEEKDAY | 21.0238 | 2.2 | 840.705 | 815.4838 | 0 | 815.4838 | 2627.1184 | 0 | 0 | NA | 87.57%
| 15 | 11 | 2017-11-10 15:00 | 595.0402 | 269.3471 | 306.4398 | 669.8539 | 1514.3899 | 136.0339 | 843.759 | 1440.1556 | 143.0478 | 68.0169 | 692.4851 | 158.1885 | 174.87 | 673.637 | 595.0402 | 1514.3899 | 595.0402 | 7528 | 16 | 10 | 2017-10-10 16:00 | WEEKDAY | 21.4246 | 2.2 | 879.625 | 853.2362 | 0 | 853.2362 | 2627.1184 | 0 | 0 | NA | 87.57%
| 16 | 11 | 2017-11-10 16:00 | 76.9395 | 175.5251 | 205.5317 | 399.1541 | 1074.3364 | 88.649 | 782.209 | 849.8562 | 87.9215 | 44.3245 | 455.0549 | 99.6563 | 114.9128 | 348.646 | 76.9395 | 1074.3364 | 76.9395 | 7529 | 17 | 10 | 2017-10-10 17:00 | WEEKDAY | 22.3599 | 17.18 | 814.636 | 790.1969 | 0 | 790.1969 | 2627.1184 | 0 | 0 | NA | 87.57%
| 17 | 11 | 2017-11-10 17:00 | 0 | 6.0346 | 9.9607 | 16.6834 | 112.9647 | 3.0478 | 446.785 | 0 | 0 | 1.5239 | 34.2365 | 5.4747 | 8.6456 | 0 | 0 | 112.9647 | 0 | 7530 | 18 | 10 | 2017-10-10 18:00 | WEEKDAY | 22.4434 | 17.18 | 464.093 | 450.1702 | 0 | 450.1702 | 2627.1184 | 0 | 0 | NA | 87.57%
| 18 | 11 | 2017-11-10 18:00 | 0 | 0 | 0 | 0 | 0 | 0 | 0 | 0 | 0 | 0 | 0 | 0 | 0 | 0 | 0 | 0 | 0 | 7531 | 19 | 10 | 2017-10-10 19:00 | WEEKDAY | 24.6729 | 17.18 | 0 | 0 | 0 | 0 | 2627.1184 | 0 | 0 | NA | 87.57%
| 19 | 11 | 2017-11-10 19:00 | 0 | 0 | 0 | 0 | 0 | 0 | 0 | 0 | 0 | 0 | 0 | 0 | 0 | 0 | 0 | 0 | 0 | 7532 | 20 | 10 | 2017-10-10 20:00 | WEEKDAY | 29.2435 | 18.29 | 0 | 0 | 0 | 0 | 2627.1184 | 2472 | 200 | YES | 87.57%
| 20 | 11 | 2017-11-10 20:00 | 0 | 0 | 0 | 0 | 0 | 0 | 0 | 0 | 0 | 0 | 0 | 0 | 0 | 0 | 0 | 0 | 0 | 7533 | 21 | 10 | 2017-10-10 21:00 | WEEKDAY | 24.2888 | 18.29 | 0 | 0 | 0 | 0 | 2627.1184 | 2472 | 200 | YES | 87.57%
| 21 | 11 | 2017-11-10 21:00 | 0 | 0 | 0 | 0 | 0 | 0 | 0 | 0 | 0 | 0 | 0 | 0 | 0 | 0 | 0 | 0 | 0 | 7534 | 22 | 10 | 2017-10-10 22:00 | WEEKDAY | 22.4211 | 18.29 | 0 | 0 | 0 | 0 | 2627.1184 | 2472 | 200 | YES | 87.57%
| 22 | 11 | 2017-11-10 22:00 | 0 | 0 | 0 | 0 | 0 | 0 | 0 | 0 | 0 | 0 | 0 | 0 | 0 | 0 | 0 | 0 | 0 | 7535 | 23 | 10 | 2017-10-10 23:00 | WEEKDAY | 21.2771 | 2.53 | 0 | 0 | 0 | 0 | 2627.1184 | 0 | 0 | NA | 87.57%
| 23 | 11 | 2017-11-10 23:00 | 0 | 0 | 0 | 0 | 0 | 0 | 0 | 0 | 0 | 0 | 0 | 0 | 0 | 0 | 0 | 0 | 0 | 7536 | 0 | 10 | 2017-10-11 | WEEKDAY | 20.815 | 2.53 | 0 | 0 | 0 | 0 | 2627.1184 | 0 | 0 | NA | 87.57%
| 0 | 11 | 2017-11-11 | 0 | 0 | 0 | 0 | 0 | 0 | 0 | 0 | 0 | 0 | 0 | 0 | 0 | 0 | 0 | 0 | 0 | 7537 | 1 | 10 | 2017-10-11 01:00 | WEEKDAY | 20.083 | 2.53 | 0 | 0 | 0 | 0 | 2627.1184 | 0 | 0 | NA | 87.57%
| 1 | 11 | 2017-11-11 01:00 | 0 | 0 | 0 | 0 | 0 | 0 | 0 | 0 | 0 | 0 | 0 | 0 | 0 | 0 | 0 | 0 | 0 | 7538 | 2 | 10 | 2017-10-11 02:00 | WEEKDAY | 19.5513 | 2.53 | 0 | 0 | 0 | 0 | 2627.1184 | 0 | 0 | NA | 87.57%
| 2 | 11 | 2017-11-11 02:00 | 0 | 0 | 0 | 0 | 0 | 0 | 0 | 0 | 0 | 0 | 0 | 0 | 0 | 0 | 0 | 0 | 0 | 7539 | 3 | 10 | 2017-10-11 03:00 | WEEKDAY | 19.3091 | 2.53 | 0 | 0 | 0 | 0 | 2627.1184 | 0 | 0 | NA | 87.57%
| 3 | 11 | 2017-11-11 03:00 | 0 | 0 | 0 | 0 | 0 | 0 | 0 | 0 | 0 | 0 | 0 | 0 | 0 | 0 | 0 | 0 | 0 | 7540 | 4 | 10 | 2017-10-11 04:00 | WEEKDAY | 19.131 | 2.53 | 0 | 0 | 0 | 0 | 2627.1184 | 0 | 0 | NA | 87.57%
| 4 | 11 | 2017-11-11 04:00 | 0 | 0 | 0 | 0 | 0 | 0 | 0 | 0 | 0 | 0 | 0 | 0 | 0 | 0 | 0 | 0 | 0 | 7541 | 5 | 10 | 2017-10-11 05:00 | WEEKDAY | 19.2924 | 2.53 | 0 | 0 | 0 | 0 | 2627.1184 | 0 | 0 | NA | 87.57%
| 5 | 11 | 2017-11-11 05:00 | 0 | 0 | 0 | 0 | 0 | 0 | 0 | 0 | 0 | 0 | 0 | 0 | 0 | 0 | 0 | 0 | 0 | 7542 | 6 | 10 | 2017-10-11 06:00 | WEEKDAY | 19.7907 | 17.57 | 0 | 0 | 0 | 0 | 2627.1184 | 2472 | 200 | YES | 87.57%
| 6 | 11 | 2017-11-11 06:00 | 32.5965 | 0 | 0 | 0 | 0 | 0 | 0 | 0 | 0 | 0 | 0 | 0 | 0 | 0 | 32.5965 | 0 | 32.5965 | 7543 | 7 | 10 | 2017-10-11 07:00 | WEEKDAY | 21.7531 | 17.57 | 0 | 0 | 0 | 0 | 2627.1184 | 2472 | 200 | YES | 87.57%
| 7 | 11 | 2017-11-11 07:00 | 508.3958 | 0 | 6.2931 | 25.7703 | 37.159 | 0 | 0 | 26.2746 | 0 | 0 | 91.1627 | 24.7422 | 23.0209 | 130.8646 | 508.3958 | 37.159 | 508.3958 | 7544 | 8 | 10 | 2017-10-11 08:00 | WEEKDAY | 21.3327 | 17.57 | 0 | 0 | 0 | 0 | 2627.1184 | 2472 | 200 | YES | 87.57%
| 8 | 11 | 2017-11-11 08:00 | 817.7378 | 122.0187 | 204.1353 | 62.9489 | 273.4104 | 61.6256 | 712.24 | 176.2718 | 0 | 30.8128 | 628.5116 | 170.6022 | 158.715 | 584.5969 | 817.7378 | 273.4104 | 817.7378 | 7545 | 9 | 10 | 2017-10-11 09:00 | WEEKDAY | 20.7148 | 6.34 | 741.389 | 719.1473 | 0 | 719.1473 | 2627.1184 | 0 | 0 | NA | 87.57%
| 9 | 11 | 2017-11-11 09:00 | 824.6328 | 209.494 | 405.2687 | 117.5819 | 686.4953 | 105.8051 | 876.626 | 348.0897 | 183.135 | 52.9025 | 764.5299 | 200.3158 | 193.0631 | 716.6859 | 824.6328 | 686.4953 | 824.6328 | 7546 | 10 | 10 | 2017-10-11 10:00 | WEEKDAY | 20.7927 | 6.34 | 914.611 | 887.1727 | 0 | 887.1727 | 2627.1184 | 0 | 0 | NA | 87.57%
| 10 | 11 | 2017-11-11 10:00 | 780.8712 | 281.8902 | 582.6768 | 617.6009 | 875.5142 | 142.3688 | 865.226 | 320.9595 | 0 | 71.1844 | 773.471 | 199.027 | 195.321 | 698.1523 | 780.8712 | 875.5142 | 780.8712 | 7547 | 11 | 10 | 2017-10-11 11:00 | WEEKDAY | 20.879 | 6.34 | 902.491 | 875.4163 | 0 | 875.4163 | 2627.1184 | 0 | 0 | NA | 87.57%
| 11 | 11 | 2017-11-11 11:00 | 737.1776 | 348.0921 | 718.4387 | 734.7034 | 744.6003 | 175.8041 | 662.228 | 959.1999 | 89.8636 | 87.902 | 741.022 | 190.2929 | 187.1268 | 680.3243 | 737.1776 | 744.6003 | 737.1776 | 7548 | 12 | 10 | 2017-10-11 12:00 | WEEKDAY | 20.9347 | 6.34 | 688.709 | 668.0477 | 0 | 668.0477 | 2627.1184 | 0 | 0 | NA | 87.57%
| 12 | 11 | 2017-11-11 12:00 | 769.4755 | 375.3418 | 699.0443 | 722.6476 | 1339.3126 | 189.5666 | 665.672 | 1039.2083 | 180.1649 | 94.7833 | 720.4242 | 183.0073 | 181.9253 | 672.9105 | 769.4755 | 1339.3126 | 769.4755 | 7549 | 13 | 10 | 2017-10-11 13:00 | WEEKDAY | 21.1101 | 6.34 | 692.315 | 671.5456 | 0 | 671.5456 | 2627.1184 | 0 | 0 | NA | 87.57%
| 13 | 11 | 2017-11-11 13:00 | 823.6808 | 331.5087 | 725.4593 | 735.0424 | 1414.6619 | 167.4286 | 652.881 | 800.0676 | 312.9133 | 83.7143 | 739.0302 | 186.0189 | 186.6238 | 678.5066 | 823.6808 | 1414.6619 | 823.6808 | 7550 | 14 | 10 | 2017-10-11 14:00 | WEEKDAY | 21.3327 | 2.2 | 678.901 | 658.534 | 0 | 658.534 | 2627.1184 | 0 | 0 | NA | 87.57%
| 14 | 11 | 2017-11-11 14:00 | 838.9796 | 247.5029 | 746.9989 | 753.3115 | 1386.232 | 125.0015 | 641.361 | 606.2829 | 146.8929 | 62.5007 | 771.9965 | 194.0178 | 194.9486 | 97.8026 | 838.9796 | 1386.232 | 838.9796 | 7551 | 15 | 10 | 2017-10-11 15:00 | WEEKDAY | 22.0954 | 2.2 | 666.84 | 646.8348 | 0 | 646.8348 | 2627.1184 | 0 | 0 | NA | 87.57%
| 15 | 11 | 2017-11-11 15:00 | 653.6338 | 169.9316 | 418.0891 | 657.4845 | 1399.0043 | 85.8241 | 623.425 | 786.7075 | 741.7736 | 42.912 | 747.1175 | 187.4822 | 188.666 | 585.1537 | 653.6338 | 1399.0043 | 653.6338 | 7552 | 16 | 10 | 2017-10-11 16:00 | WEEKDAY | 22.4601 | 2.2 | 648.089 | 628.6463 | 0 | 628.6463 | 2627.1184 | 0 | 0 | NA | 87.57%
| 16 | 11 | 2017-11-11 16:00 | 87.4275 | 730.0617 | 556.6957 | 339.8329 | 920.813 | 368.718 | 261.78 | 751.1748 | 692.6101 | 184.359 | 529.039 | 124.6825 | 133.5957 | 347.7964 | 87.4275 | 920.813 | 87.4275 | 7553 | 17 | 10 | 2017-10-11 17:00 | WEEKDAY | 23.7516 | 17.18 | 273.01 | 0 | 0 | 0 | 2627.1184 | 0 | 0 | NA | 87.57%
| 17 | 11 | 2017-11-11 17:00 | 0 | 25.9259 | 48.4072 | 11.8165 | 79.7418 | 13.0939 | 51.7119 | 0 | 0 | 6.547 | 48.9639 | 8.9332 | 12.3646 | 0 | 0 | 79.7418 | 0 | 7554 | 18 | 10 | 2017-10-11 18:00 | WEEKDAY | 22.7551 | 17.18 | 57.9283 | 0 | 0 | 0 | 2900.1284 | 0 | 0 | NA | 96.67%
| 18 | 11 | 2017-11-11 18:00 | 0 | 0 | 0 | 0 | 0 | 0 | 0 | 0 | 0 | 0 | 0 | 0 | 0 | 0 | 0 | 0 | 0 | 7555 | 19 | 10 | 2017-10-11 19:00 | WEEKDAY | 22.0759 | 17.18 | 0 | 0 | 0 | 0 | 2958.0567 | 0 | 0 | NA | 98.6%
| 19 | 11 | 2017-11-11 19:00 | 0 | 0 | 0 | 0 | 0 | 0 | 0 | 0 | 0 | 0 | 0 | 0 | 0 | 0 | 0 | 0 | 0 | 7556 | 20 | 10 | 2017-10-11 20:00 | WEEKDAY | 22.7161 | 18.29 | 0 | 0 | 0 | 0 | 2958.0567 | 2472 | 200 | YES | 98.6%
| 20 | 11 | 2017-11-11 20:00 | 0 | 0 | 0 | 0 | 0 | 0 | 0 | 0 | 0 | 0 | 0 | 0 | 0 | 0 | 0 | 0 | 0 | 7557 | 21 | 10 | 2017-10-11 21:00 | WEEKDAY | 21.3801 | 18.29 | 0 | 0 | 0 | 0 | 2958.0567 | 2472 | 200 | YES | 98.6%
| 21 | 11 | 2017-11-11 21:00 | 0 | 0 | 0 | 0 | 0 | 0 | 0 | 0 | 0 | 0 | 0 | 0 | 0 | 0 | 0 | 0 | 0 | 7558 | 22 | 10 | 2017-10-11 22:00 | WEEKDAY | 20.3808 | 18.29 | 0 | 0 | 0 | 0 | 2958.0567 | 2472 | 200 | YES | 98.6%
| 22 | 11 | 2017-11-11 22:00 | 0 | 0 | 0 | 0 | 0 | 0 | 0 | 0 | 0 | 0 | 0 | 0 | 0 | 0 | 0 | 0 | 0 | 7559 | 23 | 10 | 2017-10-11 23:00 | WEEKDAY | 19.2507 | 2.53 | 0 | 0 | 0 | 0 | 2958.0567 | 0 | 0 | NA | 98.6%
| 23 | 11 | 2017-11-11 23:00 | 0 | 0 | 0 | 0 | 0 | 0 | 0 | 0 | 0 | 0 | 0 | 0 | 0 | 0 | 0 | 0 | 0 | 7560 | 0 | 10 | 2017-10-12 | WEEKDAY | 19.1366 | 2.53 | 0 | 0 | 0 | 0 | 2958.0567 | 0 | 0 | NA | 98.6%
| 0 | 11 | 2017-11-12 | 0 | 0 | 0 | 0 | 0 | 0 | 0 | 0 | 0 | 0 | 0 | 0 | 0 | 0 | 0 | 0 | 0 | 7561 | 1 | 10 | 2017-10-12 01:00 | WEEKDAY | 18.4546 | 2.53 | 0 | 0 | 0 | 0 | 2958.0567 | 0 | 0 | NA | 98.6%
| 1 | 11 | 2017-11-12 01:00 | 0 | 0 | 0 | 0 | 0 | 0 | 0 | 0 | 0 | 0 | 0 | 0 | 0 | 0 | 0 | 0 | 0 | 7562 | 2 | 10 | 2017-10-12 02:00 | WEEKDAY | 17.0768 | 2.53 | 0 | 0 | 0 | 0 | 2958.0567 | 0 | 0 | NA | 98.6%
| 2 | 11 | 2017-11-12 02:00 | 0 | 0 | 0 | 0 | 0 | 0 | 0 | 0 | 0 | 0 | 0 | 0 | 0 | 0 | 0 | 0 | 0 | 7563 | 3 | 10 | 2017-10-12 03:00 | WEEKDAY | 12.0748 | 2.53 | 0 | 0 | 0 | 0 | 2958.0567 | 0 | 0 | NA | 98.6%
| 3 | 11 | 2017-11-12 03:00 | 0 | 0 | 0 | 0 | 0 | 0 | 0 | 0 | 0 | 0 | 0 | 0 | 0 | 0 | 0 | 0 | 0 | 7564 | 4 | 10 | 2017-10-12 04:00 | WEEKDAY | 11.0394 | 2.53 | 0 | 0 | 0 | 0 | 2958.0567 | 0 | 0 | NA | 98.6%
| 4 | 11 | 2017-11-12 04:00 | 0 | 0 | 0 | 0 | 0 | 0 | 0 | 0 | 0 | 0 | 0 | 0 | 0 | 0 | 0 | 0 | 0 | 7565 | 5 | 10 | 2017-10-12 05:00 | WEEKDAY | 14.708 | 2.53 | 0 | 0 | 0 | 0 | 2958.0567 | 0 | 0 | NA | 98.6%
| 5 | 11 | 2017-11-12 05:00 | 0 | 0 | 0 | 0 | 0 | 0 | 0 | 0 | 0 | 0 | 0 | 0 | 0 | 0 | 0 | 0 | 0 | 7566 | 6 | 10 | 2017-10-12 06:00 | WEEKDAY | 16.8931 | 17.57 | 0 | 0 | 0 | 0 | 2958.0567 | 2472 | 200 | YES | 98.6%
| 6 | 11 | 2017-11-12 06:00 | 24.8959 | 0 | 0 | 0 | 0 | 0 | 0 | 0 | 0 | 0 | 0 | 0 | 0 | 0 | 24.8959 | 0 | 24.8959 | 7567 | 7 | 10 | 2017-10-12 07:00 | WEEKDAY | 19.3258 | 17.57 | 0 | 0 | 0 | 0 | 2958.0567 | 2472 | 200 | YES | 98.6%
| 7 | 11 | 2017-11-12 07:00 | 480.4082 | 0 | 37.4805 | 19.9525 | 96.7583 | 0 | 0 | 25.2258 | 0 | 0 | 11.8982 | 21.2342 | 3.0046 | 0 | 480.4082 | 96.7583 | 480.4082 | 7568 | 8 | 10 | 2017-10-12 08:00 | WEEKDAY | 18.797 | 17.57 | 0 | 0 | 0 | 0 | 2958.0567 | 2472 | 200 | YES | 98.6%
| 8 | 11 | 2017-11-12 08:00 | 779.0327 | 73.0449 | 623.263 | 55.6086 | 735.8643 | 36.8914 | 437.771 | 256.97 | 0 | 18.4457 | 71.6577 | 154.3883 | 18.0954 | 51.7858 | 779.0327 | 735.8643 | 779.0327 | 7569 | 9 | 10 | 2017-10-12 09:00 | WEEKDAY | 18.6133 | 6.34 | 454.875 | 441.2287 | 0 | 441.2287 | 2958.0567 | 0 | 0 | NA | 98.6%
| 9 | 11 | 2017-11-12 09:00 | 732.6408 | 124.318 | 813.0768 | 379.7293 | 624.6136 | 62.7869 | 368.27 | 342.1377 | 88.3161 | 31.3934 | 124.3717 | 191.3078 | 31.407 | 193.8014 | 732.6408 | 624.6136 | 732.6408 | 7570 | 10 | 10 | 2017-10-12 10:00 | WEEKDAY | 19.7127 | 6.34 | 382.873 | 371.3868 | 0 | 371.3868 | 2958.0567 | 0 | 0 | NA | 98.6%
| 10 | 11 | 2017-11-12 10:00 | 694.5003 | 174.5663 | 814.1344 | 550.4394 | 625.7765 | 88.1648 | 303.752 | 370.1832 | 0 | 44.0824 | 167.4183 | 192.095 | 42.2773 | 501.41 | 694.5003 | 625.7765 | 694.5003 | 7571 | 11 | 10 | 2017-10-12 11:00 | WEEKDAY | 19.9048 | 6.34 | 316.247 | 306.7596 | 0 | 306.7596 | 2958.0567 | 0 | 0 | NA | 98.6%
| 11 | 11 | 2017-11-12 11:00 | 635.5444 | 210.8088 | 740.6182 | 498.7901 | 692.1482 | 106.4691 | 538.39 | 301.7932 | 85.3387 | 53.2346 | 227.3919 | 182.0555 | 57.4222 | 136.3613 | 635.5444 | 692.1482 | 635.5444 | 7572 | 12 | 10 | 2017-10-12 12:00 | WEEKDAY | 20.4086 | 6.34 | 559.339 | 542.5588 | 0 | 542.5588 | 2958.0567 | 0 | 0 | NA | 98.6%
| 12 | 11 | 2017-11-12 12:00 | 689.531 | 432.2595 | 688.2585 | 632.0324 | 871.3925 | 218.3129 | 626.884 | 225.1252 | 165.4704 | 109.1564 | 367.0423 | 176.8422 | 92.6874 | 213.3991 | 689.531 | 871.3925 | 689.531 | 7573 | 13 | 10 | 2017-10-12 13:00 | WEEKDAY | 21.5582 | 6.34 | 651.69 | 632.1393 | 358 | 990.1393 | 2958.0567 | 0 | 0 | NA | 98.6%
| 13 | 11 | 2017-11-12 13:00 | 729.7684 | 1090.3101 | 727.2063 | 191.5074 | 889.0462 | 550.6617 | 531.113 | 325.0697 | 909.2397 | 275.3308 | 202.5252 | 179.2557 | 51.1427 | 481.0569 | 729.7684 | 889.0462 | 729.7684 | 7574 | 14 | 10 | 2017-10-12 14:00 | WEEKDAY | 23.9075 | 2.2 | 551.711 | 535.1597 | 0 | 535.1597 | 2588.9846 | 0 | 0 | NA | 86.3%
| 14 | 11 | 2017-11-12 14:00 | 621.2256 | 687.7444 | 786.6349 | 144.0541 | 584.4714 | 347.3457 | 703.59 | 399.2031 | 0 | 173.6728 | 301.2613 | 169.2634 | 76.0761 | 704.8459 | 621.2256 | 584.4714 | 621.2256 | 7575 | 15 | 10 | 2017-10-12 15:00 | WEEKDAY | 29.558 | 2.2 | 732.04 | 710.0788 | 0 | 710.0788 | 2588.9846 | 0 | 0 | NA | 86.3%
| 15 | 11 | 2017-11-12 15:00 | 475.3108 | 508.1341 | 766.8187 | 96.7238 | 1170.1027 | 256.6334 | 383.809 | 286.4246 | 0 | 128.3167 | 570.4342 | 150.4633 | 144.049 | 650.577 | 475.3108 | 1170.1027 | 475.3108 | 7576 | 16 | 10 | 2017-10-12 16:00 | WEEKDAY | 41.0538 | 2.2 | 398.82 | 0 | 0 | 0 | 2588.9846 | 0 | 0 | NA | 86.3%
| 16 | 11 | 2017-11-12 16:00 | 34.2914 | 655.9145 | 565.9892 | 42.4927 | 482.818 | 331.27 | 752.532 | 659.6163 | 0 | 165.635 | 560.7937 | 97.6202 | 141.6146 | 348.7415 | 34.2914 | 482.818 | 34.2914 | 7577 | 17 | 10 | 2017-10-12 17:00 | WEEKDAY | 62.5452 | 17.18 | 783.485 | 759.9805 | 0 | 759.9805 | 2987.8046 | 0 | 0 | NA | 99.59%
| 17 | 11 | 2017-11-12 17:00 | 0 | 1.4082 | 51.7605 | 5.0928 | 36.4515 | 0.71122 | 387.258 | 0 | 0 | 0.35561 | 51.8924 | 7.0445 | 13.1041 | 0 | 0 | 36.4515 | 0 | 7578 | 18 | 10 | 2017-10-12 18:00 | WEEKDAY | 33.7833 | 17.18 | 402.427 | 390.3542 | 0 | 390.3542 | 2987.8046 | 0 | 0 | NA | 99.59%
| 18 | 11 | 2017-11-12 18:00 | 0 | 0 | 0 | 0 | 0 | 0 | 0 | 0 | 0 | 0 | 0 | 0 | 0 | 0 | 0 | 0 | 0 | 7579 | 19 | 10 | 2017-10-12 19:00 | WEEKDAY | 31.9768 | 17.18 | 0 | 0 | 0 | 0 | 2987.8046 | 0 | 0 | NA | 99.59%
| 19 | 11 | 2017-11-12 19:00 | 0 | 0 | 0 | 0 | 0 | 0 | 0 | 0 | 0 | 0 | 0 | 0 | 0 | 0 | 0 | 0 | 0 | 7580 | 20 | 10 | 2017-10-12 20:00 | WEEKDAY | 28.1412 | 18.29 | 0 | 0 | 0 | 0 | 2987.8046 | 2472 | 200 | YES | 99.59%
| 20 | 11 | 2017-11-12 20:00 | 0 | 0 | 0 | 0 | 0 | 0 | 0 | 0 | 0 | 0 | 0 | 0 | 0 | 0 | 0 | 0 | 0 | 7581 | 21 | 10 | 2017-10-12 21:00 | WEEKDAY | 22.2652 | 18.29 | 0 | 0 | 0 | 0 | 2987.8046 | 2472 | 200 | YES | 99.59%
| 21 | 11 | 2017-11-12 21:00 | 0 | 0 | 0 | 0 | 0 | 0 | 0 | 0 | 0 | 0 | 0 | 0 | 0 | 0 | 0 | 0 | 0 | 7582 | 22 | 10 | 2017-10-12 22:00 | WEEKDAY | 21.3383 | 18.29 | 0 | 0 | 0 | 0 | 2987.8046 | 2472 | 200 | YES | 99.59%
| 22 | 11 | 2017-11-12 22:00 | 0 | 0 | 0 | 0 | 0 | 0 | 0 | 0 | 0 | 0 | 0 | 0 | 0 | 0 | 0 | 0 | 0 | 7583 | 23 | 10 | 2017-10-12 23:00 | WEEKDAY | 20.9403 | 2.53 | 0 | 0 | 0 | 0 | 2987.8046 | 0 | 0 | NA | 99.59%
| 23 | 11 | 2017-11-12 23:00 | 0 | 0 | 0 | 0 | 0 | 0 | 0 | 0 | 0 | 0 | 0 | 0 | 0 | 0 | 0 | 0 | 0 | 7584 | 0 | 10 | 2017-10-13 | WEEKDAY | 20.1971 | 2.53 | 0 | 0 | 0 | 0 | 2987.8046 | 0 | 0 | NA | 99.59%
| 0 | 11 | 2017-11-13 | 0 | 0 | 0 | 0 | 0 | 0 | 0 | 0 | 0 | 0 | 0 | 0 | 0 | 0 | 0 | 0 | 0 | 7585 | 1 | 10 | 2017-10-13 01:00 | WEEKDAY | 18.7218 | 2.53 | 0 | 0 | 0 | 0 | 2987.8046 | 0 | 0 | NA | 99.59%
| 1 | 11 | 2017-11-13 01:00 | 0 | 0 | 0 | 0 | 0 | 0 | 0 | 0 | 0 | 0 | 0 | 0 | 0 | 0 | 0 | 0 | 0 | 7586 | 2 | 10 | 2017-10-13 02:00 | WEEKDAY | 18.1234 | 2.53 | 0 | 0 | 0 | 0 | 2987.8046 | 0 | 0 | NA | 99.59%
| 2 | 11 | 2017-11-13 02:00 | 0 | 0 | 0 | 0 | 0 | 0 | 0 | 0 | 0 | 0 | 0 | 0 | 0 | 0 | 0 | 0 | 0 | 7587 | 3 | 10 | 2017-10-13 03:00 | WEEKDAY | 17.6474 | 2.53 | 0 | 0 | 0 | 0 | 2987.8046 | 0 | 0 | NA | 99.59%
| 3 | 11 | 2017-11-13 03:00 | 0 | 0 | 0 | 0 | 0 | 0 | 0 | 0 | 0 | 0 | 0 | 0 | 0 | 0 | 0 | 0 | 0 | 7588 | 4 | 10 | 2017-10-13 04:00 | WEEKDAY | 17.5667 | 2.53 | 0 | 0 | 0 | 0 | 2987.8046 | 0 | 0 | NA | 99.59%
| 4 | 11 | 2017-11-13 04:00 | 0 | 0 | 0 | 0 | 0 | 0 | 0 | 0 | 0 | 0 | 0 | 0 | 0 | 0 | 0 | 0 | 0 | 7589 | 5 | 10 | 2017-10-13 05:00 | WEEKDAY | 18.3516 | 2.53 | 0 | 0 | 0 | 0 | 2987.8046 | 0 | 0 | NA | 99.59%
| 5 | 11 | 2017-11-13 05:00 | 0 | 0 | 0 | 0 | 0 | 0 | 0 | 0 | 0 | 0 | 0 | 0 | 0 | 0 | 0 | 0 | 0 | 7590 | 6 | 10 | 2017-10-13 06:00 | WEEKDAY | 19.2117 | 17.57 | 0 | 0 | 0 | 0 | 2987.8046 | 2472 | 200 | YES | 99.59%
| 6 | 11 | 2017-11-13 06:00 | 2.4358 | 0 | 0 | 0 | 0 | 0 | 0 | 0 | 0 | 0 | 0 | 0 | 0 | 0 | 2.4358 | 0 | 2.4358 | 7591 | 7 | 10 | 2017-10-13 07:00 | WEEKDAY | 19.5263 | 17.57 | 0 | 0 | 0 | 0 | 2987.8046 | 2472 | 200 | YES | 99.59%
| 7 | 11 | 2017-11-13 07:00 | 239.9212 | 0 | 32.8649 | 22.6484 | 42.4804 | 0 | 0 | 72.6224 | 0 | 0 | 77.3132 | 13.0403 | 19.5235 | 0 | 239.9212 | 42.4804 | 239.9212 | 7592 | 8 | 10 | 2017-10-13 08:00 | WEEKDAY | 19.5263 | 17.57 | 0 | 0 | 0 | 0 | 2987.8046 | 2472 | 200 | YES | 99.59%
| 8 | 11 | 2017-11-13 08:00 | 261.6955 | 127.9848 | 578.5369 | 79.812 | 188.8314 | 64.6388 | 606.177 | 1239.1784 | 0 | 32.3194 | 294.146 | 125.8028 | 74.2793 | 674.7179 | 261.6955 | 188.8314 | 261.6955 | 7593 | 9 | 10 | 2017-10-13 09:00 | WEEKDAY | 19.4956 | 6.34 | 630.113 | 611.2096 | 379 | 990.2096 | 2987.8046 | 0 | 0 | NA | 99.59%
| 9 | 11 | 2017-11-13 09:00 | 171.8546 | 1472.3914 | 794.873 | 131.2732 | 209.6839 | 743.632 | 787.38 | 1261.9868 | 855.2808 | 371.816 | 110.5948 | 171.4076 | 27.928 | 720.7096 | 171.8546 | 209.6839 | 171.8546 | 7594 | 10 | 10 | 2017-10-13 10:00 | WEEKDAY | 20.9264 | 6.34 | 820.244 | 795.6367 | 0 | 795.6367 | 2597.0829 | 0 | 0 | NA | 86.57%
| 10 | 11 | 2017-11-13 10:00 | 536.4963 | 1626.8915 | 814.1018 | 174.6602 | 302.6891 | 821.6624 | 550.517 | 1390.8878 | 781.4107 | 410.8312 | 412.5122 | 173.2737 | 104.1698 | 669.8805 | 536.4963 | 302.6891 | 536.4963 | 7595 | 11 | 10 | 2017-10-13 11:00 | WEEKDAY | 21.6055 | 6.34 | 571.923 | 554.7653 | 0 | 554.7653 | 2597.0829 | 0 | 0 | NA | 86.57%
| 11 | 11 | 2017-11-13 11:00 | 461.4 | 1535.2199 | 736.5595 | 212.1647 | 845.8248 | 775.3636 | 722.694 | 1368.8341 | 730.7611 | 387.6818 | 611.7534 | 174.2045 | 154.4832 | 561.5945 | 461.4 | 845.8248 | 461.4 | 7596 | 12 | 10 | 2017-10-13 12:00 | WEEKDAY | 27.9909 | 6.34 | 752.056 | 729.4943 | 0 | 729.4943 | 2597.0829 | 0 | 0 | NA | 86.57%
| 12 | 11 | 2017-11-13 12:00 | 484.7091 | 1505.2205 | 689.7429 | 447.1032 | 843.2844 | 760.2124 | 466.632 | 1205.1712 | 674.2683 | 380.1062 | 451.2318 | 169.7053 | 113.9474 | 639.3913 | 484.7091 | 843.2844 | 484.7091 | 7597 | 13 | 10 | 2017-10-13 13:00 | WEEKDAY | 31.9351 | 6.34 | 484.594 | 470.0562 | 0 | 470.0562 | 2597.0829 | 0 | 0 | NA | 86.57%
| 13 | 11 | 2017-11-13 13:00 | 574.9003 | 1538.8972 | 726.0457 | 415.2719 | 725.2264 | 777.2208 | 692.834 | 1296.3201 | 678.4306 | 388.6104 | 294.7038 | 174.7996 | 74.4202 | 685.2316 | 574.9003 | 725.2264 | 574.9003 | 7598 | 14 | 10 | 2017-10-13 14:00 | WEEKDAY | 34.2259 | 2.2 | 720.649 | 699.0295 | 0 | 699.0295 | 2597.0829 | 0 | 0 | NA | 86.57%
| 14 | 11 | 2017-11-13 14:00 | 552.1187 | 1583.9675 | 770.0743 | 320.906 | 500.7405 | 799.9836 | 737.396 | 741.8926 | 733.2928 | 399.9918 | 274.6753 | 176.5841 | 69.3624 | 724.702 | 552.1187 | 500.7405 | 552.1187 | 7599 | 15 | 10 | 2017-10-13 15:00 | WEEKDAY | 39.9516 | 2.2 | 767.447 | 744.4236 | 0 | 744.4236 | 2597.0829 | 0 | 0 | NA | 86.57%
| 15 | 11 | 2017-11-13 15:00 | 160.771 | 1529.3452 | 697.5853 | 105.7335 | 274.1635 | 772.3966 | 761.389 | 576.1929 | 780.7375 | 386.1983 | 204.3267 | 161.5075 | 51.5977 | 672.1418 | 160.771 | 274.1635 | 160.771 | 7600 | 16 | 10 | 2017-10-13 16:00 | WEEKDAY | 59.2913 | 2.2 | 792.667 | 768.887 | 0 | 768.887 | 2597.0829 | 0 | 0 | NA | 86.57%
| 16 | 11 | 2017-11-13 16:00 | 44.1377 | 995.1026 | 365.2725 | 52.9322 | 217.8249 | 502.5771 | 437.763 | 351.9123 | 731.4275 | 251.2885 | 271.4992 | 90.1192 | 68.5604 | 253.2598 | 44.1377 | 217.8249 | 44.1377 | 7601 | 17 | 10 | 2017-10-13 17:00 | WEEKDAY | 41.1262 | 17.18 | 454.641 | 441.0018 | 100 | 541.0018 | 2597.0829 | 0 | 0 | NA | 86.57%
| 17 | 11 | 2017-11-13 17:00 | 0 | 61.9861 | 19.395 | 0 | 58.3614 | 31.3061 | 76.0297 | 0 | 0 | 15.653 | 29.9463 | 3.3446 | 7.5622 | 0 | 0 | 58.3614 | 0 | 7602 | 18 | 10 | 2017-10-13 18:00 | WEEKDAY | 33.9309 | 17.18 | 82.6684 | 0 | 0 | 0 | 2493.9901 | 0 | 0 | NA | 83.13%
| 18 | 11 | 2017-11-13 18:00 | 0 | 0 | 0 | 0 | 0 | 0 | 0 | 0 | 0 | 0 | 0 | 0 | 0 | 0 | 0 | 0 | 0 | 7603 | 19 | 10 | 2017-10-13 19:00 | WEEKDAY | 30.4376 | 17.18 | 0 | 0 | 0 | 0 | 2576.6585 | 0 | 0 | NA | 85.89%
| 19 | 11 | 2017-11-13 19:00 | 0 | 0 | 0 | 0 | 0 | 0 | 0 | 0 | 0 | 0 | 0 | 0 | 0 | 0 | 0 | 0 | 0 | 7604 | 20 | 10 | 2017-10-13 20:00 | WEEKDAY | 27.3284 | 18.29 | 0 | 0 | 0 | 0 | 2576.6585 | 2472 | 200 | YES | 85.89%
| 20 | 11 | 2017-11-13 20:00 | 0 | 0 | 0 | 0 | 0 | 0 | 0 | 0 | 0 | 0 | 0 | 0 | 0 | 0 | 0 | 0 | 0 | 7605 | 21 | 10 | 2017-10-13 21:00 | WEEKDAY | 22.1455 | 18.29 | 0 | 0 | 0 | 0 | 2576.6585 | 2472 | 200 | YES | 85.89%
| 21 | 11 | 2017-11-13 21:00 | 0 | 0 | 0 | 0 | 0 | 0 | 0 | 0 | 0 | 0 | 0 | 0 | 0 | 0 | 0 | 0 | 0 | 7606 | 22 | 10 | 2017-10-13 22:00 | WEEKDAY | 21.3105 | 18.29 | 0 | 0 | 0 | 0 | 2576.6585 | 2472 | 200 | YES | 85.89%
| 22 | 11 | 2017-11-13 22:00 | 0 | 0 | 0 | 0 | 0 | 0 | 0 | 0 | 0 | 0 | 0 | 0 | 0 | 0 | 0 | 0 | 0 | 7607 | 23 | 10 | 2017-10-13 23:00 | WEEKDAY | 20.4086 | 2.53 | 0 | 0 | 0 | 0 | 2576.6585 | 0 | 0 | NA | 85.89%
| 23 | 11 | 2017-11-13 23:00 | 0 | 0 | 0 | 0 | 0 | 0 | 0 | 0 | 0 | 0 | 0 | 0 | 0 | 0 | 0 | 0 | 0 | 7608 | 0 | 10 | 2017-10-14 | WEEKEND | 19.3481 | 2.53 | 0 | 0 | 970 | 970 | 2576.6585 | 0 | 0 | NA | 85.89%
| 0 | 11 | 2017-11-14 | 0 | 0 | 0 | 0 | 0 | 0 | 0 | 0 | 300 | 0 | 0 | 0 | 0 | 0 | 0 | 0 | 0 | 7609 | 1 | 10 | 2017-10-14 01:00 | WEEKEND | 19.6988 | 2.53 | 0 | 0 | 0 | 0 | 1576.6585 | 0 | 0 | NA | 52.56%
| 1 | 11 | 2017-11-14 01:00 | 0 | 0 | 0 | 0 | 0 | 0 | 0 | 0 | 0 | 0 | 0 | 0 | 0 | 0 | 0 | 0 | 0 | 7610 | 2 | 10 | 2017-10-14 02:00 | WEEKEND | 18.9612 | 2.53 | 0 | 0 | 0 | 0 | 1576.6585 | 0 | 0 | NA | 52.56%
| 2 | 11 | 2017-11-14 02:00 | 0 | 0 | 0 | 0 | 0 | 0 | 0 | 0 | 0 | 0 | 0 | 0 | 0 | 0 | 0 | 0 | 0 | 7611 | 3 | 10 | 2017-10-14 03:00 | WEEKEND | 18.1763 | 2.53 | 0 | 0 | 0 | 0 | 1576.6585 | 0 | 0 | NA | 52.56%
| 3 | 11 | 2017-11-14 03:00 | 0 | 0 | 0 | 0 | 0 | 0 | 0 | 0 | 0 | 0 | 0 | 0 | 0 | 0 | 0 | 0 | 0 | 7612 | 4 | 10 | 2017-10-14 04:00 | WEEKEND | 18.5938 | 2.53 | 0 | 0 | 0 | 0 | 1576.6585 | 0 | 0 | NA | 52.56%
| 4 | 11 | 2017-11-14 04:00 | 0 | 0 | 0 | 0 | 0 | 0 | 0 | 0 | 0 | 0 | 0 | 0 | 0 | 0 | 0 | 0 | 0 | 7613 | 5 | 10 | 2017-10-14 05:00 | WEEKEND | 18.5075 | 2.53 | 0 | 0 | 0 | 0 | 1576.6585 | 0 | 0 | NA | 52.56%
| 5 | 11 | 2017-11-14 05:00 | 0 | 0 | 0 | 0 | 0 | 0 | 0 | 0 | 0 | 0 | 0 | 0 | 0 | 0 | 0 | 0 | 0 | 7614 | 6 | 10 | 2017-10-14 06:00 | WEEKEND | 18.7775 | 2.53 | 0 | 0 | 0 | 0 | 1576.6585 | 0 | 0 | NA | 52.56%
| 6 | 11 | 2017-11-14 06:00 | 25.0595 | 0 | 0 | 0 | 0 | 0 | 0 | 0 | 0 | 0 | 0 | 0 | 0 | 0 | 25.0595 | 0 | 25.0595 | 7615 | 7 | 10 | 2017-10-14 07:00 | WEEKEND | 18.8944 | 2.53 | 0 | 0 | 0 | 0 | 1576.6585 | 0 | 0 | NA | 52.56%
| 7 | 11 | 2017-11-14 07:00 | 465.2875 | 0 | 26.0005 | 17.1218 | 128.9122 | 0 | 0 | 0 | 0 | 0 | 8.5357 | 22.482 | 2.1555 | 0 | 465.2875 | 128.9122 | 465.2875 | 7616 | 8 | 10 | 2017-10-14 08:00 | WEEKEND | 19.1282 | 2.53 | 0 | 0 | 0 | 0 | 1576.6585 | 0 | 0 | NA | 52.56%
| 8 | 11 | 2017-11-14 08:00 | 754.9741 | 1417.8336 | 573.2711 | 48.8186 | 469.7098 | 716.0776 | 574.135 | 276.1883 | 0 | 358.0388 | 65.1118 | 152.3405 | 16.4424 | 598.9211 | 754.9741 | 469.7098 | 754.9741 | 7617 | 9 | 10 | 2017-10-14 09:00 | WEEKEND | 20.0857 | 2.53 | 596.58 | 0 | 0 | 0 | 1576.6585 | 0 | 0 | NA | 52.56%
| 9 | 11 | 2017-11-14 09:00 | 769.0361 | 1627.312 | 802.6274 | 105.9654 | 1076.215 | 821.8747 | 524.911 | 994.7144 | 0 | 410.9374 | 117.3535 | 188.8023 | 29.6347 | 645.3611 | 769.0361 | 1076.215 | 769.0361 | 7618 | 10 | 10 | 2017-10-14 10:00 | WEEKEND | 20.8428 | 2.53 | 545.244 | 0 | 0 | 0 | 2173.2385 | 0 | 0 | NA | 72.44%
| 10 | 11 | 2017-11-14 10:00 | 714.9236 | 1544.3559 | 791.8733 | 222.2383 | 564.9286 | 779.9778 | 258.968 | 1168.5232 | 0 | 389.9889 | 162.1075 | 189.8718 | 40.9362 | 592.9078 | 714.9236 | 564.9286 | 714.9236 | 7619 | 11 | 10 | 2017-10-14 11:00 | WEEKEND | 21.0683 | 2.53 | 270.04 | 0 | 0 | 0 | 2718.4825 | 0 | 0 | NA | 90.62%
| 11 | 11 | 2017-11-14 11:00 | 678.0475 | 1470.1748 | 715.9875 | 503.9264 | 1330.78 | 742.5125 | 688.306 | 855.7854 | 0 | 371.2563 | 203.2923 | 180.7749 | 51.3364 | 340.8482 | 678.0475 | 1330.78 | 678.0475 | 7620 | 12 | 10 | 2017-10-14 12:00 | WEEKEND | 23.1532 | 2.53 | 715.836 | 694.3609 | 0 | 694.3609 | 2988.5225 | 0 | 0 | NA | 99.62%
| 12 | 11 | 2017-11-14 12:00 | 652.4608 | 1430.3526 | 671.1299 | 504.169 | 1331.3732 | 722.4003 | 547.272 | 504.5596 | 0 | 361.2002 | 338.7364 | 174.9934 | 85.5395 | 428.9185 | 652.4608 | 1331.3732 | 652.4608 | 7621 | 13 | 10 | 2017-10-14 13:00 | WEEKEND | 22.5742 | 2.53 | 568.392 | 551.3402 | 0 | 551.3402 | 2988.5225 | 0 | 0 | NA | 99.62%
| 13 | 11 | 2017-11-14 13:00 | 719.0629 | 682.2643 | 735.0247 | 624.4164 | 1375.5159 | 344.5779 | 492.328 | 703.1495 | 150.0183 | 172.289 | 678.6849 | 182.8625 | 171.3851 | 670.1902 | 719.0629 | 1375.5159 | 719.0629 | 7622 | 14 | 10 | 2017-10-14 14:00 | WEEKEND | 22.8191 | 2.53 | 511.168 | 495.833 | 0 | 495.833 | 2988.5225 | 0 | 0 | NA | 99.62%
| 14 | 11 | 2017-11-14 14:00 | 741.6157 | 711.5293 | 730.2254 | 728.2605 | 1493.8315 | 359.3582 | 694.28 | 523.6622 | 71.0123 | 179.6791 | 776.4094 | 188.8443 | 196.063 | 643.1399 | 741.6157 | 1493.8315 | 741.6157 | 7623 | 15 | 10 | 2017-10-14 15:00 | WEEKEND | 24.0327 | 2.53 | 721.987 | 700.3274 | 0 | 700.3274 | 2988.5225 | 0 | 0 | NA | 99.62%
| 15 | 11 | 2017-11-14 15:00 | 247.1558 | 442.7662 | 759.9459 | 104.2192 | 1353.6584 | 223.6193 | 698.291 | 154.1578 | 71.9747 | 111.8097 | 746.8235 | 181.469 | 188.5918 | 600.2426 | 247.1558 | 1353.6584 | 247.1558 | 7624 | 16 | 10 | 2017-10-14 16:00 | WEEKEND | 28.5337 | 2.53 | 726.075 | 704.2928 | 0 | 704.2928 | 2988.5225 | 0 | 0 | NA | 99.62%
| 16 | 11 | 2017-11-14 16:00 | 50.4667 | 215.7551 | 502.179 | 132.8493 | 913.9981 | 108.9672 | 646.078 | 625.7665 | 206.1977 | 54.4836 | 526.8223 | 117.1026 | 133.0359 | 93.6776 | 50.4667 | 913.9981 | 50.4667 | 7625 | 17 | 10 | 2017-10-14 17:00 | WEEKEND | 30.3875 | 2.53 | 671.42 | 651.2774 | 0 | 651.2774 | 2988.5225 | 0 | 0 | NA | 99.62%
| 17 | 11 | 2017-11-14 17:00 | 0 | 38.3742 | 41.314 | 5.9078 | 80.798 | 19.3809 | 135.998 | 0.83443 | 0 | 9.6905 | 48.0038 | 7.5423 | 12.1222 | 0 | 0 | 80.798 | 0 | 7626 | 18 | 10 | 2017-10-14 18:00 | WEEKEND | 30.5239 | 2.53 | 143.906 | 139.5888 | 0 | 139.5888 | 2988.5225 | 0 | 0 | NA | 99.62%
| 18 | 11 | 2017-11-14 18:00 | 0 | 0 | 0 | 0 | 0 | 0 | 0 | 0 | 0 | 0 | 0 | 0 | 0 | 0 | 0 | 0 | 0 | 7627 | 19 | 10 | 2017-10-14 19:00 | WEEKEND | 29.7612 | 2.53 | 0 | 0 | 0 | 0 | 2988.5225 | 0 | 0 | NA | 99.62%
| 19 | 11 | 2017-11-14 19:00 | 0 | 0 | 0 | 0 | 0 | 0 | 0 | 0 | 0 | 0 | 0 | 0 | 0 | 0 | 0 | 0 | 0 | 7628 | 20 | 10 | 2017-10-14 20:00 | WEEKEND | 27.0556 | 2.53 | 0 | 0 | 0 | 0 | 2988.5225 | 0 | 0 | NA | 99.62%
| 20 | 11 | 2017-11-14 20:00 | 0 | 0 | 0 | 0 | 0 | 0 | 0 | 0 | 0 | 0 | 0 | 0 | 0 | 0 | 0 | 0 | 0 | 7629 | 21 | 10 | 2017-10-14 21:00 | WEEKEND | 21.8477 | 2.53 | 0 | 0 | 0 | 0 | 2988.5225 | 0 | 0 | NA | 99.62%
| 21 | 11 | 2017-11-14 21:00 | 0 | 0 | 0 | 0 | 0 | 0 | 0 | 0 | 0 | 0 | 0 | 0 | 0 | 0 | 0 | 0 | 0 | 7630 | 22 | 10 | 2017-10-14 22:00 | WEEKEND | 22.2402 | 2.53 | 0 | 0 | 0 | 0 | 2988.5225 | 0 | 0 | NA | 99.62%
| 22 | 11 | 2017-11-14 22:00 | 0 | 0 | 0 | 0 | 0 | 0 | 0 | 0 | 0 | 0 | 0 | 0 | 0 | 0 | 0 | 0 | 0 | 7631 | 23 | 10 | 2017-10-14 23:00 | WEEKEND | 21.3634 | 2.53 | 0 | 0 | 0 | 0 | 2988.5225 | 0 | 0 | NA | 99.62%
| 23 | 11 | 2017-11-14 23:00 | 0 | 0 | 0 | 0 | 0 | 0 | 0 | 0 | 0 | 0 | 0 | 0 | 0 | 0 | 0 | 0 | 0 | 7632 | 0 | 10 | 2017-10-15 | WEEKEND | 21.4329 | 2.53 | 0 | 0 | 0 | 0 | 2988.5225 | 0 | 0 | NA | 99.62%
| 0 | 11 | 2017-11-15 | 0 | 0 | 0 | 0 | 0 | 0 | 0 | 0 | 0 | 0 | 0 | 0 | 0 | 0 | 0 | 0 | 0 | 7633 | 1 | 10 | 2017-10-15 01:00 | WEEKEND | 21.5137 | 2.53 | 0 | 0 | 0 | 0 | 2988.5225 | 0 | 0 | NA | 99.62%
| 1 | 11 | 2017-11-15 01:00 | 0 | 0 | 0 | 0 | 0 | 0 | 0 | 0 | 0 | 0 | 0 | 0 | 0 | 0 | 0 | 0 | 0 | 7634 | 2 | 10 | 2017-10-15 02:00 | WEEKEND | 21.2604 | 2.53 | 0 | 0 | 0 | 0 | 2988.5225 | 0 | 0 | NA | 99.62%
| 2 | 11 | 2017-11-15 02:00 | 0 | 0 | 0 | 0 | 0 | 0 | 0 | 0 | 0 | 0 | 0 | 0 | 0 | 0 | 0 | 0 | 0 | 7635 | 3 | 10 | 2017-10-15 03:00 | WEEKEND | 20.5534 | 2.53 | 0 | 0 | 0 | 0 | 2988.5225 | 0 | 0 | NA | 99.62%
| 3 | 11 | 2017-11-15 03:00 | 0 | 0 | 0 | 0 | 0 | 0 | 0 | 0 | 0 | 0 | 0 | 0 | 0 | 0 | 0 | 0 | 0 | 7636 | 4 | 10 | 2017-10-15 04:00 | WEEKEND | 19.2479 | 2.53 | 0 | 0 | 0 | 0 | 2988.5225 | 0 | 0 | NA | 99.62%
| 4 | 11 | 2017-11-15 04:00 | 0 | 0 | 0 | 0 | 0 | 0 | 0 | 0 | 0 | 0 | 0 | 0 | 0 | 0 | 0 | 0 | 0 | 7637 | 5 | 10 | 2017-10-15 05:00 | WEEKEND | 18.6077 | 2.53 | 0 | 0 | 0 | 0 | 2988.5225 | 0 | 0 | NA | 99.62%
| 5 | 11 | 2017-11-15 05:00 | 0 | 0 | 0 | 0 | 0 | 0 | 0 | 0 | 0 | 0 | 0 | 0 | 0 | 0 | 0 | 0 | 0 | 7638 | 6 | 10 | 2017-10-15 06:00 | WEEKEND | 18.1846 | 2.53 | 0 | 0 | 0 | 0 | 2988.5225 | 0 | 0 | NA | 99.62%
| 6 | 11 | 2017-11-15 06:00 | 0 | 0 | 0 | 0 | 0 | 0 | 0 | 0 | 0 | 0 | 0 | 0 | 0 | 0 | 0 | 0 | 0 | 7639 | 7 | 10 | 2017-10-15 07:00 | WEEKEND | 18.0844 | 2.53 | 0 | 0 | 0 | 0 | 2988.5225 | 0 | 0 | NA | 99.62%
| 7 | 11 | 2017-11-15 07:00 | 22.9395 | 0 | 11.5562 | 13.0328 | 52.3088 | 0 | 0 | 0 | 0 | 0 | 38.845 | 19.7913 | 9.8093 | 0 | 22.9395 | 52.3088 | 22.9395 | 7640 | 8 | 10 | 2017-10-15 08:00 | WEEKEND | 18.5966 | 2.53 | 0 | 0 | 0 | 0 | 2988.5225 | 0 | 0 | NA | 99.62%
| 8 | 11 | 2017-11-15 08:00 | 54.404 | 63.285 | 362.7825 | 56.7129 | 641.5734 | 31.9621 | 297.296 | 541.0191 | 0 | 15.9811 | 68.1961 | 151.5706 | 17.2212 | 645.1821 | 54.404 | 641.5734 | 54.404 | 7641 | 9 | 10 | 2017-10-15 09:00 | WEEKEND | 19.7489 | 2.53 | 309.544 | 300.2577 | 0 | 300.2577 | 2988.5225 | 0 | 0 | NA | 99.62%
| 9 | 11 | 2017-11-15 09:00 | 85.2931 | 118.9608 | 420.1356 | 102.6692 | 1250.3465 | 60.0812 | 316.822 | 113.1076 | 55.3915 | 30.0406 | 119.3748 | 187.9685 | 30.1452 | 691.7807 | 85.2931 | 1250.3465 | 85.2931 | 7642 | 10 | 10 | 2017-10-15 10:00 | WEEKEND | 20.378 | 2.53 | 329.64 | 319.7508 | 0 | 319.7508 | 2988.5225 | 0 | 0 | NA | 99.62%
| 10 | 11 | 2017-11-15 10:00 | 116.5858 | 167.9287 | 142.2899 | 143.7351 | 1068.3047 | 84.8125 | 572.721 | 1131.171 | 99.2271 | 42.4062 | 163.6152 | 186.1759 | 41.317 | 717.3635 | 116.5858 | 1068.3047 | 116.5858 | 7643 | 11 | 10 | 2017-10-15 11:00 | WEEKEND | 21.2938 | 2.53 | 594.975 | 577.1258 | 0 | 577.1258 | 2988.5225 | 0 | 0 | NA | 99.62%
| 11 | 11 | 2017-11-15 11:00 | 134.2582 | 222.3209 | 109.6766 | 178.3173 | 1401.2159 | 112.2833 | 682.993 | 1418.7874 | 97.1057 | 56.1416 | 497.8415 | 169.1889 | 125.7176 | 671.7647 | 134.2582 | 1401.2159 | 134.2582 | 7644 | 12 | 10 | 2017-10-15 12:00 | WEEKEND | 21.6139 | 2.53 | 710.256 | 688.9483 | 0 | 688.9483 | 2988.5225 | 0 | 0 | NA | 99.62%
| 12 | 11 | 2017-11-15 12:00 | 121.0026 | 238.4826 | 344.4218 | 186.5369 | 1419.0111 | 120.4458 | 514.32 | 1153.4731 | 0 | 60.2229 | 515.1052 | 172.532 | 130.0771 | 665.4043 | 121.0026 | 1419.0111 | 121.0026 | 7645 | 13 | 10 | 2017-10-15 13:00 | WEEKEND | 28.3806 | 2.53 | 534.078 | 518.0557 | 0 | 518.0557 | 2988.5225 | 0 | 0 | NA | 99.62%
| 13 | 11 | 2017-11-15 13:00 | 90.7528 | 217.3844 | 181.1019 | 163.3936 | 1325.5233 | 109.7901 | 658.085 | 1463.2355 | 105.1626 | 54.8951 | 734.0564 | 176.7315 | 185.3678 | 705.5424 | 90.7528 | 1325.5233 | 90.7528 | 7646 | 14 | 10 | 2017-10-15 14:00 | WEEKEND | 21.7224 | 2.53 | 684.112 | 663.5886 | 0 | 663.5886 | 2988.5225 | 0 | 0 | NA | 99.62%
| 14 | 11 | 2017-11-15 14:00 | 121.8539 | 154.1761 | 78.6082 | 122.3604 | 1284.2827 | 77.8667 | 381.366 | 1491.4428 | 54.1875 | 38.9334 | 782.8724 | 187.7618 | 197.6951 | 739.2402 | 121.8539 | 1284.2827 | 121.8539 | 7647 | 15 | 10 | 2017-10-15 15:00 | WEEKEND | 21.6055 | 2.53 | 396.155 | 384.2703 | 0 | 384.2703 | 2988.5225 | 0 | 0 | NA | 99.62%
| 15 | 11 | 2017-11-15 15:00 | 61.7906 | 99.5369 | 122.3325 | 81.0477 | 1165.7522 | 50.2712 | 97.7211 | 1445.5047 | 13.0349 | 25.1356 | 705.148 | 178.6665 | 178.0677 | 699.7122 | 61.7906 | 1165.7522 | 61.7906 | 7648 | 16 | 10 | 2017-10-15 16:00 | WEEKEND | 21.6918 | 2.53 | 104.767 | 101.624 | 0 | 101.624 | 2988.5225 | 0 | 0 | NA | 99.62%
| 16 | 11 | 2017-11-15 16:00 | 10.8515 | 54.3661 | 85.7166 | 37.3007 | 844.8695 | 27.4576 | 36.3717 | 850.7762 | 4.2225 | 13.7288 | 535.3834 | 117.0473 | 135.1978 | 328.0771 | 10.8515 | 844.8695 | 10.8515 | 7649 | 17 | 10 | 2017-10-15 17:00 | WEEKEND | 21.6668 | 2.53 | 42.2019 | 40.9358 | 0 | 40.9358 | 2988.5225 | 0 | 0 | NA | 99.62%
| 17 | 11 | 2017-11-15 17:00 | 0 | 0 | 38.0045 | 0 | 66.0156 | 0 | 3.8549 | 0 | 0 | 0 | 48.6672 | 7.1303 | 12.2897 | 0 | 0 | 66.0156 | 0 | 7650 | 18 | 10 | 2017-10-15 18:00 | WEEKEND | 22.1288 | 2.53 | 9.0501 | 0 | 0 | 0 | 2988.5225 | 0 | 0 | NA | 99.62%
| 18 | 11 | 2017-11-15 18:00 | 0 | 0 | 0 | 0 | 0 | 0 | 0 | 0 | 0 | 0 | 0 | 0 | 0 | 0 | 0 | 0 | 0 | 7651 | 19 | 10 | 2017-10-15 19:00 | WEEKEND | 22.2986 | 2.53 | 0 | 0 | 0 | 0 | 2997.5726 | 0 | 0 | NA | 99.92%
| 19 | 11 | 2017-11-15 19:00 | 0 | 0 | 0 | 0 | 0 | 0 | 0 | 0 | 0 | 0 | 0 | 0 | 0 | 0 | 0 | 0 | 0 | 7652 | 20 | 10 | 2017-10-15 20:00 | WEEKEND | 23.5484 | 2.53 | 0 | 0 | 0 | 0 | 2997.5726 | 0 | 0 | NA | 99.92%
| 20 | 11 | 2017-11-15 20:00 | 0 | 0 | 0 | 0 | 0 | 0 | 0 | 0 | 0 | 0 | 0 | 0 | 0 | 0 | 0 | 0 | 0 | 7653 | 21 | 10 | 2017-10-15 21:00 | WEEKEND | 22.1789 | 2.53 | 0 | 0 | 0 | 0 | 2997.5726 | 0 | 0 | NA | 99.92%
| 21 | 11 | 2017-11-15 21:00 | 0 | 0 | 0 | 0 | 0 | 0 | 0 | 0 | 0 | 0 | 0 | 0 | 0 | 0 | 0 | 0 | 0 | 7654 | 22 | 10 | 2017-10-15 22:00 | WEEKEND | 21.0433 | 2.53 | 0 | 0 | 0 | 0 | 2997.5726 | 0 | 0 | NA | 99.92%
| 22 | 11 | 2017-11-15 22:00 | 0 | 0 | 0 | 0 | 0 | 0 | 0 | 0 | 0 | 0 | 0 | 0 | 0 | 0 | 0 | 0 | 0 | 7655 | 23 | 10 | 2017-10-15 23:00 | WEEKEND | 20.7705 | 2.53 | 0 | 0 | 0 | 0 | 2997.5726 | 0 | 0 | NA | 99.92%
| 23 | 11 | 2017-11-15 23:00 | 0 | 0 | 0 | 0 | 0 | 0 | 0 | 0 | 0 | 0 | 0 | 0 | 0 | 0 | 0 | 0 | 0 | 7656 | 0 | 10 | 2017-10-16 | WEEKDAY | 20.2221 | 2.53 | 0 | 0 | 0 | 0 | 2997.5726 | 0 | 0 | NA | 99.92%
| 0 | 11 | 2017-11-16 | 0 | 0 | 0 | 0 | 0 | 0 | 0 | 0 | 0 | 0 | 0 | 0 | 0 | 0 | 0 | 0 | 0 | 7657 | 1 | 10 | 2017-10-16 01:00 | WEEKDAY | 19.6849 | 2.53 | 0 | 0 | 0 | 0 | 2997.5726 | 0 | 0 | NA | 99.92%
| 1 | 11 | 2017-11-16 01:00 | 0 | 0 | 0 | 0 | 0 | 0 | 0 | 0 | 0 | 0 | 0 | 0 | 0 | 0 | 0 | 0 | 0 | 7658 | 2 | 10 | 2017-10-16 02:00 | WEEKDAY | 18.9 | 2.53 | 0 | 0 | 0 | 0 | 2997.5726 | 0 | 0 | NA | 99.92%
| 2 | 11 | 2017-11-16 02:00 | 0 | 0 | 0 | 0 | 0 | 0 | 0 | 0 | 0 | 0 | 0 | 0 | 0 | 0 | 0 | 0 | 0 | 7659 | 3 | 10 | 2017-10-16 03:00 | WEEKDAY | 18.5548 | 2.53 | 0 | 0 | 0 | 0 | 2997.5726 | 0 | 0 | NA | 99.92%
| 3 | 11 | 2017-11-16 03:00 | 0 | 0 | 0 | 0 | 0 | 0 | 0 | 0 | 0 | 0 | 0 | 0 | 0 | 0 | 0 | 0 | 0 | 7660 | 4 | 10 | 2017-10-16 04:00 | WEEKDAY | 18.4463 | 2.53 | 0 | 0 | 0 | 0 | 2997.5726 | 0 | 0 | NA | 99.92%
| 4 | 11 | 2017-11-16 04:00 | 0 | 0 | 0 | 0 | 0 | 0 | 0 | 0 | 0 | 0 | 0 | 0 | 0 | 0 | 0 | 0 | 0 | 7661 | 5 | 10 | 2017-10-16 05:00 | WEEKDAY | 18.5771 | 2.53 | 0 | 0 | 0 | 0 | 2997.5726 | 0 | 0 | NA | 99.92%
| 5 | 11 | 2017-11-16 05:00 | 0 | 0 | 0 | 0 | 0 | 0 | 0 | 0 | 0 | 0 | 0 | 0 | 0 | 0 | 0 | 0 | 0 | 7662 | 6 | 10 | 2017-10-16 06:00 | WEEKDAY | 19.0586 | 17.57 | 0 | 0 | 0 | 0 | 2997.5726 | 2472 | 200 | YES | 99.92%
| 6 | 11 | 2017-11-16 06:00 | 13.0508 | 0 | 0 | 0 | 0 | 0 | 0 | 0 | 0 | 0 | 0 | 0 | 0 | 0 | 13.0508 | 0 | 13.0508 | 7663 | 7 | 10 | 2017-10-16 07:00 | WEEKDAY | 20.4754 | 17.57 | 0 | 0 | 0 | 0 | 2997.5726 | 2472 | 200 | YES | 99.92%
| 7 | 11 | 2017-11-16 07:00 | 316.2276 | 0 | 23.2154 | 72.4511 | 233.4133 | 0 | 0 | 0 | 0 | 0 | 74.684 | 19.7368 | 18.8596 | 0 | 316.2276 | 233.4133 | 316.2276 | 7664 | 8 | 10 | 2017-10-16 08:00 | WEEKDAY | 20.2527 | 17.57 | 0 | 0 | 0 | 0 | 2997.5726 | 2472 | 200 | YES | 99.92%
| 8 | 11 | 2017-11-16 08:00 | 746.5818 | 91.7074 | 559.0534 | 466.4493 | 662.1901 | 46.3169 | 596.69 | 1458.9835 | 338.0353 | 23.1584 | 611.8577 | 135.1805 | 154.5095 | 679.6438 | 746.5818 | 662.1901 | 746.5818 | 7665 | 9 | 10 | 2017-10-16 09:00 | WEEKDAY | 20.0412 | 6.34 | 620.231 | 601.6241 | 0 | 601.6241 | 2997.5726 | 0 | 0 | NA | 99.92%
| 9 | 11 | 2017-11-16 09:00 | 668.1176 | 253.1681 | 810.6876 | 131.1793 | 779.6443 | 127.8627 | 791.874 | 1532.7948 | 734.7401 | 63.9313 | 776.4204 | 191.0845 | 196.0658 | 729.5454 | 668.1176 | 779.6443 | 668.1176 | 7666 | 10 | 10 | 2017-10-16 10:00 | WEEKDAY | 20.5979 | 6.34 | 825.043 | 800.2917 | 0 | 800.2917 | 2997.5726 | 0 | 0 | NA | 99.92%
| 10 | 11 | 2017-11-16 10:00 | 490.167 | 621.1702 | 794.0937 | 392.6076 | 1348.5296 | 313.7223 | 172.193 | 1539.5153 | 778.1864 | 156.8612 | 351.9607 | 188.4461 | 88.879 | 715.7836 | 490.167 | 1348.5296 | 490.167 | 7667 | 11 | 10 | 2017-10-16 11:00 | WEEKDAY | 21.0683 | 6.34 | 181.068 | 175.636 | 0 | 175.636 | 2997.5726 | 0 | 0 | NA | 99.92%
| 11 | 11 | 2017-11-16 11:00 | 571.8613 | 802.8107 | 723.3215 | 379.4858 | 1386.5167 | 405.46 | 223.995 | 1476.1672 | 718.026 | 202.73 | 596.4799 | 167.8686 | 150.6262 | 694.5866 | 571.8613 | 1386.5167 | 571.8613 | 7668 | 12 | 10 | 2017-10-16 12:00 | WEEKDAY | 21.2715 | 6.34 | 234.196 | 227.1701 | 0 | 227.1701 | 2997.5726 | 0 | 0 | NA | 99.92%
| 12 | 11 | 2017-11-16 12:00 | 699.5853 | 1397.8685 | 663.216 | 404.2949 | 1218.017 | 705.9942 | 250.92 | 1432.7227 | 665.8972 | 352.9971 | 706.4698 | 164.0276 | 178.4015 | 670.5732 | 699.5853 | 1218.017 | 699.5853 | 7669 | 13 | 10 | 2017-10-16 13:00 | WEEKDAY | 21.6723 | 6.34 | 261.857 | 254.0013 | 0 | 254.0013 | 2997.5726 | 0 | 0 | NA | 99.92%
| 13 | 11 | 2017-11-16 13:00 | 703.0541 | 1073.381 | 704.4346 | 565.9621 | 1437.7488 | 542.1116 | 308.029 | 1483.1866 | 671.4379 | 271.0558 | 734.78 | 178.6851 | 185.5505 | 696.5894 | 703.0541 | 1437.7488 | 703.0541 | 7670 | 14 | 10 | 2017-10-16 14:00 | WEEKDAY | 22.0565 | 2.2 | 320.647 | 311.0276 | 0 | 311.0276 | 2997.5726 | 0 | 0 | NA | 99.92%
| 14 | 11 | 2017-11-16 14:00 | 667.1141 | 259.4339 | 781.0763 | 674.0698 | 1119.3941 | 131.0272 | 202.697 | 1540.9756 | 726.4757 | 65.5136 | 767.417 | 183.8985 | 193.7922 | 742.8633 | 667.1141 | 1119.3941 | 667.1141 | 7671 | 15 | 10 | 2017-10-16 15:00 | WEEKDAY | 22.5631 | 2.2 | 212.331 | 205.9611 | 650 | 855.9611 | 2997.5726 | 0 | 0 | NA | 99.92%
| 15 | 11 | 2017-11-16 15:00 | 565.4061 | 312.978 | 763.7725 | 621.689 | 1184.9543 | 158.0697 | 99.6983 | 1481.1478 | 989.8756 | 79.0349 | 745.0326 | 173.9135 | 188.1395 | 715.1457 | 565.4061 | 1184.9543 | 565.4061 | 7672 | 16 | 10 | 2017-10-16 16:00 | WEEKDAY | 23.0112 | 2.2 | 106.902 | 0 | 0 | 0 | 2327.4695 | 0 | 0 | NA | 77.58%
| 16 | 11 | 2017-11-16 16:00 | 50.5859 | 150.4811 | 501.5744 | 305.4187 | 267.1356 | 76.0005 | 69.1364 | 826.8504 | 728.2052 | 38.0003 | 522.7493 | 114.2966 | 132.0074 | 344.1019 | 50.5859 | 267.1356 | 50.5859 | 7673 | 17 | 10 | 2017-10-16 17:00 | WEEKDAY | 23.1921 | 17.18 | 75.7134 | 0 | 0 | 0 | 2434.3715 | 0 | 0 | NA | 81.15%
| 17 | 11 | 2017-11-16 17:00 | 0 | 0 | 40.6551 | 16.1341 | 66.1657 | 0 | 12.1243 | 0 | 0 | 0 | 48.1669 | 7.6037 | 12.1634 | 0 | 0 | 66.1657 | 0 | 7674 | 18 | 10 | 2017-10-16 18:00 | WEEKDAY | 23.284 | 17.18 | 17.5845 | 0 | 0 | 0 | 2510.0849 | 0 | 0 | NA | 83.67%
| 18 | 11 | 2017-11-16 18:00 | 0 | 0 | 0 | 0 | 0 | 0 | 0 | 0 | 0 | 0 | 0 | 0 | 0 | 0 | 0 | 0 | 0 | 7675 | 19 | 10 | 2017-10-16 19:00 | WEEKDAY | 25.2964 | 17.18 | 0 | 0 | 0 | 0 | 2527.6694 | 0 | 0 | NA | 84.26%
| 19 | 11 | 2017-11-16 19:00 | 0 | 0 | 0 | 0 | 0 | 0 | 0 | 0 | 0 | 0 | 0 | 0 | 0 | 0 | 0 | 0 | 0 | 7676 | 20 | 10 | 2017-10-16 20:00 | WEEKDAY | 28.8092 | 18.29 | 0 | 0 | 0 | 0 | 2527.6694 | 2472 | 200 | YES | 84.26%
| 20 | 11 | 2017-11-16 20:00 | 0 | 0 | 0 | 0 | 0 | 0 | 0 | 0 | 0 | 0 | 0 | 0 | 0 | 0 | 0 | 0 | 0 | 7677 | 21 | 10 | 2017-10-16 21:00 | WEEKDAY | 22.6243 | 18.29 | 0 | 0 | 0 | 0 | 2527.6694 | 2472 | 200 | YES | 84.26%
| 21 | 11 | 2017-11-16 21:00 | 0 | 0 | 0 | 0 | 0 | 0 | 0 | 0 | 0 | 0 | 0 | 0 | 0 | 0 | 0 | 0 | 0 | 7678 | 22 | 10 | 2017-10-16 22:00 | WEEKDAY | 21.8226 | 18.29 | 0 | 0 | 0 | 0 | 2527.6694 | 2472 | 200 | YES | 84.26%
| 22 | 11 | 2017-11-16 22:00 | 0 | 0 | 0 | 0 | 0 | 0 | 0 | 0 | 0 | 0 | 0 | 0 | 0 | 0 | 0 | 0 | 0 | 7679 | 23 | 10 | 2017-10-16 23:00 | WEEKDAY | 21.5081 | 2.53 | 0 | 0 | 0 | 0 | 2527.6694 | 0 | 0 | NA | 84.26%
| 23 | 11 | 2017-11-16 23:00 | 0 | 0 | 0 | 0 | 0 | 0 | 0 | 0 | 0 | 0 | 0 | 0 | 0 | 0 | 0 | 0 | 0 | 7680 | 0 | 10 | 2017-10-17 | WEEKDAY | 20.7621 | 2.53 | 0 | 0 | 0 | 0 | 2527.6694 | 0 | 0 | NA | 84.26%
| 0 | 11 | 2017-11-17 | 0 | 0 | 0 | 0 | 0 | 0 | 0 | 0 | 0 | 0 | 0 | 0 | 0 | 0 | 0 | 0 | 0 | 7681 | 1 | 10 | 2017-10-17 01:00 | WEEKDAY | 20.4253 | 2.53 | 0 | 0 | 0 | 0 | 2527.6694 | 0 | 0 | NA | 84.26%
| 1 | 11 | 2017-11-17 01:00 | 0 | 0 | 0 | 0 | 0 | 0 | 0 | 0 | 0 | 0 | 0 | 0 | 0 | 0 | 0 | 0 | 0 | 7682 | 2 | 10 | 2017-10-17 02:00 | WEEKDAY | 19.4845 | 2.53 | 0 | 0 | 0 | 0 | 2527.6694 | 0 | 0 | NA | 84.26%
| 2 | 11 | 2017-11-17 02:00 | 0 | 0 | 0 | 0 | 0 | 0 | 0 | 0 | 0 | 0 | 0 | 0 | 0 | 0 | 0 | 0 | 0 | 7683 | 3 | 10 | 2017-10-17 03:00 | WEEKDAY | 18.9946 | 2.53 | 0 | 0 | 0 | 0 | 2527.6694 | 0 | 0 | NA | 84.26%
| 3 | 11 | 2017-11-17 03:00 | 0 | 0 | 0 | 0 | 0 | 0 | 0 | 0 | 0 | 0 | 0 | 0 | 0 | 0 | 0 | 0 | 0 | 7684 | 4 | 10 | 2017-10-17 04:00 | WEEKDAY | 18.6272 | 2.53 | 0 | 0 | 0 | 0 | 2527.6694 | 0 | 0 | NA | 84.26%
| 4 | 11 | 2017-11-17 04:00 | 0 | 0 | 0 | 0 | 0 | 0 | 0 | 0 | 0 | 0 | 0 | 0 | 0 | 0 | 0 | 0 | 0 | 7685 | 5 | 10 | 2017-10-17 05:00 | WEEKDAY | 18.694 | 2.53 | 0 | 0 | 0 | 0 | 2527.6694 | 0 | 0 | NA | 84.26%
| 5 | 11 | 2017-11-17 05:00 | 0 | 0 | 0 | 0 | 0 | 0 | 0 | 0 | 0 | 0 | 0 | 0 | 0 | 0 | 0 | 0 | 0 | 7686 | 6 | 10 | 2017-10-17 06:00 | WEEKDAY | 19.4483 | 17.57 | 0 | 0 | 0 | 0 | 2527.6694 | 2472 | 200 | YES | 84.26%
| 6 | 11 | 2017-11-17 06:00 | 15.3512 | 0 | 0 | 0 | 0 | 0 | 0 | 0 | 0 | 0 | 0 | 0 | 0 | 0 | 15.3512 | 0 | 15.3512 | 7687 | 7 | 10 | 2017-10-17 07:00 | WEEKDAY | 20.2945 | 17.57 | 0 | 0 | 0 | 0 | 2527.6694 | 2472 | 200 | YES | 84.26%
| 7 | 11 | 2017-11-17 07:00 | 435.7701 | 0 | 19.7912 | 10.7717 | 79.8594 | 0 | 0 | 0 | 0 | 0 | 9.0603 | 2.8021 | 2.288 | 0 | 435.7701 | 79.8594 | 435.7701 | 7688 | 8 | 10 | 2017-10-17 08:00 | WEEKDAY | 20.2444 | 17.57 | 0 | 0 | 0 | 0 | 2527.6694 | 2472 | 200 | YES | 84.26%
| 8 | 11 | 2017-11-17 08:00 | 751.6672 | 131.7032 | 549.0291 | 60.1348 | 216.1658 | 66.5168 | 632.674 | 1270.9743 | 340.9152 | 33.2584 | 160.6663 | 17.6588 | 40.5723 | 609.919 | 751.6672 | 216.1658 | 751.6672 | 7689 | 9 | 10 | 2017-10-17 09:00 | WEEKDAY | 19.6933 | 6.34 | 657.9 | 638.163 | 0 | 638.163 | 2527.6694 | 0 | 0 | NA | 84.26%
| 9 | 11 | 2017-11-17 09:00 | 773.656 | 119.3149 | 763.6281 | 105.2094 | 434.2424 | 60.26 | 823.176 | 1588.3796 | 487.3765 | 30.13 | 124.685 | 29.9027 | 31.4861 | 769.9454 | 773.656 | 434.2424 | 773.656 | 7690 | 10 | 10 | 2017-10-17 10:00 | WEEKDAY | 20.712 | 6.34 | 858.041 | 832.2998 | 0 | 832.2998 | 2527.6694 | 0 | 0 | NA | 84.26%
| 10 | 11 | 2017-11-17 10:00 | 666.5875 | 223.2249 | 785.5041 | 143.5392 | 651.3928 | 112.7398 | 817.825 | 1520.9432 | 583.5248 | 56.3699 | 168.7462 | 33.1632 | 42.6127 | 697.7873 | 666.5875 | 651.3928 | 666.5875 | 7691 | 11 | 10 | 2017-10-17 11:00 | WEEKDAY | 21.2576 | 6.34 | 852.33 | 826.7601 | 0 | 826.7601 | 2527.6694 | 0 | 0 | NA | 84.26%
| 11 | 11 | 2017-11-17 11:00 | 633.282 | 222.5104 | 722.8905 | 176.8043 | 569.5157 | 112.379 | 737.458 | 1435.217 | 715.0219 | 56.1895 | 212.3136 | 42.741 | 53.6145 | 676.9057 | 633.282 | 569.5157 | 633.282 | 7692 | 12 | 10 | 2017-10-17 12:00 | WEEKDAY | 21.5053 | 6.34 | 767.49 | 744.4653 | 0 | 744.4653 | 2527.6694 | 0 | 0 | NA | 84.26%
| 12 | 11 | 2017-11-17 12:00 | 639.3952 | 238.3216 | 683.2992 | 184.9279 | 602.274 | 120.3644 | 696.803 | 1381.1431 | 661.8708 | 60.1822 | 336.065 | 140.2489 | 84.8649 | 656.1145 | 639.3952 | 602.274 | 639.3952 | 7693 | 13 | 10 | 2017-10-17 13:00 | WEEKDAY | 21.4775 | 6.34 | 724.771 | 703.0279 | 287 | 990.0279 | 2527.6694 | 0 | 0 | NA | 84.26%
| 13 | 11 | 2017-11-17 13:00 | 708.2935 | 280.3058 | 707.3896 | 194.5842 | 633.1784 | 141.5686 | 730.57 | 1445.5784 | 862.6894 | 70.7843 | 293.4667 | 120.2511 | 74.1078 | 694.9597 | 708.2935 | 633.1784 | 708.2935 | 7694 | 14 | 10 | 2017-10-17 14:00 | WEEKDAY | 22.1483 | 2.2 | 760.336 | 0 | 0 | 0 | 2231.7931 | 0 | 0 | NA | 74.39%
| 14 | 11 | 2017-11-17 14:00 | 631.0165 | 221.3286 | 713.2177 | 286.9608 | 451.2858 | 111.7821 | 780.098 | 1527.0671 | 715.7261 | 55.8911 | 732.7647 | 154.4385 | 185.0416 | 728.1096 | 631.0165 | 451.2858 | 631.0165 | 7695 | 15 | 10 | 2017-10-17 15:00 | WEEKDAY | 23.0752 | 2.2 | 812.436 | 788.0629 | 0 | 788.0629 | 2992.1291 | 0 | 0 | NA | 99.74%
| 15 | 11 | 2017-11-17 15:00 | 551.6972 | 200.4831 | 715.4991 | 276.1044 | 347.113 | 101.2541 | 817.147 | 1411.0961 | 762.1581 | 50.627 | 115.8374 | 38.4203 | 29.2519 | 678.6943 | 551.6972 | 347.113 | 551.6972 | 7696 | 16 | 10 | 2017-10-17 16:00 | WEEKDAY | 23.4148 | 2.2 | 851.509 | 825.9637 | 0 | 825.9637 | 2992.1291 | 0 | 0 | NA | 99.74%
| 16 | 11 | 2017-11-17 16:00 | 53.4808 | 92.3012 | 164.2367 | 118.1716 | 219.1742 | 46.6168 | 779.993 | 807.4185 | 712.9296 | 23.3084 | 64.2622 | 15.1544 | 16.2278 | 327.7816 | 53.4808 | 219.1742 | 53.4808 | 7697 | 17 | 10 | 2017-10-17 17:00 | WEEKDAY | 29.7445 | 17.18 | 812.464 | 788.0901 | 202 | 990.0901 | 2992.1291 | 0 | 0 | NA | 99.74%
| 17 | 11 | 2017-11-17 17:00 | 0 | 0 | 31.1957 | 3.2745 | 17.6052 | 0 | 415.5 | 0 | 0 | 0 | 4.3223 | 0.49592 | 1.0915 | 0 | 0 | 17.6052 | 0 | 7698 | 18 | 10 | 2017-10-17 18:00 | WEEKDAY | 24.03 | 17.18 | 431.735 | 418.783 | 0 | 418.783 | 2783.8817 | 0 | 0 | NA | 92.8%
| 18 | 11 | 2017-11-17 18:00 | 0 | 0 | 0 | 0 | 0 | 0 | 0 | 0 | 0 | 0 | 0 | 0 | 0 | 0 | 0 | 0 | 0 | 7699 | 19 | 10 | 2017-10-17 19:00 | WEEKDAY | 23.4593 | 17.18 | 0 | 0 | 0 | 0 | 2783.8817 | 0 | 0 | NA | 92.8%
| 19 | 11 | 2017-11-17 19:00 | 0 | 0 | 0 | 0 | 0 | 0 | 0 | 0 | 0 | 0 | 0 | 0 | 0 | 0 | 0 | 0 | 0 | 7700 | 20 | 10 | 2017-10-17 20:00 | WEEKDAY | 22.5909 | 18.29 | 0 | 0 | 0 | 0 | 2783.8817 | 2472 | 200 | YES | 92.8%
| 20 | 11 | 2017-11-17 20:00 | 0 | 0 | 0 | 0 | 0 | 0 | 0 | 0 | 0 | 0 | 0 | 0 | 0 | 0 | 0 | 0 | 0 | 7701 | 21 | 10 | 2017-10-17 21:00 | WEEKDAY | 20.8568 | 18.29 | 0 | 0 | 0 | 0 | 2783.8817 | 2472 | 200 | YES | 92.8%
| 21 | 11 | 2017-11-17 21:00 | 0 | 0 | 0 | 0 | 0 | 0 | 0 | 0 | 0 | 0 | 0 | 0 | 0 | 0 | 0 | 0 | 0 | 7702 | 22 | 10 | 2017-10-17 22:00 | WEEKDAY | 19.6543 | 18.29 | 0 | 0 | 0 | 0 | 2783.8817 | 2472 | 200 | YES | 92.8%
| 22 | 11 | 2017-11-17 22:00 | 0 | 0 | 0 | 0 | 0 | 0 | 0 | 0 | 0 | 0 | 0 | 0 | 0 | 0 | 0 | 0 | 0 | 7703 | 23 | 10 | 2017-10-17 23:00 | WEEKDAY | 19.1226 | 2.53 | 0 | 0 | 0 | 0 | 2783.8817 | 0 | 0 | NA | 92.8%
| 23 | 11 | 2017-11-17 23:00 | 0 | 0 | 0 | 0 | 0 | 0 | 0 | 0 | 0 | 0 | 0 | 0 | 0 | 0 | 0 | 0 | 0 | 7704 | 0 | 10 | 2017-10-18 | WEEKDAY | 18.1262 | 2.53 | 0 | 0 | 0 | 0 | 2783.8817 | 0 | 0 | NA | 92.8%
| 0 | 11 | 2017-11-18 | 0 | 0 | 0 | 0 | 0 | 0 | 0 | 0 | 0 | 0 | 0 | 0 | 0 | 0 | 0 | 0 | 0 | 7705 | 1 | 10 | 2017-10-18 01:00 | WEEKDAY | 12.0776 | 2.53 | 0 | 0 | 0 | 0 | 2783.8817 | 0 | 0 | NA | 92.8%
| 1 | 11 | 2017-11-18 01:00 | 0 | 0 | 0 | 0 | 0 | 0 | 0 | 0 | 0 | 0 | 0 | 0 | 0 | 0 | 0 | 0 | 0 | 7706 | 2 | 10 | 2017-10-18 02:00 | WEEKDAY | 1.5087 | 2.53 | 0 | 0 | 0 | 0 | 2783.8817 | 0 | 0 | NA | 92.8%
| 2 | 11 | 2017-11-18 02:00 | 0 | 0 | 0 | 0 | 0 | 0 | 0 | 0 | 0 | 0 | 0 | 0 | 0 | 0 | 0 | 0 | 0 | 7707 | 3 | 10 | 2017-10-18 03:00 | WEEKDAY | 1.2247 | 2.53 | 0 | 0 | 0 | 0 | 2783.8817 | 0 | 0 | NA | 92.8%
| 3 | 11 | 2017-11-18 03:00 | 0 | 0 | 0 | 0 | 0 | 0 | 0 | 0 | 0 | 0 | 0 | 0 | 0 | 0 | 0 | 0 | 0 | 7708 | 4 | 10 | 2017-10-18 04:00 | WEEKDAY | 0.96309 | 2.53 | 0 | 0 | 0 | 0 | 2783.8817 | 0 | 0 | NA | 92.8%
| 4 | 11 | 2017-11-18 04:00 | 0 | 0 | 0 | 0 | 0 | 0 | 0 | 0 | 0 | 0 | 0 | 0 | 0 | 0 | 0 | 0 | 0 | 7709 | 5 | 10 | 2017-10-18 05:00 | WEEKDAY | 14.5605 | 2.53 | 0 | 0 | 0 | 0 | 2783.8817 | 0 | 0 | NA | 92.8%
| 5 | 11 | 2017-11-18 05:00 | 0 | 0 | 0 | 0 | 0 | 0 | 0 | 0 | 0 | 0 | 0 | 0 | 0 | 0 | 0 | 0 | 0 | 7710 | 6 | 10 | 2017-10-18 06:00 | WEEKDAY | 18.4908 | 17.57 | 0 | 0 | 0 | 0 | 2783.8817 | 2472 | 200 | YES | 92.8%
| 6 | 11 | 2017-11-18 06:00 | 12.5891 | 0 | 0 | 0 | 0 | 0 | 0 | 0 | 0 | 0 | 0 | 0 | 0 | 0 | 12.5891 | 0 | 12.5891 | 7711 | 7 | 10 | 2017-10-18 07:00 | WEEKDAY | 20.7621 | 17.57 | 0 | 0 | 0 | 0 | 2783.8817 | 2472 | 200 | YES | 92.8%
| 7 | 11 | 2017-11-18 07:00 | 422.0466 | 0 | 4.7168 | 8.3921 | 40.2534 | 0 | 0 | 0 | 0 | 0 | 68.3596 | 9.2733 | 17.2625 | 0 | 422.0466 | 40.2534 | 422.0466 | 7712 | 8 | 10 | 2017-10-18 08:00 | WEEKDAY | 21.0655 | 17.57 | 0 | 0 | 0 | 0 | 2783.8817 | 2472 | 200 | YES | 92.8%
| 8 | 11 | 2017-11-18 08:00 | 766.5369 | 63.7563 | 317.3588 | 40.9708 | 152.3713 | 32.2002 | 615.695 | 269.0054 | 0 | 16.1001 | 581.0148 | 128.9744 | 146.7209 | 643.3103 | 766.5369 | 152.3713 | 766.5369 | 7713 | 9 | 10 | 2017-10-18 09:00 | WEEKDAY | 20.5116 | 6.34 | 640.226 | 621.0192 | 0 | 621.0192 | 2783.8817 | 0 | 0 | NA | 92.8%
| 9 | 11 | 2017-11-18 09:00 | 790.1527 | 120.2853 | 327.9189 | 78.3099 | 449.7876 | 60.7502 | 823.028 | 624.2335 | 762.6538 | 30.3751 | 759.4864 | 182.7715 | 191.7895 | 680.4381 | 790.1527 | 449.7876 | 790.1527 | 7714 | 10 | 10 | 2017-10-18 10:00 | WEEKDAY | 21.3049 | 6.34 | 858.025 | 832.2842 | 0 | 832.2842 | 2783.8817 | 0 | 0 | NA | 92.8%
| 10 | 11 | 2017-11-18 10:00 | 735.6151 | 169.7313 | 683.0072 | 111.7912 | 361.41 | 85.7229 | 815.867 | 851.3474 | 802.7468 | 42.8614 | 765.496 | 179.497 | 193.3071 | 665.2445 | 735.6151 | 361.41 | 735.6151 | 7715 | 11 | 10 | 2017-10-18 11:00 | WEEKDAY | 21.6723 | 6.34 | 850.424 | 824.9113 | 0 | 824.9113 | 2783.8817 | 0 | 0 | NA | 92.8%
| 11 | 11 | 2017-11-18 11:00 | 695.631 | 238.3391 | 680.8122 | 140.5524 | 447.4393 | 120.3733 | 650.609 | 486.021 | 746.2646 | 60.1867 | 718.0628 | 167.9591 | 181.329 | 629.1439 | 695.631 | 447.4393 | 695.631 | 7716 | 12 | 10 | 2017-10-18 12:00 | WEEKDAY | 21.9479 | 6.34 | 676.615 | 656.3166 | 0 | 656.3166 | 2783.8817 | 0 | 0 | NA | 92.8%
| 12 | 11 | 2017-11-18 12:00 | 710.7446 | 296.337 | 656.164 | 148.4668 | 436.4214 | 149.6652 | 508.843 | 1253.8225 | 689.6215 | 74.8326 | 690.9631 | 161.2982 | 174.4856 | 648.5222 | 710.7446 | 436.4214 | 710.7446 | 7717 | 13 | 10 | 2017-10-18 13:00 | WEEKDAY | 22.4601 | 6.34 | 528.604 | 512.7459 | 0 | 512.7459 | 2783.8817 | 0 | 0 | NA | 92.8%
| 13 | 11 | 2017-11-18 13:00 | 768.5895 | 205.4945 | 703.6669 | 155.2217 | 395.9305 | 103.7851 | 493.578 | 1431.4485 | 689.7233 | 51.8925 | 711.9867 | 133.2461 | 179.7946 | 690.7861 | 768.5895 | 395.9305 | 768.5895 | 7718 | 14 | 10 | 2017-10-18 14:00 | WEEKDAY | 23.1003 | 2.2 | 512.711 | 497.3297 | 0 | 497.3297 | 2783.8817 | 0 | 0 | NA | 92.8%
| 14 | 11 | 2017-11-18 14:00 | 767.0688 | 153.5357 | 744.3243 | 114.9113 | 303.514 | 77.5433 | 300.297 | 1013.0194 | 748.419 | 38.7716 | 746.1997 | 136.6574 | 188.4343 | 688.5907 | 767.0688 | 303.514 | 767.0688 | 7719 | 15 | 10 | 2017-10-18 15:00 | WEEKDAY | 23.0056 | 2.2 | 312.663 | 303.2831 | 0 | 303.2831 | 2783.8817 | 0 | 0 | NA | 92.8%
| 15 | 11 | 2017-11-18 15:00 | 559.5944 | 202.7814 | 676.8522 | 75.95 | 407.2335 | 102.4148 | 159.908 | 527.5196 | 792.3998 | 51.2074 | 725.5956 | 145.7149 | 183.2312 | 626.977 | 559.5944 | 407.2335 | 559.5944 | 7720 | 16 | 10 | 2017-10-18 16:00 | WEEKDAY | 22.8191 | 2.2 | 168.456 | 163.4023 | 500 | 663.4023 | 2783.8817 | 0 | 0 | NA | 92.8%
| 16 | 11 | 2017-11-18 16:00 | 56.4584 | 157.3571 | 523.966 | 33.4139 | 225.152 | 79.4733 | 151.258 | 251.3989 | 990.2926 | 39.7366 | 505.2849 | 105.6236 | 127.5972 | 330.1009 | 56.4584 | 225.152 | 56.4584 | 7721 | 17 | 10 | 2017-10-18 17:00 | WEEKDAY | 23.1392 | 17.18 | 159.61 | 0 | 0 | 0 | 2268.4178 | 0 | 0 | NA | 75.61%
| 17 | 11 | 2017-11-18 17:00 | 0 | 0 | 34.7345 | 0 | 17.5601 | 0 | 157.96 | 0 | 970 | 0 | 43.2295 | 4.7481 | 10.9166 | 0 | 0 | 17.5601 | 0 | 7722 | 18 | 10 | 2017-10-18 18:00 | WEEKDAY | 29.6025 | 17.18 | 166.484 | 0 | 0 | 0 | 2428.0278 | 0 | 0 | NA | 80.93%
| 18 | 11 | 2017-11-18 18:00 | 0 | 0 | 0 | 0 | 0 | 0 | 0 | 0 | 0 | 0 | 0 | 0 | 0 | 0 | 0 | 0 | 0 | 7723 | 19 | 10 | 2017-10-18 19:00 | WEEKDAY | 24.8455 | 17.18 | 0 | 0 | 0 | 0 | 2594.5118 | 0 | 0 | NA | 86.48%
| 19 | 11 | 2017-11-18 19:00 | 0 | 0 | 0 | 0 | 0 | 0 | 0 | 0 | 0 | 0 | 0 | 0 | 0 | 0 | 0 | 0 | 0 | 7724 | 20 | 10 | 2017-10-18 20:00 | WEEKDAY | 21.8032 | 18.29 | 0 | 0 | 0 | 0 | 2594.5118 | 2472 | 200 | YES | 86.48%
| 20 | 11 | 2017-11-18 20:00 | 0 | 0 | 0 | 0 | 0 | 0 | 0 | 0 | 0 | 0 | 0 | 0 | 0 | 0 | 0 | 0 | 0 | 7725 | 21 | 10 | 2017-10-18 21:00 | WEEKDAY | 21.5916 | 18.29 | 0 | 0 | 0 | 0 | 2594.5118 | 2472 | 200 | YES | 86.48%
| 21 | 11 | 2017-11-18 21:00 | 0 | 0 | 0 | 0 | 0 | 0 | 0 | 0 | 0 | 0 | 0 | 0 | 0 | 0 | 0 | 0 | 0 | 7726 | 22 | 10 | 2017-10-18 22:00 | WEEKDAY | 21.0488 | 18.29 | 0 | 0 | 0 | 0 | 2594.5118 | 2472 | 200 | YES | 86.48%
| 22 | 11 | 2017-11-18 22:00 | 0 | 0 | 0 | 0 | 0 | 0 | 0 | 0 | 0 | 0 | 0 | 0 | 0 | 0 | 0 | 0 | 0 | 7727 | 23 | 10 | 2017-10-18 23:00 | WEEKDAY | 19.7517 | 2.53 | 0 | 0 | 0 | 0 | 2594.5118 | 0 | 0 | NA | 86.48%
| 23 | 11 | 2017-11-18 23:00 | 0 | 0 | 0 | 0 | 0 | 0 | 0 | 0 | 0 | 0 | 0 | 0 | 0 | 0 | 0 | 0 | 0 | 7728 | 0 | 10 | 2017-10-19 | WEEKDAY | 14.065 | 2.53 | 0 | 0 | 0 | 0 | 2594.5118 | 0 | 0 | NA | 86.48%
| 0 | 11 | 2017-11-19 | 0 | 0 | 0 | 0 | 0 | 0 | 0 | 0 | 0 | 0 | 0 | 0 | 0 | 0 | 0 | 0 | 0 | 7729 | 1 | 10 | 2017-10-19 01:00 | WEEKDAY | 14.811 | 2.53 | 0 | 0 | 0 | 0 | 2594.5118 | 0 | 0 | NA | 86.48%
| 1 | 11 | 2017-11-19 01:00 | 0 | 0 | 0 | 0 | 0 | 0 | 0 | 0 | 0 | 0 | 0 | 0 | 0 | 0 | 0 | 0 | 0 | 7730 | 2 | 10 | 2017-10-19 02:00 | WEEKDAY | 15.9161 | 2.53 | 0 | 0 | 0 | 0 | 2594.5118 | 0 | 0 | NA | 86.48%
| 2 | 11 | 2017-11-19 02:00 | 0 | 0 | 0 | 0 | 0 | 0 | 0 | 0 | 0 | 0 | 0 | 0 | 0 | 0 | 0 | 0 | 0 | 7731 | 3 | 10 | 2017-10-19 03:00 | WEEKDAY | 16.5117 | 2.53 | 0 | 0 | 0 | 0 | 2594.5118 | 0 | 0 | NA | 86.48%
| 3 | 11 | 2017-11-19 03:00 | 0 | 0 | 0 | 0 | 0 | 0 | 0 | 0 | 0 | 0 | 0 | 0 | 0 | 0 | 0 | 0 | 0 | 7732 | 4 | 10 | 2017-10-19 04:00 | WEEKDAY | 17.5277 | 2.53 | 0 | 0 | 0 | 0 | 2594.5118 | 0 | 0 | NA | 86.48%
| 4 | 11 | 2017-11-19 04:00 | 0 | 0 | 0 | 0 | 0 | 0 | 0 | 0 | 0 | 0 | 0 | 0 | 0 | 0 | 0 | 0 | 0 | 7733 | 5 | 10 | 2017-10-19 05:00 | WEEKDAY | 18.2097 | 2.53 | 0 | 0 | 0 | 0 | 2594.5118 | 0 | 0 | NA | 86.48%
| 5 | 11 | 2017-11-19 05:00 | 0 | 0 | 0 | 0 | 0 | 0 | 0 | 0 | 0 | 0 | 0 | 0 | 0 | 0 | 0 | 0 | 0 | 7734 | 6 | 10 | 2017-10-19 06:00 | WEEKDAY | 16.7789 | 17.57 | 0 | 0 | 0 | 0 | 2594.5118 | 2472 | 200 | YES | 86.48%
| 6 | 11 | 2017-11-19 06:00 | 10.0478 | 0 | 0 | 0 | 0 | 0 | 0 | 0 | 0 | 0 | 0 | 0 | 0 | 0 | 10.0478 | 0 | 10.0478 | 7735 | 7 | 10 | 2017-10-19 07:00 | WEEKDAY | 18.0176 | 17.57 | 0 | 0 | 0 | 0 | 2594.5118 | 2472 | 200 | YES | 86.48%
| 7 | 11 | 2017-11-19 07:00 | 385.4903 | 0 | 12.1885 | 11.6034 | 79.4641 | 0 | 0 | 0 | 0 | 0 | 5.225 | 13.5354 | 1.3194 | 0 | 385.4903 | 79.4641 | 385.4903 | 7736 | 8 | 10 | 2017-10-19 08:00 | WEEKDAY | 19.298 | 17.57 | 0 | 0 | 0 | 0 | 2594.5118 | 2472 | 200 | YES | 86.48%
| 8 | 11 | 2017-11-19 08:00 | 699.2243 | 1364.7198 | 516.4821 | 33.8111 | 135.2398 | 689.2524 | 551.011 | 271.049 | 0 | 344.6262 | 512.0696 | 130.7344 | 129.3105 | 56.3638 | 699.2243 | 135.2398 | 699.2243 | 7737 | 9 | 10 | 2017-10-19 09:00 | WEEKDAY | 19.2284 | 6.34 | 572.525 | 555.3492 | 0 | 555.3492 | 2594.5118 | 0 | 0 | NA | 86.48%
| 9 | 11 | 2017-11-19 09:00 | 757.4355 | 1603.8125 | 757.5347 | 194.6418 | 262.4978 | 810.0063 | 757.128 | 421.6444 | 0 | 405.0032 | 721.3882 | 179.1819 | 182.1687 | 390.074 | 757.4355 | 262.4978 | 757.4355 | 7738 | 10 | 10 | 2017-10-19 10:00 | WEEKDAY | 20.1414 | 6.34 | 788.401 | 764.749 | 0 | 764.749 | 2594.5118 | 0 | 0 | NA | 86.48%
| 10 | 11 | 2017-11-19 10:00 | 626.4698 | 1553.5756 | 758.0533 | 198.6163 | 582.5172 | 784.6341 | 428.093 | 727.6364 | 782.4747 | 392.3171 | 743.9502 | 172.5253 | 187.8662 | 657.2406 | 626.4698 | 582.5172 | 626.4698 | 7739 | 11 | 10 | 2017-10-19 11:00 | WEEKDAY | 20.5645 | 6.34 | 444.72 | 431.3784 | 0 | 431.3784 | 2594.5118 | 0 | 0 | NA | 86.48%
| 11 | 11 | 2017-11-19 11:00 | 644.524 | 1454.187 | 676.1735 | 471.9632 | 652.7195 | 734.4379 | 452.498 | 1234.638 | 725.1332 | 367.2189 | 702.9653 | 164.4705 | 177.5165 | 671.1251 | 644.524 | 652.7195 | 644.524 | 7740 | 12 | 10 | 2017-10-19 12:00 | WEEKDAY | 21.7419 | 6.34 | 470.008 | 455.9078 | 0 | 455.9078 | 2594.5118 | 0 | 0 | NA | 86.48%
| 12 | 11 | 2017-11-19 12:00 | 657.2812 | 1414.2394 | 641.6794 | 625.3088 | 744.2782 | 714.2623 | 417.936 | 1192.8937 | 673.2159 | 357.1312 | 676.5085 | 163.0342 | 170.8355 | 630.5385 | 657.2812 | 744.2782 | 657.2812 | 7741 | 13 | 10 | 2017-10-19 13:00 | WEEKDAY | 25.0877 | 6.34 | 434.158 | 421.1333 | 0 | 421.1333 | 2594.5118 | 0 | 0 | NA | 86.48%
| 13 | 11 | 2017-11-19 13:00 | 756.7371 | 1049.1391 | 641.7673 | 341.9569 | 394.5135 | 529.8682 | 397.324 | 1434.1588 | 674.8707 | 264.9341 | 697.6083 | 166.5071 | 176.1637 | 433.8666 | 756.7371 | 394.5135 | 756.7371 | 7742 | 14 | 10 | 2017-10-19 14:00 | WEEKDAY | 30.1509 | 2.2 | 412.803 | 400.4189 | 590 | 990.4189 | 2594.5118 | 0 | 0 | NA | 86.48%
| 14 | 11 | 2017-11-19 14:00 | 756.1342 | 1463.5304 | 721.5703 | 378.6896 | 319.7641 | 739.1567 | 461.155 | 1483.5008 | 890.0589 | 369.5784 | 724.2429 | 162.2 | 182.8896 | 245.2335 | 756.1342 | 319.7641 | 756.1342 | 7743 | 15 | 10 | 2017-10-19 15:00 | WEEKDAY | 29.6721 | 2.2 | 478.938 | 0 | 0 | 0 | 1986.2644 | 0 | 0 | NA | 66.21%
| 15 | 11 | 2017-11-19 15:00 | 541.9175 | 1306.3156 | 361.5314 | 333.7555 | 209.0395 | 659.7554 | 218.213 | 1322.0085 | 989.6507 | 329.8777 | 685.0452 | 158.5508 | 172.9912 | 406.1433 | 541.9175 | 209.0395 | 541.9175 | 7744 | 16 | 10 | 2017-10-19 16:00 | WEEKDAY | 28.3889 | 2.2 | 228.177 | 0 | 0 | 0 | 2465.2024 | 0 | 0 | NA | 82.17%
| 16 | 11 | 2017-11-19 16:00 | 51.0796 | 960.5935 | 411.8021 | 125.5052 | 120.8116 | 485.1482 | 79.0978 | 726.9595 | 990.4557 | 242.5741 | 437.2739 | 98.7769 | 110.4227 | 259.2142 | 51.0796 | 120.8116 | 51.0796 | 7745 | 17 | 10 | 2017-10-19 17:00 | WEEKDAY | 24.0021 | 17.18 | 85.7992 | 83.2252 | 0 | 83.2252 | 2693.3794 | 0 | 0 | NA | 89.78%
| 17 | 11 | 2017-11-19 17:00 | 0 | 27.0295 | 29.0287 | 3.0869 | 12.8647 | 13.6513 | 0 | 0 | 970 | 6.8256 | 27.8506 | 3.9388 | 7.033 | 0 | 0 | 12.8647 | 0 | 7746 | 18 | 10 | 2017-10-19 18:00 | WEEKDAY | 21.6445 | 17.18 | 0 | 0 | 0 | 0 | 2693.3794 | 0 | 0 | NA | 89.78%
| 18 | 11 | 2017-11-19 18:00 | 0 | 0 | 0 | 0 | 0 | 0 | 0 | 0 | 0 | 0 | 0 | 0 | 0 | 0 | 0 | 0 | 0 | 7747 | 19 | 10 | 2017-10-19 19:00 | WEEKDAY | 22.577 | 17.18 | 0 | 0 | 0 | 0 | 2693.3794 | 0 | 0 | NA | 89.78%
| 19 | 11 | 2017-11-19 19:00 | 0 | 0 | 0 | 0 | 0 | 0 | 0 | 0 | 0 | 0 | 0 | 0 | 0 | 0 | 0 | 0 | 0 | 7748 | 20 | 10 | 2017-10-19 20:00 | WEEKDAY | 22.4712 | 18.29 | 0 | 0 | 0 | 0 | 2693.3794 | 2472 | 200 | YES | 89.78%
| 20 | 11 | 2017-11-19 20:00 | 0 | 0 | 0 | 0 | 0 | 0 | 0 | 0 | 0 | 0 | 0 | 0 | 0 | 0 | 0 | 0 | 0 | 7749 | 21 | 10 | 2017-10-19 21:00 | WEEKDAY | 20.9932 | 18.29 | 0 | 0 | 0 | 0 | 2693.3794 | 2472 | 200 | YES | 89.78%
| 21 | 11 | 2017-11-19 21:00 | 0 | 0 | 0 | 0 | 0 | 0 | 0 | 0 | 0 | 0 | 0 | 0 | 0 | 0 | 0 | 0 | 0 | 7750 | 22 | 10 | 2017-10-19 22:00 | WEEKDAY | 19.0503 | 18.29 | 0 | 0 | 970 | 970 | 2693.3794 | 2472 | 200 | YES | 89.78%
| 22 | 11 | 2017-11-19 22:00 | 0 | 0 | 0 | 0 | 0 | 0 | 0 | 0 | 500 | 0 | 0 | 0 | 0 | 0 | 0 | 0 | 0 | 7751 | 23 | 10 | 2017-10-19 23:00 | WEEKDAY | 17.82 | 2.53 | 0 | 0 | 0 | 0 | 1693.3794 | 0 | 0 | NA | 56.45%
| 23 | 11 | 2017-11-19 23:00 | 0 | 0 | 0 | 0 | 0 | 0 | 0 | 0 | 0 | 0 | 0 | 0 | 0 | 0 | 0 | 0 | 0 | 7752 | 0 | 10 | 2017-10-20 | WEEKDAY | 17.7309 | 2.53 | 0 | 0 | 0 | 0 | 1693.3794 | 0 | 0 | NA | 56.45%
| 0 | 11 | 2017-11-20 | 0 | 0 | 0 | 0 | 0 | 0 | 0 | 0 | 0 | 0 | 0 | 0 | 0 | 0 | 0 | 0 | 0 | 7753 | 1 | 10 | 2017-10-20 01:00 | WEEKDAY | 17.6669 | 2.53 | 0 | 0 | 0 | 0 | 1693.3794 | 0 | 0 | NA | 56.45%
| 1 | 11 | 2017-11-20 01:00 | 0 | 0 | 0 | 0 | 0 | 0 | 0 | 0 | 0 | 0 | 0 | 0 | 0 | 0 | 0 | 0 | 0 | 7754 | 2 | 10 | 2017-10-20 02:00 | WEEKDAY | 14.0984 | 2.53 | 0 | 0 | 0 | 0 | 1693.3794 | 0 | 0 | NA | 56.45%
| 2 | 11 | 2017-11-20 02:00 | 0 | 0 | 0 | 0 | 0 | 0 | 0 | 0 | 0 | 0 | 0 | 0 | 0 | 0 | 0 | 0 | 0 | 7755 | 3 | 10 | 2017-10-20 03:00 | WEEKDAY | 16.7149 | 2.53 | 0 | 0 | -970 | -970 | 1693.3794 | 0 | 0 | NA | 56.45%
| 3 | 11 | 2017-11-20 03:00 | 0 | 0 | 0 | 0 | 0 | 0 | 0 | 0 | -970 | 0 | 0 | 0 | 0 | 0 | 0 | 0 | 0 | 7756 | 4 | 10 | 2017-10-20 04:00 | WEEKDAY | 18.0343 | 2.53 | 0 | 0 | -350 | -350 | 2634.2794 | 0 | 0 | NA | 87.81%
| 4 | 11 | 2017-11-20 04:00 | 0 | 0 | 0 | 0 | 0 | 0 | 0 | 0 | -970 | 0 | 0 | 0 | 0 | 0 | 0 | 0 | 0 | 7757 | 5 | 10 | 2017-10-20 05:00 | WEEKDAY | 19.3704 | 2.53 | 0 | 0 | 0 | 0 | 2973.7794 | 0 | 0 | NA | 99.13%
| 5 | 11 | 2017-11-20 05:00 | 0 | 0 | 0 | 0 | 0 | 0 | 0 | 0 | 0 | 0 | 0 | 0 | 0 | 0 | 0 | 0 | 0 | 7758 | 6 | 10 | 2017-10-20 06:00 | WEEKDAY | 21.9952 | 17.57 | 0 | 0 | 0 | 0 | 2973.7794 | 2472 | 200 | YES | 99.13%
| 6 | 11 | 2017-11-20 06:00 | 8.2178 | 0 | 0 | 0 | 0 | 0 | 0 | 0 | 0 | 0 | 0 | 0 | 0 | 0 | 8.2178 | 0 | 8.2178 | 7759 | 7 | 10 | 2017-10-20 07:00 | WEEKDAY | 52.6165 | 17.57 | 0 | 0 | 0 | 0 | 2973.7794 | 2472 | 200 | YES | 99.13%
| 7 | 11 | 2017-11-20 07:00 | 379.8008 | 0 | 7.155 | 20.3289 | 30.5956 | 0 | 0 | 0 | 0 | 0 | 54.247 | 15.0871 | 13.6987 | 0 | 379.8008 | 30.5956 | 379.8008 | 7760 | 8 | 10 | 2017-10-20 08:00 | WEEKDAY | 22.7328 | 17.57 | 0 | 0 | 0 | 0 | 2973.7794 | 2472 | 200 | YES | 99.13%
| 8 | 11 | 2017-11-20 08:00 | 750.2226 | 1310.6824 | 418.622 | 68.5511 | 242.975 | 661.9608 | 37.0292 | 1338.5911 | 0 | 330.9804 | 548.6526 | 136.3094 | 138.5486 | 643.2099 | 750.2226 | 242.975 | 750.2226 | 7761 | 9 | 10 | 2017-10-20 09:00 | WEEKDAY | 21.6306 | 6.34 | 42.9477 | 41.6593 | 0 | 41.6593 | 2973.7794 | 0 | 0 | NA | 99.13%
| 9 | 11 | 2017-11-20 09:00 | 778.3028 | 1490.1319 | 719.1546 | 125.32 | 421.4892 | 752.5919 | 55.2132 | 1468.5094 | 750.4958 | 376.2959 | 730.473 | 172.2191 | 184.4629 | 698.869 | 778.3028 | 421.4892 | 778.3028 | 7762 | 10 | 10 | 2017-10-20 10:00 | WEEKDAY | 21.5025 | 6.34 | 61.4857 | 59.6411 | 0 | 59.6411 | 2973.7794 | 0 | 0 | NA | 99.13%
| 10 | 11 | 2017-11-20 10:00 | 722.3008 | 1475.2053 | 755.5051 | 169.7387 | 576.3102 | 745.0532 | 249.407 | 1515.5985 | 784.8415 | 372.5266 | 738.2929 | 130.9853 | 186.4376 | 587.4734 | 722.3008 | 576.3102 | 722.3008 | 7763 | 11 | 10 | 2017-10-20 11:00 | WEEKDAY | 21.5833 | 6.34 | 260.276 | 252.4677 | 0 | 252.4677 | 2973.7794 | 0 | 0 | NA | 99.13%
| 11 | 11 | 2017-11-20 11:00 | 677.2697 | 1433.1918 | 706.4857 | 496.5783 | 695.6605 | 723.8342 | 386.407 | 1402.5539 | 728.9792 | 361.9171 | 696.8721 | 136.8888 | 175.9778 | 587.1472 | 677.2697 | 695.6605 | 677.2697 | 7764 | 12 | 10 | 2017-10-20 12:00 | WEEKDAY | 20.4086 | 6.34 | 401.537 | 389.4909 | 0 | 389.4909 | 2973.7794 | 0 | 0 | NA | 99.13%
| 12 | 11 | 2017-11-20 12:00 | 696.726 | 1362.2032 | 640.7758 | 517.0265 | 750.665 | 687.9814 | 343.494 | 1362.6506 | 667.8615 | 343.9907 | 662.3672 | 133.7078 | 167.2645 | 611.5375 | 696.726 | 750.665 | 696.726 | 7765 | 13 | 10 | 2017-10-20 13:00 | WEEKDAY | 20.5422 | 6.34 | 357.193 | 346.4772 | 0 | 346.4772 | 2973.7794 | 0 | 0 | NA | 99.13%
| 13 | 11 | 2017-11-20 13:00 | 749.4769 | 1391.2893 | 695.3364 | 646.9732 | 627.4187 | 702.6714 | 341.426 | 760.0898 | 663.6527 | 351.3357 | 685.3274 | 111.1264 | 173.0625 | 674.6809 | 749.4769 | 627.4187 | 749.4769 | 7766 | 14 | 10 | 2017-10-20 14:00 | WEEKDAY | 19.2312 | 2.2 | 355.056 | 344.4043 | 0 | 344.4043 | 2973.7794 | 0 | 0 | NA | 99.13%
| 14 | 11 | 2017-11-20 14:00 | 749.657 | 1490.3985 | 721.4439 | 593.0283 | 1118.1285 | 752.7265 | 349.544 | 391.2323 | 714.2857 | 376.3632 | 721.0398 | 127.8826 | 182.0808 | 644.2935 | 749.657 | 1118.1285 | 749.657 | 7767 | 15 | 10 | 2017-10-20 15:00 | WEEKDAY | 33.1125 | 2.2 | 363.417 | 352.5145 | 637 | 989.5145 | 2973.7794 | 0 | 0 | NA | 99.13%
| 15 | 11 | 2017-11-20 15:00 | 535.3449 | 1427.4559 | 659.7863 | 219.6074 | 1233.0533 | 720.9373 | 114.1 | 1242.5296 | 990.0976 | 360.4687 | 699.8882 | 136.3031 | 176.7395 | 86.9555 | 535.3449 | 1233.0533 | 535.3449 | 7768 | 16 | 10 | 2017-10-20 16:00 | WEEKDAY | 38.5877 | 2.2 | 121.594 | 0 | 0 | 0 | 2317.0783 | 0 | 0 | NA | 77.24%
| 16 | 11 | 2017-11-20 16:00 | 49.8846 | 997.4339 | 489.5751 | 317.3271 | 364.8645 | 503.7545 | 138.959 | 738.6423 | 990.2801 | 251.8773 | 475.0186 | 58.4062 | 119.9542 | 71.6957 | 49.8846 | 364.8645 | 49.8846 | 7769 | 17 | 10 | 2017-10-20 17:00 | WEEKDAY | 35.7958 | 17.18 | 147.026 | 0 | 0 | 0 | 2438.6723 | 0 | 0 | NA | 81.29%
| 17 | 11 | 2017-11-20 17:00 | 0 | 41.5466 | 23.1611 | 7.096 | 46.4592 | 20.9831 | 0 | 0 | 0 | 10.4916 | 35.9281 | 1.8183 | 9.0727 | 0 | 0 | 46.4592 | 0 | 7770 | 18 | 10 | 2017-10-20 18:00 | WEEKDAY | 33.6386 | 17.18 | 0 | 0 | 0 | 0 | 2585.6983 | 0 | 0 | NA | 86.19%
| 18 | 11 | 2017-11-20 18:00 | 0 | 0 | 0 | 0 | 0 | 0 | 0 | 0 | 0 | 0 | 0 | 0 | 0 | 0 | 0 | 0 | 0 | 7771 | 19 | 10 | 2017-10-20 19:00 | WEEKDAY | 24.904 | 17.18 | 0 | 0 | 0 | 0 | 2585.6983 | 0 | 0 | NA | 86.19%
| 19 | 11 | 2017-11-20 19:00 | 0 | 0 | 0 | 0 | 0 | 0 | 0 | 0 | 0 | 0 | 0 | 0 | 0 | 0 | 0 | 0 | 0 | 7772 | 20 | 10 | 2017-10-20 20:00 | WEEKDAY | 23.5595 | 18.29 | 0 | 0 | 0 | 0 | 2585.6983 | 2472 | 200 | YES | 86.19%
| 20 | 11 | 2017-11-20 20:00 | 0 | 0 | 0 | 0 | 0 | 0 | 0 | 0 | 0 | 0 | 0 | 0 | 0 | 0 | 0 | 0 | 0 | 7773 | 21 | 10 | 2017-10-20 21:00 | WEEKDAY | 23.7349 | 18.29 | 0 | 0 | 0 | 0 | 2585.6983 | 2472 | 200 | YES | 86.19%
| 21 | 11 | 2017-11-20 21:00 | 0 | 0 | 0 | 0 | 0 | 0 | 0 | 0 | 0 | 0 | 0 | 0 | 0 | 0 | 0 | 0 | 0 | 7774 | 22 | 10 | 2017-10-20 22:00 | WEEKDAY | 25.5609 | 18.29 | 0 | 0 | 0 | 0 | 2585.6983 | 2472 | 200 | YES | 86.19%
| 22 | 11 | 2017-11-20 22:00 | 0 | 0 | 0 | 0 | 0 | 0 | 0 | 0 | 0 | 0 | 0 | 0 | 0 | 0 | 0 | 0 | 0 | 7775 | 23 | 10 | 2017-10-20 23:00 | WEEKDAY | 19.877 | 2.53 | 0 | 0 | 0 | 0 | 2585.6983 | 0 | 0 | NA | 86.19%
| 23 | 11 | 2017-11-20 23:00 | 0 | 0 | 0 | 0 | 0 | 0 | 0 | 0 | 0 | 0 | 0 | 0 | 0 | 0 | 0 | 0 | 0 | 7776 | 0 | 10 | 2017-10-21 | WEEKEND | 18.8916 | 2.53 | 0 | 0 | 0 | 0 | 2585.6983 | 0 | 0 | NA | 86.19%
| 0 | 11 | 2017-11-21 | 0 | 0 | 0 | 0 | 0 | 0 | 0 | 0 | 0 | 0 | 0 | 0 | 0 | 0 | 0 | 0 | 0 | 7777 | 1 | 10 | 2017-10-21 01:00 | WEEKEND | 18.6578 | 2.53 | 0 | 0 | 0 | 0 | 2585.6983 | 0 | 0 | NA | 86.19%
| 1 | 11 | 2017-11-21 01:00 | 0 | 0 | 0 | 0 | 0 | 0 | 0 | 0 | 0 | 0 | 0 | 0 | 0 | 0 | 0 | 0 | 0 | 7778 | 2 | 10 | 2017-10-21 02:00 | WEEKEND | 16.4115 | 2.53 | 0 | 0 | 0 | 0 | 2585.6983 | 0 | 0 | NA | 86.19%
| 2 | 11 | 2017-11-21 02:00 | 0 | 0 | 0 | 0 | 0 | 0 | 0 | 0 | 0 | 0 | 0 | 0 | 0 | 0 | 0 | 0 | 0 | 7779 | 3 | 10 | 2017-10-21 03:00 | WEEKEND | 13.6614 | 2.53 | 0 | 0 | 0 | 0 | 2585.6983 | 0 | 0 | NA | 86.19%
| 3 | 11 | 2017-11-21 03:00 | 0 | 0 | 0 | 0 | 0 | 0 | 0 | 0 | 0 | 0 | 0 | 0 | 0 | 0 | 0 | 0 | 0 | 7780 | 4 | 10 | 2017-10-21 04:00 | WEEKEND | 4.4258 | 2.53 | 0 | 0 | 0 | 0 | 2585.6983 | 0 | 0 | NA | 86.19%
| 4 | 11 | 2017-11-21 04:00 | 0 | 0 | 0 | 0 | 0 | 0 | 0 | 0 | 0 | 0 | 0 | 0 | 0 | 0 | 0 | 0 | 0 | 7781 | 5 | 10 | 2017-10-21 05:00 | WEEKEND | 8.2559 | 2.53 | 0 | 0 | 0 | 0 | 2585.6983 | 0 | 0 | NA | 86.19%
| 5 | 11 | 2017-11-21 05:00 | 0 | 0 | 0 | 0 | 0 | 0 | 0 | 0 | 0 | 0 | 0 | 0 | 0 | 0 | 0 | 0 | 0 | 7782 | 6 | 10 | 2017-10-21 06:00 | WEEKEND | 9.5919 | 2.53 | 0 | 0 | 0 | 0 | 2585.6983 | 0 | 0 | NA | 86.19%
| 6 | 11 | 2017-11-21 06:00 | 8.4485 | 0 | 0 | 0 | 0 | 0 | 0 | 0 | 0 | 0 | 0 | 0 | 0 | 0 | 8.4485 | 0 | 8.4485 | 7783 | 7 | 10 | 2017-10-21 07:00 | WEEKEND | 15.5403 | 2.53 | 0 | 0 | 0 | 0 | 2585.6983 | 0 | 0 | NA | 86.19%
| 7 | 11 | 2017-11-21 07:00 | 371.6252 | 0 | 10.9045 | 120.0133 | 39.4797 | 0 | 0 | 0 | 0 | 0 | 33.232 | 15.3218 | 8.3919 | 0 | 371.6252 | 39.4797 | 371.6252 | 7784 | 8 | 10 | 2017-10-21 08:00 | WEEKEND | 18.5242 | 2.53 | 0 | 0 | 0 | 0 | 2585.6983 | 0 | 0 | NA | 86.19%
| 8 | 11 | 2017-11-21 08:00 | 741.5184 | 1352.0481 | 517.6213 | 645.0016 | 229.2427 | 682.8526 | 0 | 1348.0806 | 334.3202 | 341.4263 | 43.0695 | 144.057 | 10.8761 | 646.6825 | 741.5184 | 229.2427 | 741.5184 | 7785 | 9 | 10 | 2017-10-21 09:00 | WEEKEND | 19.7183 | 2.53 | 2.8748 | 2.7885 | 970 | 972.7885 | 2585.6983 | 0 | 0 | NA | 86.19%
| 9 | 11 | 2017-11-21 09:00 | 772.6232 | 1546.2095 | 777.6346 | 672.1108 | 386.521 | 780.9139 | 26.234 | 1495.169 | 990.4586 | 390.4569 | 86.3655 | 187.7655 | 21.8095 | 697.7786 | 772.6232 | 386.521 | 772.6232 | 7786 | 10 | 10 | 2017-10-21 10:00 | WEEKEND | 19.2034 | 2.53 | 32.0088 | 0 | 0 | 0 | 1585.6983 | 0 | 0 | NA | 52.86%
| 10 | 11 | 2017-11-21 10:00 | 717.0793 | 1528.2162 | 766.8967 | 717.0057 | 458.891 | 771.8264 | 117.824 | 1483.515 | 755.9336 | 385.9132 | 124.3554 | 186.3385 | 31.4029 | 703.885 | 717.0793 | 458.891 | 717.0793 | 7787 | 11 | 10 | 2017-10-21 11:00 | WEEKEND | 19.4149 | 2.53 | 125.469 | 0 | 0 | 0 | 1617.7071 | 0 | 0 | NA | 53.92%
| 11 | 11 | 2017-11-21 11:00 | 676.0401 | 1450.964 | 711.0584 | 678.3512 | 836.3615 | 732.8101 | 181.555 | 1386.3688 | 714.2129 | 366.4051 | 193.7905 | 176.1112 | 48.937 | 653.0421 | 676.0401 | 836.3615 | 676.0401 | 7788 | 12 | 10 | 2017-10-21 12:00 | WEEKEND | 20.5339 | 2.53 | 190.686 | 0 | 0 | 0 | 1743.1761 | 0 | 0 | NA | 58.11%
| 12 | 11 | 2017-11-21 12:00 | 697.3835 | 1419.5606 | 671.6779 | 662.2273 | 1226.958 | 716.9498 | 72.7672 | 1342.7655 | 661.896 | 358.4749 | 367.0165 | 169.7482 | 92.6809 | 623.6927 | 697.3835 | 1226.958 | 697.3835 | 7789 | 13 | 10 | 2017-10-21 13:00 | WEEKEND | 21.3717 | 2.53 | 79.4284 | 0 | 0 | 0 | 1933.8621 | 0 | 0 | NA | 64.46%
| 13 | 11 | 2017-11-21 13:00 | 734.4992 | 1462.0107 | 695.2168 | 645.9837 | 1387.7798 | 738.3892 | 250.803 | 1409.7568 | 664.4655 | 369.1946 | 625.5738 | 174.4644 | 157.9732 | 654.5823 | 734.4992 | 1387.7798 | 734.4992 | 7790 | 14 | 10 | 2017-10-21 14:00 | WEEKEND | 22.0258 | 2.53 | 261.718 | 0 | 0 | 0 | 2013.2905 | 0 | 0 | NA | 67.11%
| 14 | 11 | 2017-11-21 14:00 | 733.7483 | 1532.0385 | 745.5322 | 632.7753 | 577.5359 | 773.7568 | 61.3356 | 1452.2819 | 720.7721 | 386.8784 | 751.6414 | 182.7781 | 189.8084 | 692.5302 | 733.7483 | 577.5359 | 733.7483 | 7791 | 15 | 10 | 2017-10-21 15:00 | WEEKEND | 23.2812 | 2.53 | 67.7617 | 65.7288 | 924 | 989.7288 | 2275.0085 | 0 | 0 | NA | 75.83%
| 15 | 11 | 2017-11-21 15:00 | 521.3708 | 1490.7065 | 741.0645 | 608.1648 | 209.8957 | 752.8821 | 207.551 | 1388.7242 | 989.8813 | 376.441 | 729.8202 | 178.8085 | 184.298 | 638.7687 | 521.3708 | 209.8957 | 521.3708 | 7792 | 16 | 10 | 2017-10-21 16:00 | WEEKEND | 29.3882 | 2.53 | 217.332 | 0 | 0 | 0 | 1322.4312 | 0 | 0 | NA | 44.08%
| 16 | 11 | 2017-11-21 16:00 | 50.1354 | 919.1469 | 510.3012 | 280.1465 | 156.3511 | 464.2156 | 168.427 | 742.3706 | 0 | 232.1078 | 482.3687 | 112.2131 | 121.8103 | 304.2669 | 50.1354 | 156.3511 | 50.1354 | 7793 | 17 | 10 | 2017-10-21 17:00 | WEEKEND | 29.5858 | 2.53 | 177.234 | 0 | 0 | 0 | 1539.7632 | 0 | 0 | NA | 51.33%
| 17 | 11 | 2017-11-21 17:00 | 0 | 43.3877 | 28.4541 | 12.6393 | 26.0374 | 21.913 | 0 | 0 | 332.6809 | 10.9565 | 31.863 | 5.9182 | 8.0462 | 0 | 0 | 26.0374 | 0 | 7794 | 18 | 10 | 2017-10-21 18:00 | WEEKEND | 28.2664 | 2.53 | 0 | 0 | 0 | 0 | 1716.9972 | 0 | 0 | NA | 57.23%
| 18 | 11 | 2017-11-21 18:00 | 0 | 0 | 0 | 0 | 0 | 0 | 0 | 0 | 0 | 0 | 0 | 0 | 0 | 0 | 0 | 0 | 0 | 7795 | 19 | 10 | 2017-10-21 19:00 | WEEKEND | 22.808 | 2.53 | 0 | 0 | 0 | 0 | 1716.9972 | 0 | 0 | NA | 57.23%
| 19 | 11 | 2017-11-21 19:00 | 0 | 0 | 0 | 0 | 0 | 0 | 0 | 0 | 0 | 0 | 0 | 0 | 0 | 0 | 0 | 0 | 0 | 7796 | 20 | 10 | 2017-10-21 20:00 | WEEKEND | 29.5858 | 2.53 | 0 | 0 | 970 | 970 | 1716.9972 | 0 | 0 | NA | 57.23%
| 20 | 11 | 2017-11-21 20:00 | 0 | 0 | 0 | 0 | 0 | 0 | 0 | 0 | 0 | 0 | 0 | 0 | 0 | 0 | 0 | 0 | 0 | 7797 | 21 | 10 | 2017-10-21 21:00 | WEEKEND | 23.5874 | 2.53 | 0 | 0 | 0 | 0 | 716.9972 | 0 | 0 | NA | 23.9%
| 21 | 11 | 2017-11-21 21:00 | 0 | 0 | 0 | 0 | 0 | 0 | 0 | 0 | 0 | 0 | 0 | 0 | 0 | 0 | 0 | 0 | 0 | 7798 | 22 | 10 | 2017-10-21 22:00 | WEEKEND | 22.2318 | 2.53 | 0 | 0 | 0 | 0 | 716.9972 | 0 | 0 | NA | 23.9%
| 22 | 11 | 2017-11-21 22:00 | 0 | 0 | 0 | 0 | 0 | 0 | 0 | 0 | 0 | 0 | 0 | 0 | 0 | 0 | 0 | 0 | 0 | 7799 | 23 | 10 | 2017-10-21 23:00 | WEEKEND | 60.3379 | 2.53 | 0 | 0 | 0 | 0 | 716.9972 | 0 | 0 | NA | 23.9%
| 23 | 11 | 2017-11-21 23:00 | 0 | 0 | 0 | 0 | 0 | 0 | 0 | 0 | 0 | 0 | 0 | 0 | 0 | 0 | 0 | 0 | 0 | 7800 | 0 | 10 | 2017-10-22 | WEEKEND | 25.9645 | 2.53 | 0 | 0 | 0 | 0 | 716.9972 | 0 | 0 | NA | 23.9%
| 0 | 11 | 2017-11-22 | 0 | 0 | 0 | 0 | 0 | 0 | 0 | 0 | 0 | 0 | 0 | 0 | 0 | 0 | 0 | 0 | 0 | 7801 | 1 | 10 | 2017-10-22 01:00 | WEEKEND | 21.8811 | 2.53 | 0 | 0 | 0 | 0 | 716.9972 | 0 | 0 | NA | 23.9%
| 1 | 11 | 2017-11-22 01:00 | 0 | 0 | 0 | 0 | 0 | 0 | 0 | 0 | 0 | 0 | 0 | 0 | 0 | 0 | 0 | 0 | 0 | 7802 | 2 | 10 | 2017-10-22 02:00 | WEEKEND | 21.2632 | 2.53 | 0 | 0 | 0 | 0 | 716.9972 | 0 | 0 | NA | 23.9%
| 2 | 11 | 2017-11-22 02:00 | 0 | 0 | 0 | 0 | 0 | 0 | 0 | 0 | 0 | 0 | 0 | 0 | 0 | 0 | 0 | 0 | 0 | 7803 | 3 | 10 | 2017-10-22 03:00 | WEEKEND | 20.2694 | 2.53 | 0 | 0 | 0 | 0 | 716.9972 | 0 | 0 | NA | 23.9%
| 3 | 11 | 2017-11-22 03:00 | 0 | 0 | 0 | 0 | 0 | 0 | 0 | 0 | 0 | 0 | 0 | 0 | 0 | 0 | 0 | 0 | 0 | 7804 | 4 | 10 | 2017-10-22 04:00 | WEEKEND | 20.0607 | 2.53 | 0 | 0 | 0 | 0 | 716.9972 | 0 | 0 | NA | 23.9%
| 4 | 11 | 2017-11-22 04:00 | 0 | 0 | 0 | 0 | 0 | 0 | 0 | 0 | 0 | 0 | 0 | 0 | 0 | 0 | 0 | 0 | 0 | 7805 | 5 | 10 | 2017-10-22 05:00 | WEEKEND | 19.4706 | 2.53 | 0 | 0 | 0 | 0 | 716.9972 | 0 | 0 | NA | 23.9%
| 5 | 11 | 2017-11-22 05:00 | 0 | 0 | 0 | 0 | 0 | 0 | 0 | 0 | 0 | 0 | 0 | 0 | 0 | 0 | 0 | 0 | 0 | 7806 | 6 | 10 | 2017-10-22 06:00 | WEEKEND | 20.0746 | 2.53 | 0 | 0 | 0 | 0 | 716.9972 | 0 | 0 | NA | 23.9%
| 6 | 11 | 2017-11-22 06:00 | 6.6909 | 0 | 0 | 0 | 0 | 0 | 0 | 0 | 0 | 0 | 0 | 0 | 0 | 0 | 6.6909 | 0 | 6.6909 | 7807 | 7 | 10 | 2017-10-22 07:00 | WEEKEND | 20.1609 | 2.53 | 0 | 0 | 0 | 0 | 716.9972 | 0 | 0 | NA | 23.9%
| 7 | 11 | 2017-11-22 07:00 | 351.5669 | 0 | 7.5621 | 13.2023 | 88.3142 | 0 | 0 | 0 | 0 | 0 | 2.1029 | 11.216 | 0.53103 | 0 | 351.5669 | 88.3142 | 351.5669 | 7808 | 8 | 10 | 2017-10-22 08:00 | WEEKEND | 21.1797 | 2.53 | 0 | 0 | 0 | 0 | 716.9972 | 0 | 0 | NA | 23.9%
| 8 | 11 | 2017-11-22 08:00 | 724.5532 | 65.0109 | 467.4502 | 67.3117 | 194.8195 | 32.8338 | 559.108 | 1279.7869 | 354.1965 | 16.4169 | 42.1231 | 124.7574 | 10.6371 | 508.2168 | 724.5532 | 194.8195 | 724.5532 | 7809 | 9 | 10 | 2017-10-22 09:00 | WEEKEND | 21.5749 | 2.53 | 581.079 | 0 | 0 | 0 | 716.9972 | 0 | 0 | NA | 23.9%
| 9 | 11 | 2017-11-22 09:00 | 756.9659 | 117.656 | 727.3784 | 121.1879 | 319.6191 | 59.4222 | 113.307 | 1414.8799 | 740.4204 | 29.7111 | 77.9705 | 172.4235 | 19.6895 | 644.9853 | 756.9659 | 319.6191 | 756.9659 | 7810 | 10 | 10 | 2017-10-22 10:00 | WEEKEND | 21.4107 | 2.53 | 120.871 | 0 | 0 | 0 | 1298.0762 | 0 | 0 | NA | 43.27%
| 10 | 11 | 2017-11-22 10:00 | 694.3044 | 166.8578 | 733.4463 | 365.9783 | 691.9995 | 84.2716 | 185.057 | 1469.348 | 785.6476 | 42.1358 | 109.4252 | 170.2106 | 27.6326 | 661.7667 | 694.3044 | 691.9995 | 694.3044 | 7811 | 11 | 10 | 2017-10-22 11:00 | WEEKEND | 21.9173 | 2.53 | 194.301 | 0 | 0 | 0 | 1418.9472 | 0 | 0 | NA | 47.3%
| 11 | 11 | 2017-11-22 11:00 | 652.2303 | 218.462 | 676.9595 | 286.6186 | 1379.0582 | 110.3344 | 291.561 | 1352.9084 | 733.2191 | 55.1672 | 140.2054 | 162.9255 | 35.4054 | 660.0754 | 652.2303 | 1379.0582 | 652.2303 | 7812 | 12 | 10 | 2017-10-22 12:00 | WEEKEND | 22.8275 | 2.53 | 303.727 | 0 | 0 | 0 | 1613.2482 | 0 | 0 | NA | 53.77%
| 12 | 11 | 2017-11-22 12:00 | 666.8159 | 248.6125 | 609.0291 | 436.4934 | 1320.3864 | 125.5619 | 692.623 | 1306.8295 | 676.6526 | 62.7809 | 184.8511 | 133.6484 | 46.6796 | 629.1904 | 666.8159 | 1320.3864 | 666.8159 | 7813 | 13 | 10 | 2017-10-22 13:00 | WEEKEND | 28.3138 | 2.53 | 720.643 | 0 | 0 | 0 | 1916.9752 | 0 | 0 | NA | 63.9%
| 13 | 11 | 2017-11-22 13:00 | 719.2305 | 200.5326 | 679.7616 | 380.2355 | 1396.3179 | 101.2791 | 707.28 | 1349.9222 | 684.3612 | 50.6396 | 195.4132 | 152.8219 | 49.3468 | 633.9209 | 719.2305 | 1396.3179 | 719.2305 | 7814 | 14 | 10 | 2017-10-22 14:00 | WEEKEND | 24.9903 | 2.53 | 736.016 | 713.9355 | 0 | 713.9355 | 2637.6182 | 0 | 0 | NA | 87.92%
| 14 | 11 | 2017-11-22 14:00 | 730.5904 | 149.3783 | 695.0937 | 198.7235 | 1455.0818 | 75.4436 | 757.33 | 1447.7749 | 743.0054 | 37.7218 | 265.6717 | 105.6475 | 67.0888 | 711.6829 | 730.5904 | 1455.0818 | 730.5904 | 7815 | 15 | 10 | 2017-10-22 15:00 | WEEKEND | 25.6778 | 2.53 | 788.622 | 764.9633 | 0 | 764.9633 | 2637.6182 | 0 | 0 | NA | 87.92%
| 15 | 11 | 2017-11-22 15:00 | 519.7986 | 172.9955 | 701.1337 | 292.8909 | 506.1219 | 87.3715 | 779.722 | 1316.6855 | 800.0298 | 43.6857 | 750.0228 | 156.8147 | 189.3997 | 660.1241 | 519.7986 | 506.1219 | 519.7986 | 7816 | 16 | 10 | 2017-10-22 16:00 | WEEKEND | 23.7739 | 2.53 | 812.138 | 787.7739 | 0 | 787.7739 | 2637.6182 | 0 | 0 | NA | 87.92%
| 16 | 11 | 2017-11-22 16:00 | 49.2205 | 53.7564 | 476.9861 | 248.8573 | 297.6113 | 27.1497 | 716.402 | 705.5943 | 769.082 | 13.5749 | 516.8944 | 44.7251 | 130.5289 | 286.7318 | 49.2205 | 297.6113 | 49.2205 | 7817 | 17 | 10 | 2017-10-22 17:00 | WEEKEND | 25.9784 | 2.53 | 745.548 | 723.1816 | 0 | 723.1816 | 2637.6182 | 0 | 0 | NA | 87.92%
| 17 | 11 | 2017-11-22 17:00 | 0 | 0 | 23.2471 | 1.9344 | 36.3221 | 0 | 0 | 0 | 373.4015 | 0 | 30.7547 | 4.0893 | 7.7663 | 0 | 0 | 36.3221 | 0 | 7818 | 18 | 10 | 2017-10-22 18:00 | WEEKEND | 27.5678 | 2.53 | 0 | 0 | 0 | 0 | 2637.6182 | 0 | 0 | NA | 87.92%
| 18 | 11 | 2017-11-22 18:00 | 0 | 0 | 0 | 0 | 0 | 0 | 0 | 0 | 0 | 0 | 0 | 0 | 0 | 0 | 0 | 0 | 0 | 7819 | 19 | 10 | 2017-10-22 19:00 | WEEKEND | 104.3534 | 2.53 | 0 | 0 | 0 | 0 | 2637.6182 | 0 | 0 | NA | 87.92%
| 19 | 11 | 2017-11-22 19:00 | 0 | 0 | 0 | 0 | 0 | 0 | 0 | 0 | 0 | 0 | 0 | 0 | 0 | 0 | 0 | 0 | 0 | 7820 | 20 | 10 | 2017-10-22 20:00 | WEEKEND | 32.8369 | 2.53 | 0 | 0 | 0 | 0 | 2637.6182 | 0 | 0 | NA | 87.92%
| 20 | 11 | 2017-11-22 20:00 | 0 | 0 | 0 | 0 | 0 | 0 | 0 | 0 | 0 | 0 | 0 | 0 | 0 | 0 | 0 | 0 | 0 | 7821 | 21 | 10 | 2017-10-22 21:00 | WEEKEND | 68.8304 | 2.53 | 0 | 0 | 0 | 0 | 2637.6182 | 0 | 0 | NA | 87.92%
| 21 | 11 | 2017-11-22 21:00 | 0 | 0 | 0 | 0 | 0 | 0 | 0 | 0 | 0 | 0 | 0 | 0 | 0 | 0 | 0 | 0 | 0 | 7822 | 22 | 10 | 2017-10-22 22:00 | WEEKEND | 36.3191 | 2.53 | 0 | 0 | 0 | 0 | 2637.6182 | 0 | 0 | NA | 87.92%
| 22 | 11 | 2017-11-22 22:00 | 0 | 0 | 0 | 0 | 0 | 0 | 0 | 0 | 0 | 0 | 0 | 0 | 0 | 0 | 0 | 0 | 0 | 7823 | 23 | 10 | 2017-10-22 23:00 | WEEKEND | 21.1936 | 2.53 | 0 | 0 | 0 | 0 | 2637.6182 | 0 | 0 | NA | 87.92%
| 23 | 11 | 2017-11-22 23:00 | 0 | 0 | 0 | 0 | 0 | 0 | 0 | 0 | 0 | 0 | 0 | 0 | 0 | 0 | 0 | 0 | 0 | 7824 | 0 | 10 | 2017-10-23 | WEEKDAY | 19.6849 | 2.53 | 0 | 0 | 0 | 0 | 2637.6182 | 0 | 0 | NA | 87.92%
| 0 | 11 | 2017-11-23 | 0 | 0 | 0 | 0 | 0 | 0 | 0 | 0 | 0 | 0 | 0 | 0 | 0 | 0 | 0 | 0 | 0 | 7825 | 1 | 10 | 2017-10-23 01:00 | WEEKDAY | 18.449 | 2.53 | 0 | 0 | 0 | 0 | 2637.6182 | 0 | 0 | NA | 87.92%
| 1 | 11 | 2017-11-23 01:00 | 0 | 0 | 0 | 0 | 0 | 0 | 0 | 0 | 0 | 0 | 0 | 0 | 0 | 0 | 0 | 0 | 0 | 7826 | 2 | 10 | 2017-10-23 02:00 | WEEKDAY | 16.7149 | 2.53 | 0 | 0 | 0 | 0 | 2637.6182 | 0 | 0 | NA | 87.92%
| 2 | 11 | 2017-11-23 02:00 | 0 | 0 | 0 | 0 | 0 | 0 | 0 | 0 | 0 | 0 | 0 | 0 | 0 | 0 | 0 | 0 | 0 | 7827 | 3 | 10 | 2017-10-23 03:00 | WEEKDAY | 3.638 | 2.53 | 0 | 0 | 0 | 0 | 2637.6182 | 0 | 0 | NA | 87.92%
| 3 | 11 | 2017-11-23 03:00 | 0 | 0 | 0 | 0 | 0 | 0 | 0 | 0 | 0 | 0 | 0 | 0 | 0 | 0 | 0 | 0 | 0 | 7828 | 4 | 10 | 2017-10-23 04:00 | WEEKDAY | -0.3368 | 2.53 | 0 | 0 | 0 | 0 | 2637.6182 | 0 | 0 | NA | 87.92%
| 4 | 11 | 2017-11-23 04:00 | 0 | 0 | 0 | 0 | 0 | 0 | 0 | 0 | 0 | 0 | 0 | 0 | 0 | 0 | 0 | 0 | 0 | 7829 | 5 | 10 | 2017-10-23 05:00 | WEEKDAY | 14.2849 | 2.53 | 0 | 0 | 0 | 0 | 2637.6182 | 0 | 0 | NA | 87.92%
| 5 | 11 | 2017-11-23 05:00 | 0 | 0 | 0 | 0 | 0 | 0 | 0 | 0 | 0 | 0 | 0 | 0 | 0 | 0 | 0 | 0 | 0 | 7830 | 6 | 10 | 2017-10-23 06:00 | WEEKDAY | 17.5138 | 17.57 | 0 | 0 | 0 | 0 | 2637.6182 | 2472 | 200 | YES | 87.92%
| 6 | 11 | 2017-11-23 06:00 | 0.98959 | 0 | 0 | 0 | 0 | 0 | 0 | 0 | 0 | 0 | 0 | 0 | 0 | 0 | 0.98959 | 0 | 0.98959 | 7831 | 7 | 10 | 2017-10-23 07:00 | WEEKDAY | 17.3301 | 17.57 | 0 | 0 | 0 | 0 | 2637.6182 | 2472 | 200 | YES | 87.92%
| 7 | 11 | 2017-11-23 07:00 | 315.1084 | 0 | 3.2122 | 12.2338 | 222.8614 | 0 | 0 | 0 | 0 | 0 | 4.0322 | 6.8977 | 1.0182 | 0 | 315.1084 | 222.8614 | 315.1084 | 7832 | 8 | 10 | 2017-10-23 08:00 | WEEKDAY | 17.5026 | 17.57 | 0 | 0 | 0 | 0 | 2637.6182 | 2472 | 200 | YES | 87.92%
| 8 | 11 | 2017-11-23 08:00 | 684.7414 | 79.3709 | 433.8528 | 63.6742 | 1337.709 | 40.0863 | 539.359 | 1251.7101 | 76.8346 | 20.0432 | 50.6187 | 50.3692 | 12.7825 | 511.2186 | 684.7414 | 1337.709 | 684.7414 | 7833 | 9 | 10 | 2017-10-23 09:00 | WEEKDAY | 19.028 | 6.34 | 560.318 | 543.5085 | 0 | 543.5085 | 2637.6182 | 0 | 0 | NA | 87.92%
| 9 | 11 | 2017-11-23 09:00 | 723.4204 | 115.4448 | 698.4547 | 119.6321 | 1551.4638 | 58.3055 | 750.77 | 1449.7675 | 243.5495 | 29.1527 | 100.9325 | 100.5506 | 25.488 | 657.8266 | 723.4204 | 1551.4638 | 723.4204 | 7834 | 10 | 10 | 2017-10-23 10:00 | WEEKDAY | 20.6564 | 6.34 | 781.535 | 758.0889 | 0 | 758.0889 | 2637.6182 | 0 | 0 | NA | 87.92%
| 10 | 11 | 2017-11-23 10:00 | 672.1004 | 163.578 | 751.0868 | 166.1629 | 1594.565 | 82.6151 | 747.004 | 1394.3556 | 381.1625 | 41.3076 | 144.0129 | 168.112 | 36.3669 | 702.657 | 672.1004 | 1594.565 | 672.1004 | 7835 | 11 | 10 | 2017-10-23 11:00 | WEEKDAY | 20.8206 | 6.34 | 777.515 | 754.1895 | 0 | 754.1895 | 2637.6182 | 0 | 0 | NA | 87.92%
| 11 | 11 | 2017-11-23 11:00 | 641.4419 | 226.8938 | 661.4989 | 205.8669 | 1507.5617 | 114.5928 | 691.543 | 1357.7034 | 400.6275 | 57.2964 | 211.4252 | 151.0743 | 53.3902 | 622.3224 | 641.4419 | 1507.5617 | 641.4419 | 7836 | 12 | 10 | 2017-10-23 12:00 | WEEKDAY | 21.0655 | 6.34 | 719.21 | 697.6337 | 0 | 697.6337 | 2637.6182 | 0 | 0 | NA | 87.92%
| 12 | 11 | 2017-11-23 12:00 | 655.328 | 374.8611 | 622.7808 | 218.3469 | 1470.4507 | 189.3238 | 649.113 | 1264.9038 | 378.01 | 94.6619 | 272.7529 | 164.2249 | 68.877 | 596.0191 | 655.328 | 1470.4507 | 655.328 | 7837 | 13 | 10 | 2017-10-23 13:00 | WEEKDAY | 21.6723 | 6.34 | 674.724 | 654.4823 | 0 | 654.4823 | 2637.6182 | 0 | 0 | NA | 87.92%
| 13 | 11 | 2017-11-23 13:00 | 697.4973 | 614.7485 | 638.8125 | 330.5896 | 1448.7502 | 310.479 | 659.528 | 1360.8905 | 396.826 | 155.2395 | 156.1341 | 97.9244 | 39.4278 | 644.0329 | 697.4973 | 1448.7502 | 697.4973 | 7838 | 14 | 10 | 2017-10-23 14:00 | WEEKDAY | 22.9555 | 2.2 | 685.602 | 665.0339 | 0 | 665.0339 | 2637.6182 | 0 | 0 | NA | 87.92%
| 14 | 11 | 2017-11-23 14:00 | 695.4018 | 233.4405 | 723.0928 | 143.9433 | 1579.4469 | 117.8992 | 703.484 | 1397.2078 | 534.889 | 58.9496 | 623.9642 | 181.5016 | 157.5667 | 659.1983 | 695.4018 | 1579.4469 | 695.4018 | 7839 | 15 | 10 | 2017-10-23 15:00 | WEEKDAY | 21.9228 | 2.2 | 731.659 | 709.7092 | 0 | 709.7092 | 2637.6182 | 0 | 0 | NA | 87.92%
| 15 | 11 | 2017-11-23 15:00 | 407.1214 | 216.6765 | 683.7151 | 97.4636 | 1437.8956 | 109.4326 | 737.401 | 1278.6664 | 715.9405 | 54.7163 | 510.3065 | 51.2698 | 128.8653 | 633.7513 | 407.1214 | 1437.8956 | 407.1214 | 7840 | 16 | 10 | 2017-10-23 16:00 | WEEKDAY | 22.6132 | 2.2 | 767.285 | 744.2664 | 0 | 744.2664 | 2637.6182 | 0 | 0 | NA | 87.92%
| 16 | 11 | 2017-11-23 16:00 | 30.328 | 696.0223 | 444.8867 | 42.9288 | 932.0885 | 351.5264 | 689.301 | 687.0768 | 754.1634 | 175.7632 | 122.8132 | 14.501 | 31.0134 | 288.0963 | 30.328 | 932.0885 | 30.328 | 7841 | 17 | 10 | 2017-10-23 17:00 | WEEKDAY | 22.7718 | 17.18 | 716.842 | 695.3367 | 0 | 695.3367 | 2637.6182 | 0 | 0 | NA | 87.92%
| 17 | 11 | 2017-11-23 17:00 | 0 | 34.1664 | 22.7034 | 0 | 64.817 | 17.2557 | 0 | 0 | 167.5481 | 8.6279 | 18.6857 | 2.3728 | 4.7186 | 0 | 0 | 64.817 | 0 | 7842 | 18 | 10 | 2017-10-23 18:00 | WEEKDAY | 21.5805 | 17.18 | 0 | 0 | 0 | 0 | 2637.6182 | 0 | 0 | NA | 87.92%
| 18 | 11 | 2017-11-23 18:00 | 0 | 0 | 0 | 0 | 0 | 0 | 0 | 0 | 0 | 0 | 0 | 0 | 0 | 0 | 0 | 0 | 0 | 7843 | 19 | 10 | 2017-10-23 19:00 | WEEKDAY | 21.4385 | 17.18 | 0 | 0 | 0 | 0 | 2637.6182 | 0 | 0 | NA | 87.92%
| 19 | 11 | 2017-11-23 19:00 | 0 | 0 | 0 | 0 | 0 | 0 | 0 | 0 | 0 | 0 | 0 | 0 | 0 | 0 | 0 | 0 | 0 | 7844 | 20 | 10 | 2017-10-23 20:00 | WEEKDAY | 21.3105 | 18.29 | 0 | 0 | 0 | 0 | 2637.6182 | 2472 | 200 | YES | 87.92%
| 20 | 11 | 2017-11-23 20:00 | 0 | 0 | 0 | 0 | 0 | 0 | 0 | 0 | 0 | 0 | 0 | 0 | 0 | 0 | 0 | 0 | 0 | 7845 | 21 | 10 | 2017-10-23 21:00 | WEEKDAY | 20.0245 | 18.29 | 0 | 0 | 0 | 0 | 2637.6182 | 2472 | 200 | YES | 87.92%
| 21 | 11 | 2017-11-23 21:00 | 0 | 0 | 0 | 0 | 0 | 0 | 0 | 0 | 0 | 0 | 0 | 0 | 0 | 0 | 0 | 0 | 0 | 7846 | 22 | 10 | 2017-10-23 22:00 | WEEKDAY | 18.9668 | 18.29 | 0 | 0 | 0 | 0 | 2637.6182 | 2472 | 200 | YES | 87.92%
| 22 | 11 | 2017-11-23 22:00 | 0 | 0 | 0 | 0 | 0 | 0 | 0 | 0 | 0 | 0 | 0 | 0 | 0 | 0 | 0 | 0 | 0 | 7847 | 23 | 10 | 2017-10-23 23:00 | WEEKDAY | 19.2646 | 2.53 | 0 | 0 | 0 | 0 | 2637.6182 | 0 | 0 | NA | 87.92%
| 23 | 11 | 2017-11-23 23:00 | 0 | 0 | 0 | 0 | 0 | 0 | 0 | 0 | 0 | 0 | 0 | 0 | 0 | 0 | 0 | 0 | 0 | 7848 | 0 | 10 | 2017-10-24 | WEEKDAY | 18.6634 | 2.53 | 0 | 0 | 0 | 0 | 2637.6182 | 0 | 0 | NA | 87.92%
| 0 | 11 | 2017-11-24 | 0 | 0 | 0 | 0 | 0 | 0 | 0 | 0 | 0 | 0 | 0 | 0 | 0 | 0 | 0 | 0 | 0 | 7849 | 1 | 10 | 2017-10-24 01:00 | WEEKDAY | 18.0872 | 2.53 | 0 | 0 | 0 | 0 | 2637.6182 | 0 | 0 | NA | 87.92%
| 1 | 11 | 2017-11-24 01:00 | 0 | 0 | 0 | 0 | 0 | 0 | 0 | 0 | 0 | 0 | 0 | 0 | 0 | 0 | 0 | 0 | 0 | 7850 | 2 | 10 | 2017-10-24 02:00 | WEEKDAY | 18.0426 | 2.53 | 0 | 0 | 0 | 0 | 2637.6182 | 0 | 0 | NA | 87.92%
| 2 | 11 | 2017-11-24 02:00 | 0 | 0 | 0 | 0 | 0 | 0 | 0 | 0 | 0 | 0 | 0 | 0 | 0 | 0 | 0 | 0 | 0 | 7851 | 3 | 10 | 2017-10-24 03:00 | WEEKDAY | 17.5388 | 2.53 | 0 | 0 | 0 | 0 | 2637.6182 | 0 | 0 | NA | 87.92%
| 3 | 11 | 2017-11-24 03:00 | 0 | 0 | 0 | 0 | 0 | 0 | 0 | 0 | 0 | 0 | 0 | 0 | 0 | 0 | 0 | 0 | 0 | 7852 | 4 | 10 | 2017-10-24 04:00 | WEEKDAY | 17.2076 | 2.53 | 0 | 0 | 0 | 0 | 2637.6182 | 0 | 0 | NA | 87.92%
| 4 | 11 | 2017-11-24 04:00 | 0 | 0 | 0 | 0 | 0 | 0 | 0 | 0 | 0 | 0 | 0 | 0 | 0 | 0 | 0 | 0 | 0 | 7853 | 5 | 10 | 2017-10-24 05:00 | WEEKDAY | 17.2326 | 2.53 | 0 | 0 | 0 | 0 | 2637.6182 | 0 | 0 | NA | 87.92%
| 5 | 11 | 2017-11-24 05:00 | 0 | 0 | 0 | 0 | 0 | 0 | 0 | 0 | 0 | 0 | 0 | 0 | 0 | 0 | 0 | 0 | 0 | 7854 | 6 | 10 | 2017-10-24 06:00 | WEEKDAY | 19.003 | 17.57 | 0 | 0 | 0 | 0 | 2637.6182 | 2472 | 200 | YES | 87.92%
| 6 | 11 | 2017-11-24 06:00 | 4.2464 | 0 | 0 | 0 | 0 | 0 | 0 | 0 | 0 | 0 | 0 | 0 | 0 | 0 | 4.2464 | 0 | 4.2464 | 7855 | 7 | 10 | 2017-10-24 07:00 | WEEKDAY | 20.8957 | 17.57 | 0 | 0 | 0 | 0 | 2637.6182 | 2472 | 200 | YES | 87.92%
| 7 | 11 | 2017-11-24 07:00 | 381.6721 | 0 | 0 | 12.3387 | 207.8274 | 0 | 0 | 0 | 0 | 0 | 3.4076 | 9.5099 | 0.86051 | 0 | 381.6721 | 207.8274 | 381.6721 | 7856 | 8 | 10 | 2017-10-24 08:00 | WEEKDAY | 21.3801 | 17.57 | 0 | 0 | 0 | 0 | 2637.6182 | 2472 | 200 | YES | 87.92%
| 8 | 11 | 2017-11-24 08:00 | 770.3549 | 1249.9616 | 329.8972 | 68.0145 | 945.1988 | 631.2938 | 560.217 | 202.1239 | 342.379 | 315.6469 | 57.387 | 91.1458 | 14.4917 | 507.2832 | 770.3549 | 945.1988 | 770.3549 | 7857 | 9 | 10 | 2017-10-24 09:00 | WEEKDAY | 21.6668 | 6.34 | 582.202 | 564.7359 | 0 | 564.7359 | 2637.6182 | 0 | 0 | NA | 87.92%
| 9 | 11 | 2017-11-24 09:00 | 792.0676 | 1564.2295 | 223.9834 | 121.8944 | 1258.9969 | 790.0149 | 448.629 | 787.8677 | 718.4965 | 395.0074 | 111.919 | 170.3085 | 28.2624 | 543.8295 | 792.0676 | 1258.9969 | 792.0676 | 7858 | 10 | 10 | 2017-10-24 10:00 | WEEKDAY | 23.3396 | 6.34 | 466.13 | 452.1461 | 0 | 452.1461 | 2637.6182 | 0 | 0 | NA | 87.92%
| 10 | 11 | 2017-11-24 10:00 | 724.1614 | 1566.5371 | 347.3841 | 168.0671 | 1404.2416 | 791.1804 | 797.959 | 1288.1092 | 753.5581 | 395.5902 | 129.5117 | 163.829 | 32.705 | 266.7155 | 724.1614 | 1404.2416 | 724.1614 | 7859 | 11 | 10 | 2017-10-24 11:00 | WEEKDAY | 21.8839 | 6.34 | 831.455 | 806.5113 | 0 | 806.5113 | 2637.6182 | 0 | 0 | NA | 87.92%
| 11 | 11 | 2017-11-24 11:00 | 680.0433 | 1467.0011 | 668.6331 | 207.1859 | 1389.2992 | 740.9096 | 738.39 | 1300.3268 | 723.685 | 370.4548 | 168.9516 | 159.6759 | 42.6645 | 178.2036 | 680.0433 | 1389.2992 | 680.0433 | 7860 | 12 | 10 | 2017-10-24 12:00 | WEEKDAY | 21.5916 | 6.34 | 768.674 | 745.6138 | 0 | 745.6138 | 2637.6182 | 0 | 0 | NA | 87.92%
| 12 | 11 | 2017-11-24 12:00 | 702.8892 | 1378.3346 | 615.075 | 218.3192 | 1341.4469 | 696.1286 | 688.343 | 1127.6689 | 667.0593 | 348.0643 | 155.2372 | 160.6495 | 39.2013 | 191.8582 | 702.8892 | 1341.4469 | 702.8892 | 7861 | 13 | 10 | 2017-10-24 13:00 | WEEKDAY | 21.4803 | 6.34 | 716.06 | 694.5782 | 0 | 694.5782 | 2637.6182 | 0 | 0 | NA | 87.92%
| 13 | 11 | 2017-11-24 13:00 | 753.8705 | 1353.3264 | 642.1555 | 192.4478 | 1007.1298 | 683.4982 | 700.266 | 1327.7834 | 676.931 | 341.7491 | 138.5326 | 168.9518 | 34.983 | 200.3719 | 753.8705 | 1007.1298 | 753.8705 | 7862 | 14 | 10 | 2017-10-24 14:00 | WEEKDAY | 21.5693 | 2.2 | 728.545 | 706.6886 | 0 | 706.6886 | 2637.6182 | 0 | 0 | NA | 87.92%
| 14 | 11 | 2017-11-24 14:00 | 757.6938 | 1430.0629 | 700.9048 | 145.6731 | 895.6396 | 722.254 | 760.288 | 1370.4565 | 730.2587 | 361.127 | 127.9079 | 178.5999 | 32.3 | 117.035 | 757.6938 | 895.6396 | 757.6938 | 7863 | 15 | 10 | 2017-10-24 15:00 | WEEKDAY | 21.6334 | 2.2 | 791.676 | 767.9257 | 0 | 767.9257 | 2637.6182 | 0 | 0 | NA | 87.92%
| 15 | 11 | 2017-11-24 15:00 | 555.4818 | 528.2772 | 715.6339 | 100.8077 | 330.7279 | 266.8067 | 798.728 | 1232.8826 | 778.2892 | 133.4033 | 110.3078 | 171.9224 | 27.8555 | 120.2755 | 555.4818 | 330.7279 | 555.4818 | 7864 | 16 | 10 | 2017-10-24 16:00 | WEEKDAY | 21.767 | 2.2 | 832.193 | 807.2272 | 0 | 807.2272 | 2637.6182 | 0 | 0 | NA | 87.92%
| 16 | 11 | 2017-11-24 16:00 | 53.8154 | 778.6647 | 453.206 | 45.6394 | 251.6109 | 393.265 | 736.603 | 702.3634 | 738.6404 | 196.6325 | 55.8927 | 96.6508 | 14.1143 | 115.6654 | 53.8154 | 251.6109 | 53.8154 | 7865 | 17 | 10 | 2017-10-24 17:00 | WEEKDAY | 21.9618 | 17.18 | 766.814 | 743.8096 | 0 | 743.8096 | 2637.6182 | 0 | 0 | NA | 87.92%
| 17 | 11 | 2017-11-24 17:00 | 0 | 28.8874 | 25.3377 | 0 | 28.5674 | 14.5896 | 0 | 0 | 173.0121 | 7.2948 | 2.2982 | 3.7499 | 0.58035 | 0 | 0 | 28.5674 | 0 | 7866 | 18 | 10 | 2017-10-24 18:00 | WEEKDAY | 22.5213 | 17.18 | 0 | 0 | 0 | 0 | 2637.6182 | 0 | 0 | NA | 87.92%
| 18 | 11 | 2017-11-24 18:00 | 0 | 0 | 0 | 0 | 0 | 0 | 0 | 0 | 0 | 0 | 0 | 0 | 0 | 0 | 0 | 0 | 0 | 7867 | 19 | 10 | 2017-10-24 19:00 | WEEKDAY | 89.0998 | 17.18 | 0 | 0 | 0 | 0 | 2637.6182 | 0 | 0 | NA | 87.92%
| 19 | 11 | 2017-11-24 19:00 | 0 | 0 | 0 | 0 | 0 | 0 | 0 | 0 | 0 | 0 | 0 | 0 | 0 | 0 | 0 | 0 | 0 | 7868 | 20 | 10 | 2017-10-24 20:00 | WEEKDAY | 132.7256 | 18.29 | 0 | 0 | 0 | 0 | 2637.6182 | 2472 | 200 | YES | 87.92%
| 20 | 11 | 2017-11-24 20:00 | 0 | 0 | 0 | 0 | 0 | 0 | 0 | 0 | 0 | 0 | 0 | 0 | 0 | 0 | 0 | 0 | 0 | 7869 | 21 | 10 | 2017-10-24 21:00 | WEEKDAY | 30.1425 | 18.29 | 0 | 0 | 0 | 0 | 2637.6182 | 2472 | 200 | YES | 87.92%
| 21 | 11 | 2017-11-24 21:00 | 0 | 0 | 0 | 0 | 0 | 0 | 0 | 0 | 0 | 0 | 0 | 0 | 0 | 0 | 0 | 0 | 0 | 7870 | 22 | 10 | 2017-10-24 22:00 | WEEKDAY | 25.0515 | 18.29 | 0 | 0 | 0 | 0 | 2637.6182 | 2472 | 200 | YES | 87.92%
| 22 | 11 | 2017-11-24 22:00 | 0 | 0 | 0 | 0 | 0 | 0 | 0 | 0 | 0 | 0 | 0 | 0 | 0 | 0 | 0 | 0 | 0 | 7871 | 23 | 10 | 2017-10-24 23:00 | WEEKDAY | 23.7154 | 2.53 | 0 | 0 | 0 | 0 | 2637.6182 | 0 | 0 | NA | 87.92%
| 23 | 11 | 2017-11-24 23:00 | 0 | 0 | 0 | 0 | 0 | 0 | 0 | 0 | 0 | 0 | 0 | 0 | 0 | 0 | 0 | 0 | 0 | 7872 | 0 | 10 | 2017-10-25 | WEEKDAY | 21.7364 | 2.53 | 0 | 0 | 0 | 0 | 2637.6182 | 0 | 0 | NA | 87.92%
| 0 | 11 | 2017-11-25 | 0 | 0 | 0 | 0 | 0 | 0 | 0 | 0 | 0 | 0 | 0 | 0 | 0 | 0 | 0 | 0 | 0 | 7873 | 1 | 10 | 2017-10-25 01:00 | WEEKDAY | 21.4664 | 2.53 | 0 | 0 | 0 | 0 | 2637.6182 | 0 | 0 | NA | 87.92%
| 1 | 11 | 2017-11-25 01:00 | 0 | 0 | 0 | 0 | 0 | 0 | 0 | 0 | 0 | 0 | 0 | 0 | 0 | 0 | 0 | 0 | 0 | 7874 | 2 | 10 | 2017-10-25 02:00 | WEEKDAY | 20.5812 | 2.53 | 0 | 0 | 0 | 0 | 2637.6182 | 0 | 0 | NA | 87.92%
| 2 | 11 | 2017-11-25 02:00 | 0 | 0 | 0 | 0 | 0 | 0 | 0 | 0 | 0 | 0 | 0 | 0 | 0 | 0 | 0 | 0 | 0 | 7875 | 3 | 10 | 2017-10-25 03:00 | WEEKDAY | 19.8881 | 2.53 | 0 | 0 | 0 | 0 | 2637.6182 | 0 | 0 | NA | 87.92%
| 3 | 11 | 2017-11-25 03:00 | 0 | 0 | 0 | 0 | 0 | 0 | 0 | 0 | 0 | 0 | 0 | 0 | 0 | 0 | 0 | 0 | 0 | 7876 | 4 | 10 | 2017-10-25 04:00 | WEEKDAY | 19.9104 | 2.53 | 0 | 0 | 0 | 0 | 2637.6182 | 0 | 0 | NA | 87.92%
| 4 | 11 | 2017-11-25 04:00 | 0 | 0 | 0 | 0 | 0 | 0 | 0 | 0 | 0 | 0 | 0 | 0 | 0 | 0 | 0 | 0 | 0 | 7877 | 5 | 10 | 2017-10-25 05:00 | WEEKDAY | 19.838 | 2.53 | 0 | 0 | 0 | 0 | 2637.6182 | 0 | 0 | NA | 87.92%
| 5 | 11 | 2017-11-25 05:00 | 0 | 0 | 0 | 0 | 0 | 0 | 0 | 0 | 0 | 0 | 0 | 0 | 0 | 0 | 0 | 0 | 0 | 7878 | 6 | 10 | 2017-10-25 06:00 | WEEKDAY | 20.7343 | 17.57 | 0 | 0 | 0 | 0 | 2637.6182 | 2472 | 200 | YES | 87.92%
| 6 | 11 | 2017-11-25 06:00 | 1.7519 | 0 | 0 | 0 | 0 | 0 | 0 | 0 | 0 | 0 | 0 | 0 | 0 | 0 | 1.7519 | 0 | 1.7519 | 7879 | 7 | 10 | 2017-10-25 07:00 | WEEKDAY | 21.9312 | 17.57 | 0 | 0 | 0 | 0 | 2637.6182 | 2472 | 200 | YES | 87.92%
| 7 | 11 | 2017-11-25 07:00 | 322.4669 | 0 | 0 | 14.5355 | 28.2781 | 0 | 0 | 0 | 0 | 0 | 43.785 | 10.8044 | 11.0568 | 0 | 322.4669 | 28.2781 | 322.4669 | 7880 | 8 | 10 | 2017-10-25 08:00 | WEEKDAY | 22.3292 | 17.57 | 0 | 0 | 0 | 0 | 2637.6182 | 2472 | 200 | YES | 87.92%
| 8 | 11 | 2017-11-25 08:00 | 683.3314 | 1234.2439 | 77.3586 | 249.0674 | 162.9339 | 623.3555 | 2.8943 | 157.6495 | 349.1437 | 311.6778 | 557.4139 | 131.8149 | 140.7611 | 62.1664 | 683.3314 | 162.9339 | 683.3314 | 7881 | 9 | 10 | 2017-10-25 09:00 | WEEKDAY | 21.689 | 6.34 | 8.167 | 0 | 0 | 0 | 2637.6182 | 0 | 0 | NA | 87.92%
| 9 | 11 | 2017-11-25 09:00 | 715.2085 | 1469.3642 | 90.5531 | 392.4645 | 381.3895 | 742.1031 | 18.3855 | 201.0236 | 773.7069 | 371.0516 | 800.6751 | 184.3849 | 202.1907 | 51.9457 | 715.2085 | 381.3895 | 715.2085 | 7882 | 10 | 10 | 2017-10-25 10:00 | WEEKDAY | 22.847 | 6.34 | 23.9829 | 0 | 0 | 0 | 2645.7852 | 0 | 0 | NA | 88.19%
| 10 | 11 | 2017-11-25 10:00 | 670.6324 | 1497.9251 | 85.6508 | 651.8246 | 463.8596 | 756.5278 | 250.385 | 241.6691 | 820.1651 | 378.2639 | 800.3341 | 183.1975 | 202.1046 | 88.9067 | 670.6324 | 463.8596 | 670.6324 | 7883 | 11 | 10 | 2017-10-25 11:00 | WEEKDAY | 29.5079 | 6.34 | 261.343 | 0 | 0 | 0 | 2669.7681 | 0 | 0 | NA | 88.99%
| 11 | 11 | 2017-11-25 11:00 | 635.8052 | 1408.9755 | 134.4205 | 574.6331 | 1002.521 | 711.6038 | 158.723 | 400.7324 | 763.1756 | 355.8019 | 747.6578 | 171.7149 | 188.8025 | 350.0368 | 635.8052 | 1002.521 | 635.8052 | 7884 | 12 | 10 | 2017-10-25 12:00 | WEEKDAY | 23.6987 | 6.34 | 167.27 | 162.2519 | 0 | 162.2519 | 2931.1111 | 0 | 0 | NA | 97.7%
| 12 | 11 | 2017-11-25 12:00 | 656.9899 | 1373.8778 | 187.7386 | 625.6279 | 941.3776 | 693.8777 | 201.632 | 528.1292 | 701.7436 | 346.9388 | 716.1935 | 153.0471 | 180.857 | 395.7254 | 656.9899 | 941.3776 | 656.9899 | 7885 | 13 | 10 | 2017-10-25 13:00 | WEEKDAY | 22.769 | 6.34 | 211.233 | 204.896 | 0 | 204.896 | 2931.1111 | 0 | 0 | NA | 97.7%
| 13 | 11 | 2017-11-25 13:00 | 707.6839 | 1387.3393 | 206.6994 | 573.8123 | 1061.9195 | 700.6764 | 218.411 | 770.2504 | 699.6542 | 350.3382 | 736.863 | 157.3807 | 186.0765 | 234.4822 | 707.6839 | 1061.9195 | 707.6839 | 7886 | 14 | 10 | 2017-10-25 14:00 | WEEKDAY | 22.6271 | 2.2 | 228.439 | 221.5858 | 0 | 221.5858 | 2931.1111 | 0 | 0 | NA | 97.7%
| 14 | 11 | 2017-11-25 14:00 | 706.9443 | 1449.3552 | 179.4833 | 485.6085 | 533.257 | 731.9976 | 480.092 | 712.844 | 754.6096 | 365.9988 | 773.8446 | 154.7092 | 195.4153 | 156.2694 | 706.9443 | 533.257 | 706.9443 | 7887 | 15 | 10 | 2017-10-25 15:00 | WEEKDAY | 23.4371 | 2.2 | 498.675 | 483.7147 | 0 | 483.7147 | 2931.1111 | 0 | 0 | NA | 97.7%
| 15 | 11 | 2017-11-25 15:00 | 493.1556 | 1387.6334 | 147.8725 | 581.3712 | 452.2085 | 700.8249 | 447.071 | 549.9065 | 804.6179 | 350.4125 | 759.2504 | 153.1338 | 191.7299 | 405.7819 | 493.1556 | 452.2085 | 493.1556 | 7888 | 16 | 10 | 2017-10-25 16:00 | WEEKDAY | 23.7961 | 2.2 | 464.397 | 450.4651 | 0 | 450.4651 | 2931.1111 | 0 | 0 | NA | 97.7%
| 16 | 11 | 2017-11-25 16:00 | 42.8605 | 872.7013 | 196.6358 | 157.6982 | 292.3214 | 440.7582 | 23.1995 | 66.6246 | 756.0849 | 220.3791 | 492.389 | 67.9289 | 124.3407 | 73.4444 | 42.8605 | 292.3214 | 42.8605 | 7889 | 17 | 10 | 2017-10-25 17:00 | WEEKDAY | 28.0577 | 17.18 | 28.8371 | 0 | 0 | 0 | 2931.1111 | 0 | 0 | NA | 97.7%
| 17 | 11 | 2017-11-25 17:00 | 0 | 11.5946 | 5.5628 | 2.6955 | 36.9911 | 5.8559 | 0 | 0 | 363.4357 | 2.9279 | 38.3013 | 4.3072 | 9.672 | 0 | 0 | 36.9911 | 0 | 7890 | 18 | 10 | 2017-10-25 18:00 | WEEKDAY | 30.3179 | 17.18 | 0 | 0 | 0 | 0 | 2959.9482 | 0 | 0 | NA | 98.66%
| 18 | 11 | 2017-11-25 18:00 | 0 | 0 | 0 | 0 | 0 | 0 | 0 | 0 | 0 | 0 | 0 | 0 | 0 | 0 | 0 | 0 | 0 | 7891 | 19 | 10 | 2017-10-25 19:00 | WEEKDAY | 31.6818 | 17.18 | 0 | 0 | 0 | 0 | 2959.9482 | 0 | 0 | NA | 98.66%
| 19 | 11 | 2017-11-25 19:00 | 0 | 0 | 0 | 0 | 0 | 0 | 0 | 0 | 0 | 0 | 0 | 0 | 0 | 0 | 0 | 0 | 0 | 7892 | 20 | 10 | 2017-10-25 20:00 | WEEKDAY | 28.2859 | 18.29 | 0 | 0 | 0 | 0 | 2959.9482 | 2472 | 200 | YES | 98.66%
| 20 | 11 | 2017-11-25 20:00 | 0 | 0 | 0 | 0 | 0 | 0 | 0 | 0 | 0 | 0 | 0 | 0 | 0 | 0 | 0 | 0 | 0 | 7893 | 21 | 10 | 2017-10-25 21:00 | WEEKDAY | 21.6974 | 18.29 | 0 | 0 | 0 | 0 | 2959.9482 | 2472 | 200 | YES | 98.66%
| 21 | 11 | 2017-11-25 21:00 | 0 | 0 | 0 | 0 | 0 | 0 | 0 | 0 | 0 | 0 | 0 | 0 | 0 | 0 | 0 | 0 | 0 | 7894 | 22 | 10 | 2017-10-25 22:00 | WEEKDAY | 20.6285 | 18.29 | 0 | 0 | 0 | 0 | 2959.9482 | 2472 | 200 | YES | 98.66%
| 22 | 11 | 2017-11-25 22:00 | 0 | 0 | 0 | 0 | 0 | 0 | 0 | 0 | 0 | 0 | 0 | 0 | 0 | 0 | 0 | 0 | 0 | 7895 | 23 | 10 | 2017-10-25 23:00 | WEEKDAY | 19.0419 | 2.53 | 0 | 0 | 0 | 0 | 2959.9482 | 0 | 0 | NA | 98.66%
| 23 | 11 | 2017-11-25 23:00 | 0 | 0 | 0 | 0 | 0 | 0 | 0 | 0 | 0 | 0 | 0 | 0 | 0 | 0 | 0 | 0 | 0 | 7896 | 0 | 10 | 2017-10-26 | WEEKDAY | 14.0372 | 2.53 | 0 | 0 | 0 | 0 | 2959.9482 | 0 | 0 | NA | 98.66%
| 0 | 11 | 2017-11-26 | 0 | 0 | 0 | 0 | 0 | 0 | 0 | 0 | 0 | 0 | 0 | 0 | 0 | 0 | 0 | 0 | 0 | 7897 | 1 | 10 | 2017-10-26 01:00 | WEEKDAY | 4.8155 | 2.53 | 0 | 0 | 0 | 0 | 2959.9482 | 0 | 0 | NA | 98.66%
| 1 | 11 | 2017-11-26 01:00 | 0 | 0 | 0 | 0 | 0 | 0 | 0 | 0 | 0 | 0 | 0 | 0 | 0 | 0 | 0 | 0 | 0 | 7898 | 2 | 10 | 2017-10-26 02:00 | WEEKDAY | -0.28948 | 2.53 | 0 | 0 | 0 | 0 | 2959.9482 | 0 | 0 | NA | 98.66%
| 2 | 11 | 2017-11-26 02:00 | 0 | 0 | 0 | 0 | 0 | 0 | 0 | 0 | 0 | 0 | 0 | 0 | 0 | 0 | 0 | 0 | 0 | 7899 | 3 | 10 | 2017-10-26 03:00 | WEEKDAY | -0.42031 | 2.53 | 0 | 0 | 0 | 0 | 2959.9482 | 0 | 0 | NA | 98.66%
| 3 | 11 | 2017-11-26 03:00 | 0 | 0 | 0 | 0 | 0 | 0 | 0 | 0 | 0 | 0 | 0 | 0 | 0 | 0 | 0 | 0 | 0 | 7900 | 4 | 10 | 2017-10-26 04:00 | WEEKDAY | -0.43979 | 2.53 | 0 | 0 | 0 | 0 | 2959.9482 | 0 | 0 | NA | 98.66%
| 4 | 11 | 2017-11-26 04:00 | 0 | 0 | 0 | 0 | 0 | 0 | 0 | 0 | 0 | 0 | 0 | 0 | 0 | 0 | 0 | 0 | 0 | 7901 | 5 | 10 | 2017-10-26 05:00 | WEEKDAY | -0.32567 | 2.53 | 0 | 0 | 0 | 0 | 2959.9482 | 0 | 0 | NA | 98.66%
| 5 | 11 | 2017-11-26 05:00 | 0 | 0 | 0 | 0 | 0 | 0 | 0 | 0 | 0 | 0 | 0 | 0 | 0 | 0 | 0 | 0 | 0 | 7902 | 6 | 10 | 2017-10-26 06:00 | WEEKDAY | 16.0524 | 17.57 | 0 | 0 | 0 | 0 | 2959.9482 | 2472 | 200 | YES | 98.66%
| 6 | 11 | 2017-11-26 06:00 | 2.9307 | 0 | 0 | 0 | 0 | 0 | 0 | 0 | 0 | 0 | 0 | 0 | 0 | 0 | 2.9307 | 0 | 2.9307 | 7903 | 7 | 10 | 2017-10-26 07:00 | WEEKDAY | 19.6515 | 17.57 | 0 | 0 | 0 | 0 | 2959.9482 | 2472 | 200 | YES | 98.66%
| 7 | 11 | 2017-11-26 07:00 | 350.7788 | 0 | 0 | 7.3153 | 147.796 | 0 | 0 | 0 | 0 | 0 | 31.6704 | 11.9373 | 7.9976 | 0 | 350.7788 | 147.796 | 350.7788 | 7904 | 8 | 10 | 2017-10-26 08:00 | WEEKDAY | 18.9334 | 17.57 | 0 | 0 | 0 | 0 | 2959.9482 | 2472 | 200 | YES | 98.66%
| 8 | 11 | 2017-11-26 08:00 | 742.0244 | 1187.3042 | 26.3946 | 38.6422 | 1088.5413 | 599.6486 | 95.3865 | 97.2231 | 315.4585 | 299.8243 | 482.8209 | 90.12 | 121.9245 | 34.1444 | 742.0244 | 1088.5413 | 742.0244 | 7905 | 9 | 10 | 2017-10-26 09:00 | WEEKDAY | 18.7441 | 6.34 | 102.509 | 99.4337 | 0 | 99.4337 | 2959.9482 | 0 | 0 | NA | 98.66%
| 9 | 11 | 2017-11-26 09:00 | 765.0101 | 1451.5978 | 609.8202 | 175.2575 | 1343.0122 | 733.1302 | 58.9299 | 313.8317 | 724.2942 | 366.5651 | 741.0909 | 161.5898 | 187.1442 | 79.4613 | 765.0101 | 1343.0122 | 765.0101 | 7906 | 10 | 10 | 2017-10-26 10:00 | WEEKDAY | 20.3836 | 6.34 | 65.3013 | 63.3423 | 0 | 63.3423 | 2959.9482 | 0 | 0 | NA | 98.66%
| 10 | 11 | 2017-11-26 10:00 | 700.3372 | 1481.2203 | 749.4937 | 345.8603 | 1401.3 | 748.0911 | 342.824 | 176.2283 | 759.4392 | 374.0455 | 767.9022 | 165.9305 | 193.9147 | 75.0081 | 700.3372 | 1401.3 | 700.3372 | 7907 | 11 | 10 | 2017-10-26 11:00 | WEEKDAY | 21.0989 | 6.34 | 356.588 | 345.8904 | 0 | 345.8904 | 2959.9482 | 0 | 0 | NA | 98.66%
| 11 | 11 | 2017-11-26 11:00 | 653.6714 | 1387.2274 | 511.8044 | 515.9865 | 1344.5209 | 700.6199 | 26.962 | 203.1465 | 707.4094 | 350.3099 | 720.6724 | 154.3525 | 181.988 | 141.1791 | 653.6714 | 1344.5209 | 653.6714 | 7908 | 12 | 10 | 2017-10-26 12:00 | WEEKDAY | 19.543 | 6.34 | 32.7155 | 0 | 0 | 0 | 2959.9482 | 0 | 0 | NA | 98.66%
| 12 | 11 | 2017-11-26 12:00 | 668.0749 | 1363.5939 | 611.4482 | 633.9936 | 1308.636 | 688.6838 | 67.6984 | 700.0677 | 569.2367 | 344.3419 | 693.9465 | 121.7503 | 175.239 | 199.8179 | 668.0749 | 1308.636 | 668.0749 | 7909 | 13 | 10 | 2017-10-26 13:00 | WEEKDAY | 19.5096 | 6.34 | 74.2704 | 72.0423 | 0 | 72.0423 | 2992.6637 | 0 | 0 | NA | 99.76%
| 13 | 11 | 2017-11-26 13:00 | 682.1754 | 1382.772 | 646.7947 | 643.5528 | 1361.2785 | 698.3697 | 126.187 | 1331.262 | 511.2123 | 349.1848 | 718.4575 | 118.3539 | 181.4287 | 177.893 | 682.1754 | 1361.2785 | 682.1754 | 7910 | 14 | 10 | 2017-10-26 14:00 | WEEKDAY | 19.9104 | 2.2 | 134.02 | 129.9994 | 0 | 129.9994 | 2992.6637 | 0 | 0 | NA | 99.76%
| 14 | 11 | 2017-11-26 14:00 | 544.9185 | 1459.8215 | 334.5098 | 641.5192 | 1421.2217 | 737.2836 | 36.2377 | 1143.4449 | 403.6374 | 368.6418 | 752.6556 | 149.1955 | 190.0645 | 509.6545 | 544.9185 | 1421.2217 | 544.9185 | 7911 | 15 | 10 | 2017-10-26 15:00 | WEEKDAY | 20.1915 | 2.2 | 42.187 | 40.9214 | 0 | 40.9214 | 2992.6637 | 0 | 0 | NA | 99.76%
| 15 | 11 | 2017-11-26 15:00 | 444.7201 | 1415.8458 | 376.2171 | 515.2089 | 1310.3555 | 715.0736 | 40.4775 | 1300.6162 | 455.4994 | 357.5368 | 721.3406 | 115.2331 | 182.1567 | 557.5878 | 444.7201 | 1310.3555 | 444.7201 | 7912 | 16 | 10 | 2017-10-26 16:00 | WEEKDAY | 21.0711 | 2.2 | 46.513 | 45.1176 | 0 | 45.1176 | 2992.6637 | 0 | 0 | NA | 99.76%
| 16 | 11 | 2017-11-26 16:00 | 41.2258 | 910.7546 | 83.3919 | 253.7713 | 761.7472 | 459.9771 | 47.6628 | 657.6931 | 136.1696 | 229.9885 | 457.8774 | 59.6492 | 115.6256 | 292.3065 | 41.2258 | 761.7472 | 41.2258 | 7913 | 17 | 10 | 2017-10-26 17:00 | WEEKDAY | 22.3098 | 17.18 | 53.8467 | 52.2313 | 500 | 552.2313 | 2992.6637 | 0 | 0 | NA | 99.76%
| 17 | 11 | 2017-11-26 17:00 | 0 | 30.9077 | 17.6802 | 1.6379 | 45.1866 | 15.6099 | 0 | 0 | 330.6316 | 7.805 | 27.3558 | 3.2252 | 6.908 | 0 | 0 | 45.1866 | 0 | 7914 | 18 | 10 | 2017-10-26 18:00 | WEEKDAY | 22.1316 | 17.18 | 0 | 0 | 0 | 0 | 2477.1998 | 0 | 0 | NA | 82.57%
| 18 | 11 | 2017-11-26 18:00 | 0 | 0 | 0 | 0 | 0 | 0 | 0 | 0 | 0 | 0 | 0 | 0 | 0 | 0 | 0 | 0 | 0 | 7915 | 19 | 10 | 2017-10-26 19:00 | WEEKDAY | 21.7558 | 17.18 | 0 | 0 | 0 | 0 | 2477.1998 | 0 | 0 | NA | 82.57%
| 19 | 11 | 2017-11-26 19:00 | 0 | 0 | 0 | 0 | 0 | 0 | 0 | 0 | 0 | 0 | 0 | 0 | 0 | 0 | 0 | 0 | 0 | 7916 | 20 | 10 | 2017-10-26 20:00 | WEEKDAY | 21.4886 | 18.29 | 0 | 0 | 0 | 0 | 2477.1998 | 2472 | 200 | YES | 82.57%
| 20 | 11 | 2017-11-26 20:00 | 0 | 0 | 0 | 0 | 0 | 0 | 0 | 0 | 0 | 0 | 0 | 0 | 0 | 0 | 0 | 0 | 0 | 7917 | 21 | 10 | 2017-10-26 21:00 | WEEKDAY | 20.1164 | 18.29 | 0 | 0 | 0 | 0 | 2477.1998 | 2472 | 200 | YES | 82.57%
| 21 | 11 | 2017-11-26 21:00 | 0 | 0 | 0 | 0 | 0 | 0 | 0 | 0 | 0 | 0 | 0 | 0 | 0 | 0 | 0 | 0 | 0 | 7918 | 22 | 10 | 2017-10-26 22:00 | WEEKDAY | 19.9243 | 18.29 | 0 | 0 | 0 | 0 | 2477.1998 | 2472 | 200 | YES | 82.57%
| 22 | 11 | 2017-11-26 22:00 | 0 | 0 | 0 | 0 | 0 | 0 | 0 | 0 | 0 | 0 | 0 | 0 | 0 | 0 | 0 | 0 | 0 | 7919 | 23 | 10 | 2017-10-26 23:00 | WEEKDAY | 15.7518 | 2.53 | 0 | 0 | 0 | 0 | 2477.1998 | 0 | 0 | NA | 82.57%
| 23 | 11 | 2017-11-26 23:00 | 0 | 0 | 0 | 0 | 0 | 0 | 0 | 0 | 0 | 0 | 0 | 0 | 0 | 0 | 0 | 0 | 0 | 7920 | 0 | 10 | 2017-10-27 | WEEKDAY | 6.6748 | 2.53 | 0 | 0 | 0 | 0 | 2477.1998 | 0 | 0 | NA | 82.57%
| 0 | 11 | 2017-11-27 | 0 | 0 | 0 | 0 | 0 | 0 | 0 | 0 | 0 | 0 | 0 | 0 | 0 | 0 | 0 | 0 | 0 | 7921 | 1 | 10 | 2017-10-27 01:00 | WEEKDAY | 11.0588 | 2.53 | 0 | 0 | 0 | 0 | 2477.1998 | 0 | 0 | NA | 82.57%
| 1 | 11 | 2017-11-27 01:00 | 0 | 0 | 0 | 0 | 0 | 0 | 0 | 0 | 0 | 0 | 0 | 0 | 0 | 0 | 0 | 0 | 0 | 7922 | 2 | 10 | 2017-10-27 02:00 | WEEKDAY | 5.9873 | 2.53 | 0 | 0 | 0 | 0 | 2477.1998 | 0 | 0 | NA | 82.57%
| 2 | 11 | 2017-11-27 02:00 | 0 | 0 | 0 | 0 | 0 | 0 | 0 | 0 | 0 | 0 | 0 | 0 | 0 | 0 | 0 | 0 | 0 | 7923 | 3 | 10 | 2017-10-27 03:00 | WEEKDAY | 4.9268 | 2.53 | 0 | 0 | 0 | 0 | 2477.1998 | 0 | 0 | NA | 82.57%
| 3 | 11 | 2017-11-27 03:00 | 0 | 0 | 0 | 0 | 0 | 0 | 0 | 0 | 0 | 0 | 0 | 0 | 0 | 0 | 0 | 0 | 0 | 7924 | 4 | 10 | 2017-10-27 04:00 | WEEKDAY | 1.1691 | 2.53 | 0 | 0 | 0 | 0 | 2477.1998 | 0 | 0 | NA | 82.57%
| 4 | 11 | 2017-11-27 04:00 | 0 | 0 | 0 | 0 | 0 | 0 | 0 | 0 | 0 | 0 | 0 | 0 | 0 | 0 | 0 | 0 | 0 | 7925 | 5 | 10 | 2017-10-27 05:00 | WEEKDAY | -1.5003 | 2.53 | 0 | 0 | 0 | 0 | 2477.1998 | 0 | 0 | NA | 82.57%
| 5 | 11 | 2017-11-27 05:00 | 0 | 0 | 0 | 0 | 0 | 0 | 0 | 0 | 0 | 0 | 0 | 0 | 0 | 0 | 0 | 0 | 0 | 7926 | 6 | 10 | 2017-10-27 06:00 | WEEKDAY | 5.9817 | 17.57 | 0 | 0 | 0 | 0 | 2477.1998 | 2472 | 200 | YES | 82.57%
| 6 | 11 | 2017-11-27 06:00 | 0 | 0 | 0 | 0 | 0 | 0 | 0 | 0 | 0 | 0 | 0 | 0 | 0 | 0 | 0 | 0 | 0 | 7927 | 7 | 10 | 2017-10-27 07:00 | WEEKDAY | 17.1324 | 17.57 | 0 | 0 | 0 | 0 | 2477.1998 | 2472 | 200 | YES | 82.57%
| 7 | 11 | 2017-11-27 07:00 | 296.5525 | 0 | 0 | 9.3136 | 45.791 | 0 | 0 | 0 | 0 | 0 | 0 | 5.4156 | 0 | 0 | 296.5525 | 45.791 | 296.5525 | 7928 | 8 | 10 | 2017-10-27 08:00 | WEEKDAY | 18.4546 | 17.57 | 0 | 0 | 0 | 0 | 2477.1998 | 2472 | 200 | YES | 82.57%
| 8 | 11 | 2017-11-27 08:00 | 681.3724 | 936.3601 | 382.2445 | 393.6242 | 250.8977 | 472.9092 | 578.685 | 1140.4274 | 0 | 236.4546 | 34.1809 | 104.2099 | 8.6315 | 523.9941 | 681.3724 | 250.8977 | 681.3724 | 7929 | 9 | 10 | 2017-10-27 09:00 | WEEKDAY | 15.9439 | 6.34 | 601.617 | 583.5685 | 0 | 583.5685 | 2477.1998 | 0 | 0 | NA | 82.57%
| 9 | 11 | 2017-11-27 09:00 | 723.4225 | 435.3446 | 590.7953 | 367.8917 | 649.7977 | 219.871 | 845.427 | 1455.4751 | 473.8974 | 109.9355 | 70.049 | 175.6061 | 17.6891 | 710.7318 | 723.4225 | 649.7977 | 723.4225 | 7930 | 10 | 10 | 2017-10-27 10:00 | WEEKDAY | 14.6329 | 6.34 | 881.808 | 855.3538 | 0 | 855.3538 | 2477.1998 | 0 | 0 | NA | 82.57%
| 10 | 11 | 2017-11-27 10:00 | 685.4254 | 294.3386 | 716.8364 | 430.6447 | 1406.192 | 148.6559 | 845.852 | 1459.6859 | 625.2213 | 74.3279 | 103.0093 | 175.292 | 26.0124 | 660.1318 | 685.4254 | 1406.192 | 685.4254 | 7931 | 11 | 10 | 2017-10-27 11:00 | WEEKDAY | 14.9975 | 6.34 | 882.219 | 855.7524 | 0 | 855.7524 | 2477.1998 | 0 | 0 | NA | 82.57%
| 11 | 11 | 2017-11-27 11:00 | 626.6381 | 845.5154 | 664.6658 | 464.1576 | 939.1884 | 427.028 | 784.055 | 1317.4458 | 585.7364 | 213.514 | 135.9814 | 155.9418 | 34.3387 | 622.3731 | 626.6381 | 939.1884 | 626.6381 | 7932 | 12 | 10 | 2017-10-27 12:00 | WEEKDAY | 17.7392 | 6.34 | 816.953 | 792.4444 | 0 | 792.4444 | 2477.1998 | 0 | 0 | NA | 82.57%
| 12 | 11 | 2017-11-27 12:00 | 646.0165 | 1128.2419 | 625.0465 | 561.4867 | 1331.7485 | 569.8191 | 734.013 | 1260.299 | 661.1724 | 284.9096 | 150.8014 | 153.3012 | 38.0812 | 609.9757 | 646.0165 | 1331.7485 | 646.0165 | 7933 | 13 | 10 | 2017-10-27 13:00 | WEEKDAY | 19.092 | 6.34 | 764.247 | 741.3196 | 0 | 741.3196 | 2477.1998 | 0 | 0 | NA | 82.57%
| 13 | 11 | 2017-11-27 13:00 | 661.938 | 1341.1849 | 666.5497 | 649.6741 | 1061.2466 | 677.3661 | 750.281 | 1360.3601 | 614.819 | 338.6831 | 163.7442 | 156.6608 | 41.3496 | 609.7754 | 661.938 | 1061.2466 | 661.938 | 7934 | 14 | 10 | 2017-10-27 14:00 | WEEKDAY | 20.1609 | 2.2 | 781.347 | 757.9066 | 0 | 757.9066 | 2477.1998 | 0 | 0 | NA | 82.57%
| 14 | 11 | 2017-11-27 14:00 | 693.6489 | 1265.3035 | 720.1619 | 681.4187 | 1091.1208 | 639.0422 | 811.635 | 1351.768 | 631.1353 | 319.5211 | 124.0584 | 151.8073 | 31.3279 | 616.8483 | 693.6489 | 1091.1208 | 693.6489 | 7935 | 15 | 10 | 2017-10-27 15:00 | WEEKDAY | 19.6766 | 2.2 | 846.005 | 820.6248 | 0 | 820.6248 | 2477.1998 | 0 | 0 | NA | 82.57%
| 15 | 11 | 2017-11-27 15:00 | 466.7148 | 916.0046 | 724.9509 | 540.0055 | 663.5982 | 462.6286 | 859.604 | 1303.9706 | 774.7865 | 231.3143 | 85.3038 | 60.2271 | 21.5414 | 123.7823 | 466.7148 | 663.5982 | 466.7148 | 7936 | 16 | 10 | 2017-10-27 16:00 | WEEKDAY | 19.7211 | 2.2 | 896.702 | 869.8009 | 0 | 869.8009 | 2477.1998 | 0 | 0 | NA | 82.57%
| 16 | 11 | 2017-11-27 16:00 | 35.3917 | 703.8844 | 451.0166 | 366.0581 | 657.2963 | 355.4972 | 795.104 | 627.4222 | 386.579 | 177.7486 | 52.7368 | 51.7853 | 13.3174 | 164.0632 | 35.3917 | 657.2963 | 35.3917 | 7937 | 17 | 10 | 2017-10-27 17:00 | WEEKDAY | 19.3119 | 17.18 | 828.599 | 803.741 | 0 | 803.741 | 2477.1998 | 0 | 0 | NA | 82.57%
| 17 | 11 | 2017-11-27 17:00 | 0 | 28.244 | 23.1654 | 8.1169 | 35.2412 | 14.2646 | 0 | 0 | 78.5949 | 7.1323 | 2.2229 | 2.1344 | 0.56134 | 0 | 0 | 35.2412 | 0 | 7938 | 18 | 10 | 2017-10-27 18:00 | WEEKDAY | 20.0356 | 17.18 | 0 | 0 | 0 | 0 | 2477.1998 | 0 | 0 | NA | 82.57%
| 18 | 11 | 2017-11-27 18:00 | 0 | 0 | 0 | 0 | 0 | 0 | 0 | 0 | 0 | 0 | 0 | 0 | 0 | 0 | 0 | 0 | 0 | 7939 | 19 | 10 | 2017-10-27 19:00 | WEEKDAY | 27.1391 | 17.18 | 0 | 0 | 0 | 0 | 2477.1998 | 0 | 0 | NA | 82.57%
| 19 | 11 | 2017-11-27 19:00 | 0 | 0 | 0 | 0 | 0 | 0 | 0 | 0 | 0 | 0 | 0 | 0 | 0 | 0 | 0 | 0 | 0 | 7940 | 20 | 10 | 2017-10-27 20:00 | WEEKDAY | 25.3104 | 18.29 | 0 | 0 | 0 | 0 | 2477.1998 | 2472 | 200 | YES | 82.57%
| 20 | 11 | 2017-11-27 20:00 | 0 | 0 | 0 | 0 | 0 | 0 | 0 | 0 | 0 | 0 | 0 | 0 | 0 | 0 | 0 | 0 | 0 | 7941 | 21 | 10 | 2017-10-27 21:00 | WEEKDAY | 23.4872 | 18.29 | 0 | 0 | 0 | 0 | 2477.1998 | 2472 | 200 | YES | 82.57%
| 21 | 11 | 2017-11-27 21:00 | 0 | 0 | 0 | 0 | 0 | 0 | 0 | 0 | 0 | 0 | 0 | 0 | 0 | 0 | 0 | 0 | 0 | 7942 | 22 | 10 | 2017-10-27 22:00 | WEEKDAY | 22.0787 | 18.29 | 0 | 0 | 0 | 0 | 2477.1998 | 2472 | 200 | YES | 82.57%
| 22 | 11 | 2017-11-27 22:00 | 0 | 0 | 0 | 0 | 0 | 0 | 0 | 0 | 0 | 0 | 0 | 0 | 0 | 0 | 0 | 0 | 0 | 7943 | 23 | 10 | 2017-10-27 23:00 | WEEKDAY | 21.4524 | 2.53 | 0 | 0 | 0 | 0 | 2477.1998 | 0 | 0 | NA | 82.57%
| 23 | 11 | 2017-11-27 23:00 | 0 | 0 | 0 | 0 | 0 | 0 | 0 | 0 | 0 | 0 | 0 | 0 | 0 | 0 | 0 | 0 | 0 | 7944 | 0 | 10 | 2017-10-28 | WEEKEND | 21.0488 | 2.53 | 0 | 0 | 0 | 0 | 2477.1998 | 0 | 0 | NA | 82.57%
| 0 | 11 | 2017-11-28 | 0 | 0 | 0 | 0 | 0 | 0 | 0 | 0 | 0 | 0 | 0 | 0 | 0 | 0 | 0 | 0 | 0 | 7945 | 1 | 10 | 2017-10-28 01:00 | WEEKEND | 21.5359 | 2.53 | 0 | 0 | 0 | 0 | 2477.1998 | 0 | 0 | NA | 82.57%
| 1 | 11 | 2017-11-28 01:00 | 0 | 0 | 0 | 0 | 0 | 0 | 0 | 0 | 0 | 0 | 0 | 0 | 0 | 0 | 0 | 0 | 0 | 7946 | 2 | 10 | 2017-10-28 02:00 | WEEKEND | 21.3828 | 2.53 | 0 | 0 | 0 | 0 | 2477.1998 | 0 | 0 | NA | 82.57%
| 2 | 11 | 2017-11-28 02:00 | 0 | 0 | 0 | 0 | 0 | 0 | 0 | 0 | 0 | 0 | 0 | 0 | 0 | 0 | 0 | 0 | 0 | 7947 | 3 | 10 | 2017-10-28 03:00 | WEEKEND | 21.3383 | 2.53 | 0 | 0 | 0 | 0 | 2477.1998 | 0 | 0 | NA | 82.57%
| 3 | 11 | 2017-11-28 03:00 | 0 | 0 | 0 | 0 | 0 | 0 | 0 | 0 | 0 | 0 | 0 | 0 | 0 | 0 | 0 | 0 | 0 | 7948 | 4 | 10 | 2017-10-28 04:00 | WEEKEND | 21.0739 | 2.53 | 0 | 0 | 0 | 0 | 2477.1998 | 0 | 0 | NA | 82.57%
| 4 | 11 | 2017-11-28 04:00 | 0 | 0 | 0 | 0 | 0 | 0 | 0 | 0 | 0 | 0 | 0 | 0 | 0 | 0 | 0 | 0 | 0 | 7949 | 5 | 10 | 2017-10-28 05:00 | WEEKEND | 21.394 | 2.53 | 0 | 0 | 0 | 0 | 2477.1998 | 0 | 0 | NA | 82.57%
| 5 | 11 | 2017-11-28 05:00 | 0 | 0 | 0 | 0 | 0 | 0 | 0 | 0 | 0 | 0 | 0 | 0 | 0 | 0 | 0 | 0 | 0 | 7950 | 6 | 10 | 2017-10-28 06:00 | WEEKEND | 21.6862 | 2.53 | 0 | 0 | 0 | 0 | 2477.1998 | 0 | 0 | NA | 82.57%
| 6 | 11 | 2017-11-28 06:00 | 0 | 0 | 0 | 0 | 0 | 0 | 0 | 0 | 0 | 0 | 0 | 0 | 0 | 0 | 0 | 0 | 0 | 7951 | 7 | 10 | 2017-10-28 07:00 | WEEKEND | 25.4495 | 2.53 | 0 | 0 | 0 | 0 | 2477.1998 | 0 | 0 | NA | 82.57%
| 7 | 11 | 2017-11-28 07:00 | 122.3004 | 0 | 0 | 18.218 | 75.7379 | 0 | 0 | 0 | 0 | 0 | 2.2233 | 0.28763 | 0.56144 | 0 | 122.3004 | 75.7379 | 122.3004 | 7952 | 8 | 10 | 2017-10-28 08:00 | WEEKEND | 27.9324 | 2.53 | 0 | 0 | 0 | 0 | 2477.1998 | 0 | 0 | NA | 82.57%
| 8 | 11 | 2017-11-28 08:00 | 236.2112 | 734.0784 | 399.8978 | 158.3969 | 636.8012 | 370.7467 | 538.958 | 1233.0946 | 313.0908 | 185.3733 | 52.7482 | 44.7742 | 13.3202 | 496.97 | 236.2112 | 636.8012 | 236.2112 | 7953 | 9 | 10 | 2017-10-28 09:00 | WEEKEND | 91.7191 | 2.53 | 560.096 | 543.2931 | 0 | 543.2931 | 2477.1998 | 0 | 0 | NA | 82.57%
| 9 | 11 | 2017-11-28 09:00 | 433.2191 | 426.2334 | 726.681 | 310.9002 | 828.598 | 215.2694 | 767.749 | 1438.8568 | 761.4907 | 107.6347 | 68.3001 | 164.1349 | 17.2475 | 719.8471 | 433.2191 | 828.598 | 433.2191 | 7954 | 10 | 10 | 2017-10-28 10:00 | WEEKEND | 93.1303 | 2.53 | 799.507 | 775.5218 | 0 | 775.5218 | 2477.1998 | 0 | 0 | NA | 82.57%
| 10 | 11 | 2017-11-28 10:00 | 410.108 | 254.3026 | 704.2053 | 645.8141 | 1318.3797 | 128.4357 | 785.552 | 1468.5494 | 822.1895 | 64.2178 | 100.8733 | 125.2311 | 25.4731 | 693.3028 | 410.108 | 1318.3797 | 410.108 | 7955 | 11 | 10 | 2017-10-28 11:00 | WEEKEND | 30.5684 | 2.53 | 818.314 | 793.7646 | 0 | 793.7646 | 2477.1998 | 0 | 0 | NA | 82.57%
| 11 | 11 | 2017-11-28 11:00 | 296.2324 | 961.5556 | 636.3284 | 600.2319 | 1010.8285 | 485.6341 | 706.726 | 1396.987 | 765.169 | 242.8171 | 133.5563 | 180.7151 | 33.7263 | 654.7134 | 296.2324 | 1010.8285 | 296.2324 | 7956 | 12 | 10 | 2017-10-28 12:00 | WEEKEND | 25.7446 | 2.53 | 735.235 | 713.178 | 0 | 713.178 | 2477.1998 | 0 | 0 | NA | 82.57%
| 12 | 11 | 2017-11-28 12:00 | 261.8537 | 685.1853 | 577.7619 | 592.3603 | 533.8483 | 346.0532 | 680.722 | 1330.5954 | 705.8942 | 173.0266 | 149.7221 | 164.4257 | 37.8086 | 631.3804 | 261.8537 | 533.8483 | 261.8537 | 7957 | 13 | 10 | 2017-10-28 13:00 | WEEKEND | 22.9249 | 2.53 | 708.056 | 686.8143 | 0 | 686.8143 | 2477.1998 | 0 | 0 | NA | 82.57%
| 13 | 11 | 2017-11-28 13:00 | 204.7675 | 742.5246 | 632.0695 | 626.9171 | 501.7795 | 375.0124 | 691.992 | 1383.1102 | 698.7511 | 187.5062 | 161.479 | 171.1122 | 40.7775 | 640.3762 | 204.7675 | 501.7795 | 204.7675 | 7958 | 14 | 10 | 2017-10-28 14:00 | WEEKEND | 22.0342 | 2.53 | 719.855 | 698.2594 | 0 | 698.2594 | 2477.1998 | 0 | 0 | NA | 82.57%
| 14 | 11 | 2017-11-28 14:00 | 268.4763 | 1086.7737 | 692.5565 | 601.179 | 467.6097 | 548.8756 | 741.326 | 1416.8712 | 753.6813 | 274.4378 | 100.763 | 144.5211 | 25.4452 | 683.0717 | 268.4763 | 467.6097 | 268.4763 | 7959 | 15 | 10 | 2017-10-28 15:00 | WEEKEND | 21.4357 | 2.53 | 771.658 | 748.5083 | 0 | 748.5083 | 2477.1998 | 0 | 0 | NA | 82.57%
| 15 | 11 | 2017-11-28 15:00 | 166.5753 | 1310.5984 | 687.4558 | 528.9267 | 328.9244 | 661.9184 | 777.917 | 1361.0923 | 807.9935 | 330.9592 | 84.8303 | 138.3362 | 21.4218 | 643.0479 | 166.5753 | 328.9244 | 166.5753 | 7960 | 16 | 10 | 2017-10-28 16:00 | WEEKEND | 21.1685 | 2.53 | 810.176 | 785.8707 | 0 | 785.8707 | 2477.1998 | 0 | 0 | NA | 82.57%
| 16 | 11 | 2017-11-28 16:00 | 9.8836 | 832.4161 | 420.5894 | 177.7276 | 132.6184 | 420.4122 | 719.298 | 747.005 | 773.9261 | 210.2061 | 33.59 | 113.5074 | 8.4823 | 294.1485 | 9.8836 | 132.6184 | 9.8836 | 7961 | 17 | 10 | 2017-10-28 17:00 | WEEKEND | 21.33 | 2.53 | 748.56 | 726.1032 | 0 | 726.1032 | 2477.1998 | 0 | 0 | NA | 82.57%
| 17 | 11 | 2017-11-28 17:00 | 0 | 12.7961 | 20.2855 | 1.5862 | 20.1293 | 6.4627 | 0 | 0 | 191.0289 | 3.2313 | 0 | 5.546 | 0 | 0 | 0 | 20.1293 | 0 | 7962 | 18 | 10 | 2017-10-28 18:00 | WEEKEND | 22.2624 | 2.53 | 0 | 0 | 0 | 0 | 2477.1998 | 0 | 0 | NA | 82.57%
| 18 | 11 | 2017-11-28 18:00 | 0 | 0 | 0 | 0 | 0 | 0 | 0 | 0 | 0 | 0 | 0 | 0 | 0 | 0 | 0 | 0 | 0 | 7963 | 19 | 10 | 2017-10-28 19:00 | WEEKEND | 51.1691 | 2.53 | 0 | 0 | 0 | 0 | 2477.1998 | 0 | 0 | NA | 82.57%
| 19 | 11 | 2017-11-28 19:00 | 0 | 0 | 0 | 0 | 0 | 0 | 0 | 0 | 0 | 0 | 0 | 0 | 0 | 0 | 0 | 0 | 0 | 7964 | 20 | 10 | 2017-10-28 20:00 | WEEKEND | 30.5573 | 2.53 | 0 | 0 | 0 | 0 | 2477.1998 | 0 | 0 | NA | 82.57%
| 20 | 11 | 2017-11-28 20:00 | 0 | 0 | 0 | 0 | 0 | 0 | 0 | 0 | 0 | 0 | 0 | 0 | 0 | 0 | 0 | 0 | 0 | 7965 | 21 | 10 | 2017-10-28 21:00 | WEEKEND | 31.2726 | 2.53 | 0 | 0 | 0 | 0 | 2477.1998 | 0 | 0 | NA | 82.57%
| 21 | 11 | 2017-11-28 21:00 | 0 | 0 | 0 | 0 | 0 | 0 | 0 | 0 | 0 | 0 | 0 | 0 | 0 | 0 | 0 | 0 | 0 | 7966 | 22 | 10 | 2017-10-28 22:00 | WEEKEND | 26.2707 | 2.53 | 0 | 0 | 0 | 0 | 2477.1998 | 0 | 0 | NA | 82.57%
| 22 | 11 | 2017-11-28 22:00 | 0 | 0 | 0 | 0 | 0 | 0 | 0 | 0 | 0 | 0 | 0 | 0 | 0 | 0 | 0 | 0 | 0 | 7967 | 23 | 10 | 2017-10-28 23:00 | WEEKEND | 23.0279 | 2.53 | 0 | 0 | 0 | 0 | 2477.1998 | 0 | 0 | NA | 82.57%
| 23 | 11 | 2017-11-28 23:00 | 0 | 0 | 0 | 0 | 0 | 0 | 0 | 0 | 0 | 0 | 0 | 0 | 0 | 0 | 0 | 0 | 0 | 7968 | 0 | 10 | 2017-10-29 | WEEKEND | 20.3557 | 2.53 | 0 | 0 | 0 | 0 | 2477.1998 | 0 | 0 | NA | 82.57%
| 0 | 11 | 2017-11-29 | 0 | 0 | 0 | 0 | 0 | 0 | 0 | 0 | 0 | 0 | 0 | 0 | 0 | 0 | 0 | 0 | 0 | 7969 | 1 | 10 | 2017-10-29 01:00 | WEEKEND | 18.552 | 2.53 | 0 | 0 | 0 | 0 | 2477.1998 | 0 | 0 | NA | 82.57%
| 1 | 11 | 2017-11-29 01:00 | 0 | 0 | 0 | 0 | 0 | 0 | 0 | 0 | 0 | 0 | 0 | 0 | 0 | 0 | 0 | 0 | 0 | 7970 | 2 | 10 | 2017-10-29 02:00 | WEEKEND | 17.5249 | 2.53 | 0 | 0 | 0 | 0 | 2477.1998 | 0 | 0 | NA | 82.57%
| 2 | 11 | 2017-11-29 02:00 | 0 | 0 | 0 | 0 | 0 | 0 | 0 | 0 | 0 | 0 | 0 | 0 | 0 | 0 | 0 | 0 | 0 | 7971 | 3 | 10 | 2017-10-29 03:00 | WEEKEND | 16.0608 | 2.53 | 0 | 0 | 0 | 0 | 2477.1998 | 0 | 0 | NA | 82.57%
| 3 | 11 | 2017-11-29 03:00 | 0 | 0 | 0 | 0 | 0 | 0 | 0 | 0 | 0 | 0 | 0 | 0 | 0 | 0 | 0 | 0 | 0 | 7972 | 4 | 10 | 2017-10-29 04:00 | WEEKEND | 16.3976 | 2.53 | 0 | 0 | 0 | 0 | 2477.1998 | 0 | 0 | NA | 82.57%
| 4 | 11 | 2017-11-29 04:00 | 0 | 0 | 0 | 0 | 0 | 0 | 0 | 0 | 0 | 0 | 0 | 0 | 0 | 0 | 0 | 0 | 0 | 7973 | 5 | 10 | 2017-10-29 05:00 | WEEKEND | 16.2278 | 2.53 | 0 | 0 | 0 | 0 | 2477.1998 | 0 | 0 | NA | 82.57%
| 5 | 11 | 2017-11-29 05:00 | 0 | 0 | 0 | 0 | 0 | 0 | 0 | 0 | 0 | 0 | 0 | 0 | 0 | 0 | 0 | 0 | 0 | 7974 | 6 | 10 | 2017-10-29 06:00 | WEEKEND | 17.4525 | 2.53 | 0 | 0 | 0 | 0 | 2477.1998 | 0 | 0 | NA | 82.57%
| 6 | 11 | 2017-11-29 06:00 | 0 | 0 | 0 | 0 | 0 | 0 | 0 | 0 | 0 | 0 | 0 | 0 | 0 | 0 | 0 | 0 | 0 | 7975 | 7 | 10 | 2017-10-29 07:00 | WEEKEND | 18.3377 | 2.53 | 0 | 0 | 0 | 0 | 2477.1998 | 0 | 0 | NA | 82.57%
| 7 | 11 | 2017-11-29 07:00 | 39.0356 | 0 | 0 | 39.2084 | 36.9283 | 0 | 0 | 0 | 0 | 0 | 0 | 8.8714 | 0 | 0 | 39.0356 | 36.9283 | 39.0356 | 7976 | 8 | 10 | 2017-10-29 08:00 | WEEKEND | 19.6432 | 2.53 | 0 | 0 | 0 | 0 | 2477.1998 | 0 | 0 | NA | 82.57%
| 8 | 11 | 2017-11-29 08:00 | 86.2758 | 226.3367 | 113.1091 | 354.2412 | 230.2781 | 114.3114 | 385.405 | 1119.954 | 0 | 57.1557 | 41 | 121.7561 | 10.3535 | 513.1903 | 86.2758 | 230.2781 | 86.2758 | 7977 | 9 | 10 | 2017-10-29 09:00 | WEEKEND | 21.3021 | 2.53 | 400.723 | 0 | 0 | 0 | 2477.1998 | 0 | 0 | NA | 82.57%
| 9 | 11 | 2017-11-29 09:00 | 152.2931 | 263.7761 | 220.3561 | 527.8914 | 439.1721 | 133.2202 | 695.566 | 1484.3048 | 161.8823 | 66.6101 | 67.3785 | 183.3395 | 17.0148 | 690.3759 | 152.2931 | 439.1721 | 152.2931 | 7978 | 10 | 10 | 2017-10-29 10:00 | WEEKEND | 22.6549 | 2.53 | 723.853 | 702.1374 | 0 | 702.1374 | 2877.9228 | 0 | 0 | NA | 95.93%
| 10 | 11 | 2017-11-29 10:00 | 160.2827 | 361.812 | 621.9694 | 566.3387 | 520.1174 | 182.7333 | 781.961 | 1442.3939 | 95.5385 | 91.3667 | 746.2767 | 181.3148 | 188.4537 | 659.5029 | 160.2827 | 520.1174 | 160.2827 | 7979 | 11 | 10 | 2017-10-29 11:00 | WEEKEND | 22.7718 | 2.53 | 814.641 | 790.2018 | 0 | 790.2018 | 2877.9228 | 0 | 0 | NA | 95.93%
| 11 | 11 | 2017-11-29 11:00 | 314.3422 | 1358.641 | 133.2996 | 522.4404 | 677.263 | 686.1823 | 640.504 | 1323.3529 | 98.6403 | 343.0912 | 702.9134 | 158.9778 | 177.5034 | 630.9188 | 314.3422 | 677.263 | 314.3422 | 7980 | 12 | 10 | 2017-10-29 12:00 | WEEKEND | 21.5777 | 2.53 | 666.061 | 646.0792 | 0 | 646.0792 | 2877.9228 | 0 | 0 | NA | 95.93%
| 12 | 11 | 2017-11-29 12:00 | 371.9093 | 1035.3195 | 352.7475 | 605.7115 | 1027.7731 | 522.8887 | 674.655 | 1270.1955 | 303.0532 | 261.4443 | 677.0572 | 158.8346 | 170.974 | 618.0985 | 371.9093 | 1027.7731 | 371.9093 | 7981 | 13 | 10 | 2017-10-29 13:00 | WEEKEND | 21.394 | 2.53 | 701.781 | 680.7276 | 309 | 989.7276 | 2877.9228 | 0 | 0 | NA | 95.93%
| 13 | 11 | 2017-11-29 13:00 | 260.2901 | 1160.0893 | 223.1414 | 614.6759 | 976.8742 | 585.9037 | 686.554 | 1369.2016 | 989.9121 | 292.9518 | 699.647 | 158.0865 | 176.6785 | 634.8132 | 260.2901 | 976.8742 | 260.2901 | 7982 | 14 | 10 | 2017-10-29 14:00 | WEEKEND | 21.0572 | 2.53 | 714.245 | 692.8176 | 297 | 989.8176 | 2559.3661 | 0 | 0 | NA | 85.31%
| 14 | 11 | 2017-11-29 14:00 | 153.6005 | 1341.1332 | 104.3659 | 660.0266 | 616.2309 | 677.34 | 740.515 | 1383.1488 | 989.7592 | 338.67 | 733.7558 | 180.6303 | 185.2919 | 686.3827 | 153.6005 | 616.2309 | 153.6005 | 7983 | 15 | 10 | 2017-10-29 15:00 | WEEKEND | 20.9765 | 2.53 | 770.919 | 747.7914 | 0 | 747.7914 | 2253.1805 | 0 | 0 | NA | 75.11%
| 15 | 11 | 2017-11-29 15:00 | 191.5214 | 1306.8273 | 82.1114 | 523.4642 | 442.2286 | 660.0138 | 779.366 | 1310.4536 | 0 | 330.0069 | 707.5167 | 171.8987 | 178.6658 | 635.8884 | 191.5214 | 442.2286 | 191.5214 | 7984 | 16 | 10 | 2017-10-29 16:00 | WEEKEND | 21.1991 | 2.53 | 811.832 | 787.477 | 203 | 990.477 | 2253.1805 | 0 | 0 | NA | 75.11%
| 16 | 11 | 2017-11-29 16:00 | 5.4997 | 440.7807 | 79.703 | 237.1132 | 153.3439 | 222.6165 | 716.18 | 677.5703 | 0 | 111.3083 | 464.5332 | 106.8995 | 117.3064 | 278.6783 | 5.4997 | 153.3439 | 5.4997 | 7985 | 17 | 10 | 2017-10-29 17:00 | WEEKEND | 21.561 | 2.53 | 745.387 | 0 | 0 | 0 | 2043.9022 | 0 | 0 | NA | 68.13%
| 17 | 11 | 2017-11-29 17:00 | 0 | 0 | 15.179 | 4.3444 | 6.4745 | 0 | 0 | 0 | 0 | 0 | 30.0371 | 4.9875 | 7.5851 | 0 | 0 | 6.4745 | 0 | 7986 | 18 | 10 | 2017-10-29 18:00 | WEEKEND | 23.5039 | 2.53 | 0 | 0 | 0 | 0 | 2789.2892 | 0 | 0 | NA | 92.98%
| 18 | 11 | 2017-11-29 18:00 | 0 | 0 | 0 | 0 | 0 | 0 | 0 | 0 | 0 | 0 | 0 | 0 | 0 | 0 | 0 | 0 | 0 | 7987 | 19 | 10 | 2017-10-29 19:00 | WEEKEND | 27.5149 | 2.53 | 0 | 0 | 0 | 0 | 2789.2892 | 0 | 0 | NA | 92.98%
| 19 | 11 | 2017-11-29 19:00 | 0 | 0 | 0 | 0 | 0 | 0 | 0 | 0 | 0 | 0 | 0 | 0 | 0 | 0 | 0 | 0 | 0 | 7988 | 20 | 10 | 2017-10-29 20:00 | WEEKEND | 24.0133 | 2.53 | 0 | 0 | 0 | 0 | 2789.2892 | 0 | 0 | NA | 92.98%
| 20 | 11 | 2017-11-29 20:00 | 0 | 0 | 0 | 0 | 0 | 0 | 0 | 0 | 0 | 0 | 0 | 0 | 0 | 0 | 0 | 0 | 0 | 7989 | 21 | 10 | 2017-10-29 21:00 | WEEKEND | 20.3557 | 2.53 | 0 | 0 | 0 | 0 | 2789.2892 | 0 | 0 | NA | 92.98%
| 21 | 11 | 2017-11-29 21:00 | 0 | 0 | 0 | 0 | 0 | 0 | 0 | 0 | 0 | 0 | 0 | 0 | 0 | 0 | 0 | 0 | 0 | 7990 | 22 | 10 | 2017-10-29 22:00 | WEEKEND | 14.4575 | 2.53 | 0 | 0 | 0 | 0 | 2789.2892 | 0 | 0 | NA | 92.98%
| 22 | 11 | 2017-11-29 22:00 | 0 | 0 | 0 | 0 | 0 | 0 | 0 | 0 | 0 | 0 | 0 | 0 | 0 | 0 | 0 | 0 | 0 | 7991 | 23 | 10 | 2017-10-29 23:00 | WEEKEND | -0.13917 | 2.53 | 0 | 0 | 0 | 0 | 2789.2892 | 0 | 0 | NA | 92.98%
| 23 | 11 | 2017-11-29 23:00 | 0 | 0 | 0 | 0 | 0 | 0 | 0 | 0 | 0 | 0 | 0 | 0 | 0 | 0 | 0 | 0 | 0 | 7992 | 0 | 10 | 2017-10-30 | WEEKDAY | 4.6651 | 2.53 | 0 | 0 | 0 | 0 | 2789.2892 | 0 | 0 | NA | 92.98%
| 0 | 11 | 2017-11-30 | 0 | 0 | 0 | 0 | 0 | 0 | 0 | 0 | 0 | 0 | 0 | 0 | 0 | 0 | 0 | 0 | 0 | 7993 | 1 | 10 | 2017-10-30 01:00 | WEEKDAY | 2.7 | 2.53 | 0 | 0 | 0 | 0 | 2789.2892 | 0 | 0 | NA | 92.98%
| 1 | 11 | 2017-11-30 01:00 | 0 | 0 | 0 | 0 | 0 | 0 | 0 | 0 | 0 | 0 | 0 | 0 | 0 | 0 | 0 | 0 | 0 | 7994 | 2 | 10 | 2017-10-30 02:00 | WEEKDAY | 1.8733 | 2.53 | 0 | 0 | 0 | 0 | 2789.2892 | 0 | 0 | NA | 92.98%
| 2 | 11 | 2017-11-30 02:00 | 0 | 0 | 0 | 0 | 0 | 0 | 0 | 0 | 0 | 0 | 0 | 0 | 0 | 0 | 0 | 0 | 0 | 7995 | 3 | 10 | 2017-10-30 03:00 | WEEKDAY | 4.359 | 2.53 | 0 | 0 | 0 | 0 | 2789.2892 | 0 | 0 | NA | 92.98%
| 3 | 11 | 2017-11-30 03:00 | 0 | 0 | 0 | 0 | 0 | 0 | 0 | 0 | 0 | 0 | 0 | 0 | 0 | 0 | 0 | 0 | 0 | 7996 | 4 | 10 | 2017-10-30 04:00 | WEEKDAY | -0.030618 | 2.53 | 0 | 0 | 0 | 0 | 2789.2892 | 0 | 0 | NA | 92.98%
| 4 | 11 | 2017-11-30 04:00 | 0 | 0 | 0 | 0 | 0 | 0 | 0 | 0 | 0 | 0 | 0 | 0 | 0 | 0 | 0 | 0 | 0 | 7997 | 5 | 10 | 2017-10-30 05:00 | WEEKDAY | 6.3185 | 2.53 | 0 | 0 | 0 | 0 | 2789.2892 | 0 | 0 | NA | 92.98%
| 5 | 11 | 2017-11-30 05:00 | 0 | 0 | 0 | 0 | 0 | 0 | 0 | 0 | 0 | 0 | 0 | 0 | 0 | 0 | 0 | 0 | 0 | 7998 | 6 | 10 | 2017-10-30 06:00 | WEEKDAY | 14.6384 | 17.57 | 0 | 0 | 0 | 0 | 2789.2892 | 2472 | 200 | YES | 92.98%
| 6 | 11 | 2017-11-30 06:00 | 0 | 0 | 0 | 0 | 0 | 0 | 0 | 0 | 0 | 0 | 0 | 0 | 0 | 0 | 0 | 0 | 0 | 7999 | 7 | 10 | 2017-10-30 07:00 | WEEKDAY | 19.2173 | 17.57 | 0 | 0 | 0 | 0 | 2789.2892 | 2472 | 200 | YES | 92.98%
| 7 | 11 | 2017-11-30 07:00 | 30.7467 | 0 | 0 | 40.6321 | 42.9431 | 0 | 0 | 0 | 0 | 0 | 23.0648 | 7.9003 | 5.8244 | 0 | 30.7467 | 42.9431 | 30.7467 | 8000 | 8 | 10 | 2017-10-30 08:00 | WEEKDAY | 19.7656 | 17.57 | 0 | 0 | 0 | 0 | 2789.2892 | 2472 | 200 | YES | 92.98%
| 8 | 11 | 2017-11-30 08:00 | 71.8099 | 232.5703 | 365.2063 | 391.7924 | 138.4906 | 117.4597 | 497.917 | 1055.6412 | 0 | 58.7299 | 439.8947 | 118.593 | 111.0845 | 545.6951 | 71.8099 | 138.4906 | 71.8099 | 8001 | 9 | 10 | 2017-10-30 09:00 | WEEKDAY | 19.9716 | 6.34 | 517.265 | 501.747 | 0 | 501.747 | 2789.2892 | 0 | 0 | NA | 92.98%
| 9 | 11 | 2017-11-30 09:00 | 133.8029 | 362.1986 | 740.9631 | 623.5858 | 225.6864 | 182.9286 | 748.141 | 1407.5461 | 0 | 91.4643 | 727.9197 | 181.4817 | 183.8181 | 691.8729 | 133.8029 | 225.6864 | 133.8029 | 8002 | 10 | 10 | 2017-10-30 10:00 | WEEKDAY | 20.6731 | 6.34 | 778.837 | 755.4719 | 0 | 755.4719 | 2789.2892 | 0 | 0 | NA | 92.98%
| 10 | 11 | 2017-11-30 10:00 | 173.8994 | 369.8631 | 673.856 | 680.8163 | 305.8084 | 186.7995 | 770.912 | 1478.4336 | 474.493 | 93.3998 | 762.6398 | 181.1875 | 192.5858 | 684.5987 | 173.8994 | 305.8084 | 173.8994 | 8003 | 11 | 10 | 2017-10-30 11:00 | WEEKDAY | 19.504 | 6.34 | 802.853 | 778.7674 | 0 | 778.7674 | 2789.2892 | 0 | 0 | NA | 92.98%
| 11 | 11 | 2017-11-30 11:00 | 198.5288 | 446.4504 | 682.1597 | 688.2868 | 444.5746 | 225.48 | 714.472 | 1372.3485 | 488.2883 | 112.74 | 717.5625 | 169.8006 | 181.2026 | 668.5106 | 198.5288 | 444.5746 | 198.5288 | 8004 | 12 | 10 | 2017-10-30 12:00 | WEEKDAY | 18.5604 | 6.34 | 743.455 | 721.1513 | 0 | 721.1513 | 2789.2892 | 0 | 0 | NA | 92.98%
| 12 | 11 | 2017-11-30 12:00 | 185.7702 | 567.6516 | 603.7584 | 677.7 | 470.9373 | 286.6927 | 668.912 | 1305.7054 | 676.3781 | 143.3464 | 690.6502 | 163.6146 | 174.4066 | 600.823 | 185.7702 | 470.9373 | 185.7702 | 8005 | 13 | 10 | 2017-10-30 13:00 | WEEKDAY | 18.051 | 6.34 | 695.641 | 674.7718 | 0 | 674.7718 | 2789.2892 | 0 | 0 | NA | 92.98%
| 13 | 11 | 2017-11-30 13:00 | 145.7273 | 524.733 | 608.5478 | 702.1745 | 380.7035 | 265.0167 | 692.872 | 1362.3089 | 673.4817 | 132.5083 | 711.4415 | 169.624 | 179.6569 | 617.7168 | 145.7273 | 380.7035 | 145.7273 | 8006 | 14 | 10 | 2017-10-30 14:00 | WEEKDAY | 17.3941 | 2.2 | 720.82 | 699.1954 | 0 | 699.1954 | 2789.2892 | 0 | 0 | NA | 92.98%
| 14 | 11 | 2017-11-30 14:00 | 106.2525 | 324.8997 | 664.5207 | 736.5094 | 323.6789 | 164.0908 | 746.12 | 1408.0631 | 725.5086 | 82.0454 | 666.118 | 178.3436 | 168.2116 | 656.9988 | 106.2525 | 323.6789 | 106.2525 | 8007 | 15 | 10 | 2017-10-30 15:00 | WEEKDAY | 17.9369 | 2.2 | 776.754 | 753.4514 | 0 | 753.4514 | 2789.2892 | 0 | 0 | NA | 92.98%
| 15 | 11 | 2017-11-30 15:00 | 58.6559 | 509.5325 | 606.0148 | 696.7428 | 226.5837 | 257.3397 | 786.68 | 1297.2883 | 990.0969 | 128.6698 | 664.7325 | 174.2006 | 167.8618 | 577.3382 | 58.6559 | 226.5837 | 58.6559 | 8008 | 16 | 10 | 2017-10-30 16:00 | WEEKDAY | 18.4101 | 2.2 | 819.471 | 794.8869 | 0 | 794.8869 | 2789.2892 | 0 | 0 | NA | 92.98%
| 16 | 11 | 2017-11-30 16:00 | 3.4526 | 126.4741 | 436.0961 | 380.7385 | 264.2497 | 63.8758 | 733.435 | 674.7603 | 757.2674 | 31.9379 | 99.2148 | 103.5749 | 25.0543 | 262.249 | 3.4526 | 264.2497 | 3.4526 | 8009 | 17 | 10 | 2017-10-30 17:00 | WEEKDAY | 18.4797 | 17.18 | 763.472 | 740.5678 | 0 | 740.5678 | 2789.2892 | 0 | 0 | NA | 92.98%
| 17 | 11 | 2017-11-30 17:00 | 0 | 0 | 7.311 | 10.7277 | 48.9546 | 0 | 0 | 0 | 0 | 0 | 24.9423 | 4.2804 | 6.2986 | 0 | 0 | 48.9546 | 0 | 8010 | 18 | 10 | 2017-10-30 18:00 | WEEKDAY | 18.6578 | 17.18 | 0 | 0 | 0 | 0 | 2789.2892 | 0 | 0 | NA | 92.98%
| 18 | 11 | 2017-11-30 18:00 | 0 | 0 | 0 | 0 | 0 | 0 | 0 | 0 | 0 | 0 | 0 | 0 | 0 | 0 | 0 | 0 | 0 | 8011 | 19 | 10 | 2017-10-30 19:00 | WEEKDAY | 19.3926 | 17.18 | 0 | 0 | 0 | 0 | 2789.2892 | 0 | 0 | NA | 92.98%
| 19 | 11 | 2017-11-30 19:00 | 0 | 0 | 0 | 0 | 0 | 0 | 0 | 0 | 0 | 0 | 0 | 0 | 0 | 0 | 0 | 0 | 0 | 8012 | 20 | 10 | 2017-10-30 20:00 | WEEKDAY | 21.0238 | 18.29 | 0 | 0 | 0 | 0 | 2789.2892 | 2472 | 200 | YES | 92.98%
| 20 | 11 | 2017-11-30 20:00 | 0 | 0 | 0 | 0 | 0 | 0 | 0 | 0 | 0 | 0 | 0 | 0 | 0 | 0 | 0 | 0 | 0 | 8013 | 21 | 10 | 2017-10-30 21:00 | WEEKDAY | 19.504 | 18.29 | 0 | 0 | 0 | 0 | 2789.2892 | 2472 | 200 | YES | 92.98%
| 21 | 11 | 2017-11-30 21:00 | 0 | 0 | 0 | 0 | 0 | 0 | 0 | 0 | 0 | 0 | 0 | 0 | 0 | 0 | 0 | 0 | 0 | 8014 | 22 | 10 | 2017-10-30 22:00 | WEEKDAY | 18.6133 | 18.29 | 0 | 0 | 0 | 0 | 2789.2892 | 2472 | 200 | YES | 92.98%
| 22 | 11 | 2017-11-30 22:00 | 0 | 0 | 0 | 0 | 0 | 0 | 0 | 0 | 0 | 0 | 0 | 0 | 0 | 0 | 0 | 0 | 0 | 8015 | 23 | 10 | 2017-10-30 23:00 | WEEKDAY | 17.6919 | 2.53 | 0 | 0 | 0 | 0 | 2789.2892 | 0 | 0 | NA | 92.98%
| 23 | 11 | 2017-11-30 23:00 | 0 | 0 | 0 | 0 | 0 | 0 | 0 | 0 | 0 | 0 | 0 | 0 | 0 | 0 | 0 | 0 | 0 | 8016 | 0 | 10 | 2017-10-31 | WEEKDAY | 17.923 | 2.53 | 0 | 0 | 0 | 0 | 2789.2892 | 0 | 0 | NA | 92.98%
| 0 | 12 | 2017-12-01 | 0 | 0 | 0 | 0 | 0 | 0 | 0 | 0 | -970 | 0 | 0 | 0 | 0 | 0 | 0 | 0 | 0 | 8017 | 1 | 10 | 2017-10-31 01:00 | WEEKDAY | 17.9508 | 2.53 | 0 | 0 | 0 | 0 | 2789.2892 | 0 | 0 | NA | 92.98%
| 1 | 12 | 2017-12-01 01:00 | 0 | 0 | 0 | 0 | 0 | 0 | 0 | 0 | -970 | 0 | 0 | 0 | 0 | 0 | 0 | 0 | 0 | 8018 | 2 | 10 | 2017-10-31 02:00 | WEEKDAY | 18.1206 | 2.53 | 0 | 0 | 0 | 0 | 2789.2892 | 0 | 0 | NA | 92.98%
| 2 | 12 | 2017-12-01 02:00 | 0 | 0 | 0 | 0 | 0 | 0 | 0 | 0 | -660 | 0 | 0 | 0 | 0 | 0 | 0 | 0 | 0 | 8019 | 3 | 10 | 2017-10-31 03:00 | WEEKDAY | 18.2932 | 2.53 | 0 | 0 | 0 | 0 | 2789.2892 | 0 | 0 | NA | 92.98%
| 3 | 12 | 2017-12-01 03:00 | 0 | 0 | 0 | 0 | 0 | 0 | 0 | 0 | 0 | 0 | 0 | 0 | 0 | 0 | 0 | 0 | 0 | 8020 | 4 | 10 | 2017-10-31 04:00 | WEEKDAY | 18.5437 | 2.53 | 0 | 0 | 0 | 0 | 2789.2892 | 0 | 0 | NA | 92.98%
| 4 | 12 | 2017-12-01 04:00 | 0 | 0 | 0 | 0 | 0 | 0 | 0 | 0 | 0 | 0 | 0 | 0 | 0 | 0 | 0 | 0 | 0 | 8021 | 5 | 10 | 2017-10-31 05:00 | WEEKDAY | 18.989 | 2.53 | 0 | 0 | 0 | 0 | 2789.2892 | 0 | 0 | NA | 92.98%
| 5 | 12 | 2017-12-01 05:00 | 0 | 0 | 0 | 0 | 0 | 0 | 0 | 0 | 0 | 0 | 0 | 0 | 0 | 0 | 0 | 0 | 0 | 8022 | 6 | 10 | 2017-10-31 06:00 | WEEKDAY | 19.7127 | 17.57 | 0 | 0 | 0 | 0 | 2789.2892 | 2472 | 200 | YES | 92.98%
| 6 | 12 | 2017-12-01 06:00 | 0 | 0 | 0 | 0 | 0 | 0 | 0 | 0 | 0 | 0 | 0 | 0 | 0 | 0 | 0 | 0 | 0 | 8023 | 7 | 10 | 2017-10-31 07:00 | WEEKDAY | 21.6222 | 17.57 | 0 | 0 | 0 | 0 | 2789.2892 | 2472 | 200 | YES | 92.98%
| 7 | 12 | 2017-12-01 07:00 | 65.6473 | 0 | 0 | 71.0023 | 104.0212 | 0 | 0 | 0 | 0 | 0 | 40.2301 | 7.5428 | 10.1591 | 37.1449 | 65.6473 | 104.0212 | 65.6473 | 8024 | 8 | 10 | 2017-10-31 08:00 | WEEKDAY | 22.5185 | 17.57 | 0 | 0 | 0 | 0 | 2789.2892 | 2472 | 200 | YES | 92.98%
| 8 | 12 | 2017-12-01 08:00 | 667.9404 | 387.2446 | 27.3296 | 598.9114 | 1204.0598 | 195.5781 | 468.844 | 1247.1732 | 0 | 97.789 | 509.5125 | 79.5209 | 128.6648 | 576.9424 | 667.9404 | 1204.0598 | 667.9404 | 8025 | 9 | 10 | 2017-10-31 09:00 | WEEKDAY | 23.8379 | 6.34 | 487.097 | 472.4841 | 0 | 472.4841 | 2789.2892 | 0 | 0 | NA | 92.98%
| 9 | 12 | 2017-12-01 09:00 | 646.4396 | 1078.9982 | 346.3543 | 742.8869 | 1564.6205 | 544.9486 | 732.712 | 1478.743 | 0 | 272.4743 | 786.8717 | 111.8692 | 198.705 | 741.1663 | 646.4396 | 1564.6205 | 646.4396 | 8026 | 10 | 10 | 2017-10-31 10:00 | WEEKDAY | 22.6243 | 6.34 | 762.707 | 739.8258 | 0 | 739.8258 | 2789.2892 | 0 | 0 | NA | 92.98%
| 10 | 12 | 2017-12-01 10:00 | 473.1384 | 1456.2033 | 338.2206 | 751.8893 | 1571.682 | 735.4562 | 718.848 | 1379.4068 | 56.4231 | 367.7281 | 791.6466 | 117.3802 | 199.9108 | 685.7558 | 473.1384 | 1571.682 | 473.1384 | 8027 | 11 | 10 | 2017-10-31 11:00 | WEEKDAY | 22.2485 | 6.34 | 747.946 | 725.5076 | 0 | 725.5076 | 2789.2892 | 0 | 0 | NA | 92.98%
| 11 | 12 | 2017-12-01 11:00 | 188.7604 | 1377.967 | 563.0808 | 712.6937 | 1480.8492 | 695.9429 | 665.229 | 1376.9691 | 44.4523 | 347.9715 | 735.14 | 148.4806 | 185.6414 | 656.495 | 188.7604 | 1480.8492 | 188.7604 | 8028 | 12 | 10 | 2017-10-31 12:00 | WEEKDAY | 22.975 | 6.34 | 691.656 | 670.9063 | 0 | 670.9063 | 2789.2892 | 0 | 0 | NA | 92.98%
| 12 | 12 | 2017-12-01 12:00 | 381.7697 | 1193.1304 | 533.8013 | 686.1055 | 1444.2048 | 602.5911 | 619.667 | 1342.7736 | 129.1283 | 301.2956 | 699.718 | 148.2837 | 176.6965 | 620.3144 | 381.7697 | 1444.2048 | 381.7697 | 8029 | 13 | 10 | 2017-10-31 13:00 | WEEKDAY | 22.7523 | 6.34 | 643.95 | 624.6315 | 0 | 624.6315 | 2789.2892 | 0 | 0 | NA | 92.98%
| 13 | 12 | 2017-12-01 13:00 | 490.7603 | 1020.5316 | 659.1442 | 707.2005 | 1506.0634 | 515.42 | 527.159 | 1377.5455 | 177.1055 | 257.71 | 721.6857 | 137.675 | 182.2439 | 677.3159 | 490.7603 | 1506.0634 | 490.7603 | 8030 | 14 | 10 | 2017-10-31 14:00 | WEEKDAY | 22.1761 | 2.2 | 547.542 | 531.1157 | 0 | 531.1157 | 2789.2892 | 0 | 0 | NA | 92.98%
| 14 | 12 | 2017-12-01 14:00 | 689.9332 | 815.013 | 723.0288 | 736.4052 | 1598.2436 | 411.6227 | 689.84 | 1158.0002 | 134.9425 | 205.8114 | 761.0474 | 108.7078 | 192.1837 | 653.1647 | 689.9332 | 1598.2436 | 689.9332 | 8031 | 15 | 10 | 2017-10-31 15:00 | WEEKDAY | 22.3042 | 2.2 | 717.502 | 695.9769 | 294 | 989.9769 | 2789.2892 | 0 | 0 | NA | 92.98%
| 15 | 12 | 2017-12-01 15:00 | 454.3049 | 1177.173 | 683.4368 | 672 | 1550.4243 | 594.5318 | 422.405 | 1251.9221 | 566.2307 | 297.2659 | 740.4047 | 72.2773 | 186.9709 | 647.8183 | 454.3049 | 1550.4243 | 454.3049 | 8032 | 16 | 10 | 2017-10-31 16:00 | WEEKDAY | 22.0704 | 2.2 | 438.769 | 425.6059 | 0 | 425.6059 | 2486.1964 | 0 | 0 | NA | 82.87%
| 16 | 12 | 2017-12-01 16:00 | 35.0742 | 149.0583 | 449.6844 | 375.0666 | 941.0293 | 75.282 | 27.4535 | 641.1411 | 119.4943 | 37.641 | 500.2215 | 49.9625 | 126.3186 | 283.9431 | 35.0742 | 941.0293 | 35.0742 | 8033 | 17 | 10 | 2017-10-31 17:00 | WEEKDAY | 22.2708 | 17.18 | 33.1862 | 0 | 0 | 0 | 2486.1964 | 0 | 0 | NA | 82.87%
| 17 | 12 | 2017-12-01 17:00 | 0 | 0 | 16.1336 | 9.7157 | 63.2562 | 0 | 0 | 0 | 0 | 0 | 45.092 | 5.3038 | 11.3869 | 0 | 0 | 63.2562 | 0 | 8034 | 18 | 10 | 2017-10-31 18:00 | WEEKDAY | 21.7391 | 17.18 | 0 | 0 | 0 | 0 | 2519.3826 | 0 | 0 | NA | 83.98%
| 18 | 12 | 2017-12-01 18:00 | 0 | 0 | 0 | 0 | 0 | 0 | 0 | 0 | 0 | 0 | 0 | 0 | 0 | 0 | 0 | 0 | 0 | 8035 | 19 | 10 | 2017-10-31 19:00 | WEEKDAY | 22.5102 | 17.18 | 0 | 0 | 0 | 0 | 2519.3826 | 0 | 0 | NA | 83.98%
| 19 | 12 | 2017-12-01 19:00 | 0 | 0 | 0 | 0 | 0 | 0 | 0 | 0 | 0 | 0 | 0 | 0 | 0 | 0 | 0 | 0 | 0 | 8036 | 20 | 10 | 2017-10-31 20:00 | WEEKDAY | 22.0342 | 18.29 | 0 | 0 | 0 | 0 | 2519.3826 | 2472 | 200 | YES | 83.98%
| 20 | 12 | 2017-12-01 20:00 | 0 | 0 | 0 | 0 | 0 | 0 | 0 | 0 | 0 | 0 | 0 | 0 | 0 | 0 | 0 | 0 | 0 | 8037 | 21 | 10 | 2017-10-31 21:00 | WEEKDAY | 21.6417 | 18.29 | 0 | 0 | 0 | 0 | 2519.3826 | 2472 | 200 | YES | 83.98%
| 21 | 12 | 2017-12-01 21:00 | 0 | 0 | 0 | 0 | 0 | 0 | 0 | 0 | 0 | 0 | 0 | 0 | 0 | 0 | 0 | 0 | 0 | 8038 | 22 | 10 | 2017-10-31 22:00 | WEEKDAY | 20.5701 | 18.29 | 0 | 0 | 0 | 0 | 2519.3826 | 2472 | 200 | YES | 83.98%
| 22 | 12 | 2017-12-01 22:00 | 0 | 0 | 0 | 0 | 0 | 0 | 0 | 0 | 0 | 0 | 0 | 0 | 0 | 0 | 0 | 0 | 0 | 8039 | 23 | 10 | 2017-10-31 23:00 | WEEKDAY | 19.3064 | 2.53 | 0 | 0 | 0 | 0 | 2519.3826 | 0 | 0 | NA | 83.98%
| 23 | 12 | 2017-12-01 23:00 | 0 | 0 | 0 | 0 | 0 | 0 | 0 | 0 | 0 | 0 | 0 | 0 | 0 | 0 | 0 | 0 | 0 | 8040 | 0 | 11 | 2017-11-01 | WEEKDAY | 18.9278 | 2.53 | 0 | 0 | 0 | 0 | 2519.3826 | 0 | 0 | NA | 83.98%
| 0 | 12 | 2017-12-02 | 0 | 0 | 0 | 0 | 0 | 0 | 0 | 0 | 0 | 0 | 0 | 0 | 0 | 0 | 0 | 0 | 0 | 8041 | 1 | 11 | 2017-11-01 01:00 | WEEKDAY | 19.2618 | 2.53 | 0 | 0 | 0 | 0 | 2519.3826 | 0 | 0 | NA | 83.98%
| 1 | 12 | 2017-12-02 01:00 | 0 | 0 | 0 | 0 | 0 | 0 | 0 | 0 | 0 | 0 | 0 | 0 | 0 | 0 | 0 | 0 | 0 | 8042 | 2 | 11 | 2017-11-01 02:00 | WEEKDAY | 18.5548 | 2.53 | 0 | 0 | 0 | 0 | 2519.3826 | 0 | 0 | NA | 83.98%
| 2 | 12 | 2017-12-02 02:00 | 0 | 0 | 0 | 0 | 0 | 0 | 0 | 0 | 0 | 0 | 0 | 0 | 0 | 0 | 0 | 0 | 0 | 8043 | 3 | 11 | 2017-11-01 03:00 | WEEKDAY | 17.5416 | 2.53 | 0 | 0 | 0 | 0 | 2519.3826 | 0 | 0 | NA | 83.98%
| 3 | 12 | 2017-12-02 03:00 | 0 | 0 | 0 | 0 | 0 | 0 | 0 | 0 | 0 | 0 | 0 | 0 | 0 | 0 | 0 | 0 | 0 | 8044 | 4 | 11 | 2017-11-01 04:00 | WEEKDAY | 16.5563 | 2.53 | 0 | 0 | 0 | 0 | 2519.3826 | 0 | 0 | NA | 83.98%
| 4 | 12 | 2017-12-02 04:00 | 0 | 0 | 0 | 0 | 0 | 0 | 0 | 0 | 0 | 0 | 0 | 0 | 0 | 0 | 0 | 0 | 0 | 8045 | 5 | 11 | 2017-11-01 05:00 | WEEKDAY | 17.7921 | 2.53 | 0 | 0 | 0 | 0 | 2519.3826 | 0 | 0 | NA | 83.98%
| 5 | 12 | 2017-12-02 05:00 | 0 | 0 | 0 | 0 | 0 | 0 | 0 | 0 | 0 | 0 | 0 | 0 | 0 | 0 | 0 | 0 | 0 | 8046 | 6 | 11 | 2017-11-01 06:00 | WEEKDAY | 19.4567 | 17.57 | 0 | 0 | 0 | 0 | 2519.3826 | 2472 | 200 | YES | 83.98%
| 6 | 12 | 2017-12-02 06:00 | 0 | 0 | 0 | 0 | 0 | 0 | 0 | 0 | 0 | 0 | 0 | 0 | 0 | 0 | 0 | 0 | 0 | 8047 | 7 | 11 | 2017-11-01 07:00 | WEEKDAY | 20.6257 | 17.57 | 0 | 0 | 0 | 0 | 2519.3826 | 2472 | 200 | YES | 83.98%
| 7 | 12 | 2017-12-02 07:00 | 158.4023 | 1.4856 | 0 | 54.9319 | 106.3012 | 0.7503 | 0 | 0 | 0 | 0.37515 | 34.6962 | 2.3588 | 8.7617 | 30.4 | 158.4023 | 106.3012 | 158.4023 | 8048 | 8 | 11 | 2017-11-01 08:00 | WEEKDAY | 21.7781 | 17.57 | 0 | 0 | 0 | 0 | 2519.3826 | 2472 | 200 | YES | 83.98%
| 8 | 12 | 2017-12-02 08:00 | 302.0725 | 177.3312 | 409.8668 | 224.7103 | 1185.1591 | 89.5612 | 101.073 | 1098.0625 | 297.339 | 44.7806 | 499.4597 | 7.6991 | 126.1262 | 508.0251 | 302.0725 | 1185.1591 | 302.0725 | 8049 | 9 | 11 | 2017-11-01 09:00 | WEEKDAY | 20.2945 | 6.34 | 108.35 | 0 | 0 | 0 | 2519.3826 | 0 | 0 | NA | 83.98%
| 9 | 12 | 2017-12-02 09:00 | 359.3117 | 1333.657 | 760.4605 | 282.2423 | 1519.5449 | 673.5641 | 711.333 | 1360.6357 | 785.862 | 336.7821 | 766.3742 | 24.0557 | 193.5288 | 649.4024 | 359.3117 | 1519.5449 | 359.3117 | 8050 | 10 | 11 | 2017-11-01 10:00 | WEEKDAY | 18.5882 | 6.34 | 740.241 | 718.0338 | 0 | 718.0338 | 2627.7326 | 0 | 0 | NA | 87.59%
| 10 | 12 | 2017-12-02 10:00 | 220.9395 | 1384.4362 | 749.155 | 299.5195 | 1551.3333 | 699.2102 | 720.561 | 1336.6824 | 851.1915 | 349.6051 | 773.0651 | 57.6088 | 195.2185 | 656.0763 | 220.9395 | 1551.3333 | 220.9395 | 8051 | 11 | 11 | 2017-11-01 11:00 | WEEKDAY | 19.9271 | 6.34 | 749.873 | 727.3768 | 0 | 727.3768 | 2627.7326 | 0 | 0 | NA | 87.59%
| 11 | 12 | 2017-12-02 11:00 | 310.5567 | 1288.1878 | 668.1271 | 377.8373 | 1470.2046 | 650.5999 | 668.122 | 1242.2765 | 792.4211 | 325.2999 | 718.0192 | 74.2604 | 181.318 | 622.3705 | 310.5567 | 1470.2046 | 310.5567 | 8052 | 12 | 11 | 2017-11-01 12:00 | WEEKDAY | 19.6376 | 6.34 | 694.806 | 673.9618 | 0 | 673.9618 | 2627.7326 | 0 | 0 | NA | 87.59%
| 12 | 12 | 2017-12-02 12:00 | 233.0522 | 1316.1588 | 647.8065 | 320.2736 | 1430.3483 | 664.7267 | 627.557 | 1213.8233 | 728.7086 | 332.3633 | 683.6704 | 71.5591 | 172.644 | 607.405 | 233.0522 | 1430.3483 | 233.0522 | 8053 | 13 | 11 | 2017-11-01 13:00 | WEEKDAY | 18.2765 | 6.34 | 652.349 | 632.7785 | 0 | 632.7785 | 2627.7326 | 0 | 0 | NA | 87.59%
| 13 | 12 | 2017-12-02 13:00 | 188.835 | 580.2668 | 664.9516 | 343.5638 | 1478.5233 | 293.0641 | 637.621 | 1362.9006 | 723.3115 | 146.532 | 705.5682 | 66.4297 | 178.1738 | 613.9402 | 188.835 | 1478.5233 | 188.835 | 8054 | 14 | 11 | 2017-11-01 14:00 | WEEKDAY | 17.8255 | 2.2 | 662.867 | 642.981 | 0 | 642.981 | 2627.7326 | 0 | 0 | NA | 87.59%
| 14 | 12 | 2017-12-02 14:00 | 144.4698 | 804.4236 | 715.7504 | 181.4993 | 1547.0794 | 406.2745 | 377.803 | 1399.3765 | 781.2855 | 203.1373 | 743.1023 | 148.2212 | 187.6521 | 637.5111 | 144.4698 | 1547.0794 | 144.4698 | 8055 | 15 | 11 | 2017-11-01 15:00 | WEEKDAY | 29.9477 | 2.2 | 392.6 | 380.822 | 0 | 380.822 | 2627.7326 | 0 | 0 | NA | 87.59%
| 15 | 12 | 2017-12-02 15:00 | 85.7241 | 1033.4017 | 697.6188 | 129.3836 | 1456.8427 | 521.92 | 710.689 | 1352.4619 | 839.1441 | 260.96 | 737.0963 | 92.4337 | 186.1354 | 635.8885 | 85.7241 | 1456.8427 | 85.7241 | 8056 | 16 | 11 | 2017-11-01 16:00 | WEEKDAY | 38.0727 | 2.2 | 739.429 | 717.2461 | 0 | 717.2461 | 2627.7326 | 0 | 0 | NA | 87.59%
| 16 | 12 | 2017-12-02 16:00 | 5.6295 | 805.2004 | 471.288 | 62.7412 | 870.1299 | 406.6668 | 76.7205 | 701.4847 | 806.8635 | 203.3334 | 501.1372 | 54.4115 | 126.5498 | 276.3659 | 5.6295 | 870.1299 | 5.6295 | 8057 | 17 | 11 | 2017-11-01 17:00 | WEEKDAY | 39.4728 | 17.18 | 83.4146 | 0 | 0 | 0 | 2627.7326 | 0 | 0 | NA | 87.59%
| 17 | 12 | 2017-12-02 17:00 | 0 | 28.318 | 6.6637 | 10.8557 | 18.3136 | 14.302 | 0 | 0 | 452.3459 | 7.151 | 43.5199 | 5.1559 | 10.9899 | 0 | 0 | 18.3136 | 0 | 8058 | 18 | 11 | 2017-11-01 18:00 | WEEKDAY | 33.4966 | 17.18 | 0 | 0 | 0 | 0 | 2711.1472 | 0 | 0 | NA | 90.37%
| 18 | 12 | 2017-12-02 18:00 | 0 | 0 | 0 | 0 | 0 | 0 | 0 | 0 | 0 | 0 | 0 | 0 | 0 | 0 | 0 | 0 | 0 | 8059 | 19 | 11 | 2017-11-01 19:00 | WEEKDAY | 21.419 | 17.18 | 0 | 0 | 0 | 0 | 2711.1472 | 0 | 0 | NA | 90.37%
| 19 | 12 | 2017-12-02 19:00 | 0 | 0 | 0 | 0 | 0 | 0 | 0 | 0 | 0 | 0 | 0 | 0 | 0 | 0 | 0 | 0 | 0 | 8060 | 20 | 11 | 2017-11-01 20:00 | WEEKDAY | 26.5295 | 18.29 | 0 | 0 | 0 | 0 | 2711.1472 | 2472 | 200 | YES | 90.37%
| 20 | 12 | 2017-12-02 20:00 | 0 | 0 | 0 | 0 | 0 | 0 | 0 | 0 | 0 | 0 | 0 | 0 | 0 | 0 | 0 | 0 | 0 | 8061 | 21 | 11 | 2017-11-01 21:00 | WEEKDAY | 32.7507 | 18.29 | 0 | 0 | 0 | 0 | 2711.1472 | 2472 | 200 | YES | 90.37%
| 21 | 12 | 2017-12-02 21:00 | 0 | 0 | 0 | 0 | 0 | 0 | 0 | 0 | 0 | 0 | 0 | 0 | 0 | 0 | 0 | 0 | 0 | 8062 | 22 | 11 | 2017-11-01 22:00 | WEEKDAY | 22.5519 | 18.29 | 0 | 0 | 0 | 0 | 2711.1472 | 2472 | 200 | YES | 90.37%
| 22 | 12 | 2017-12-02 22:00 | 0 | 0 | 0 | 0 | 0 | 0 | 0 | 0 | 0 | 0 | 0 | 0 | 0 | 0 | 0 | 0 | 0 | 8063 | 23 | 11 | 2017-11-01 23:00 | WEEKDAY | 19.2897 | 2.53 | 0 | 0 | 0 | 0 | 2711.1472 | 0 | 0 | NA | 90.37%
| 23 | 12 | 2017-12-02 23:00 | 0 | 0 | 0 | 0 | 0 | 0 | 0 | 0 | 0 | 0 | 0 | 0 | 0 | 0 | 0 | 0 | 0 | 8064 | 0 | 11 | 2017-11-02 | WEEKDAY | 16.0831 | 2.53 | 0 | 0 | 0 | 0 | 2711.1472 | 0 | 0 | NA | 90.37%
| 0 | 12 | 2017-12-03 | 0 | 0 | 0 | 0 | 0 | 0 | 0 | 0 | 0 | 0 | 0 | 0 | 0 | 0 | 0 | 0 | 0 | 8065 | 1 | 11 | 2017-11-02 01:00 | WEEKDAY | 9.5808 | 2.53 | 0 | 0 | 0 | 0 | 2711.1472 | 0 | 0 | NA | 90.37%
| 1 | 12 | 2017-12-03 01:00 | 0 | 0 | 0 | 0 | 0 | 0 | 0 | 0 | 0 | 0 | 0 | 0 | 0 | 0 | 0 | 0 | 0 | 8066 | 2 | 11 | 2017-11-02 02:00 | WEEKDAY | 4.526 | 2.53 | 0 | 0 | 0 | 0 | 2711.1472 | 0 | 0 | NA | 90.37%
| 2 | 12 | 2017-12-03 02:00 | 0 | 0 | 0 | 0 | 0 | 0 | 0 | 0 | 0 | 0 | 0 | 0 | 0 | 0 | 0 | 0 | 0 | 8067 | 3 | 11 | 2017-11-02 03:00 | WEEKDAY | 7.3123 | 2.53 | 0 | 0 | 0 | 0 | 2711.1472 | 0 | 0 | NA | 90.37%
| 3 | 12 | 2017-12-03 03:00 | 0 | 0 | 0 | 0 | 0 | 0 | 0 | 0 | 0 | 0 | 0 | 0 | 0 | 0 | 0 | 0 | 0 | 8068 | 4 | 11 | 2017-11-02 04:00 | WEEKDAY | 8.5008 | 2.53 | 0 | 0 | 0 | 0 | 2711.1472 | 0 | 0 | NA | 90.37%
| 4 | 12 | 2017-12-03 04:00 | 0 | 0 | 0 | 0 | 0 | 0 | 0 | 0 | 0 | 0 | 0 | 0 | 0 | 0 | 0 | 0 | 0 | 8069 | 5 | 11 | 2017-11-02 05:00 | WEEKDAY | 14.7665 | 2.53 | 0 | 0 | 0 | 0 | 2711.1472 | 0 | 0 | NA | 90.37%
| 5 | 12 | 2017-12-03 05:00 | 0 | 0 | 0 | 0 | 0 | 0 | 0 | 0 | 0 | 0 | 0 | 0 | 0 | 0 | 0 | 0 | 0 | 8070 | 6 | 11 | 2017-11-02 06:00 | WEEKDAY | 13.2161 | 17.57 | 0 | 0 | 0 | 0 | 2711.1472 | 2472 | 200 | YES | 90.37%
| 6 | 12 | 2017-12-03 06:00 | 0 | 0 | 0 | 0 | 0 | 0 | 0 | 0 | 0 | 0 | 0 | 0 | 0 | 0 | 0 | 0 | 0 | 8071 | 7 | 11 | 2017-11-02 07:00 | WEEKDAY | 20.5116 | 17.57 | 0 | 0 | 0 | 0 | 2711.1472 | 2472 | 200 | YES | 90.37%
| 7 | 12 | 2017-12-03 07:00 | 234.5678 | 46.5446 | 0 | 13.4943 | 98.1035 | 23.5074 | 0 | 17.3317 | 0 | 11.7537 | 27.4953 | 8.2571 | 6.9433 | 26.9165 | 234.5678 | 98.1035 | 234.5678 | 8072 | 8 | 11 | 2017-11-02 08:00 | WEEKDAY | 21.6278 | 17.57 | 0 | 0 | 0 | 0 | 2711.1472 | 2472 | 200 | YES | 90.37%
| 8 | 12 | 2017-12-03 08:00 | 406.2874 | 841.3392 | 56.2475 | 189.6576 | 1101.2558 | 424.9188 | 418.89 | 408.7698 | 301.2733 | 212.4594 | 429.2236 | 118.1249 | 108.3898 | 489.2893 | 406.2874 | 1101.2558 | 406.2874 | 8073 | 9 | 11 | 2017-11-02 09:00 | WEEKDAY | 21.5053 | 6.34 | 435.25 | 422.1925 | 0 | 422.1925 | 2711.1472 | 0 | 0 | NA | 90.37%
| 9 | 12 | 2017-12-03 09:00 | 190.2119 | 1385.2909 | 496.3785 | 179.3101 | 1467.4633 | 699.6419 | 46.1292 | 695.2112 | 349.9983 | 349.8209 | 727.8734 | 185.8106 | 183.8064 | 635.5443 | 190.2119 | 1467.4633 | 190.2119 | 8074 | 10 | 11 | 2017-11-02 10:00 | WEEKDAY | 22.0926 | 6.34 | 52.2525 | 0 | 0 | 0 | 2711.1472 | 0 | 0 | NA | 90.37%
| 10 | 12 | 2017-12-03 10:00 | 320.537 | 1413.1239 | 550.8616 | 191.9768 | 1489.5208 | 713.6989 | 74.0544 | 446.7873 | 643.206 | 356.8495 | 748.5315 | 188.6679 | 189.0231 | 577.088 | 320.537 | 1489.5208 | 320.537 | 8075 | 11 | 11 | 2017-11-02 11:00 | WEEKDAY | 22.4962 | 6.34 | 80.7268 | 0 | 0 | 0 | 2763.3997 | 0 | 0 | NA | 92.11%
| 11 | 12 | 2017-12-03 11:00 | 282.8652 | 1374.8249 | 696.4815 | 240.1832 | 1422.6449 | 694.356 | 184.344 | 313.832 | 801.7215 | 347.178 | 705.52 | 178.0577 | 178.1616 | 611.7274 | 282.8652 | 1422.6449 | 282.8652 | 8076 | 12 | 11 | 2017-11-02 12:00 | WEEKDAY | 28.3249 | 6.34 | 193.515 | 187.7095 | 0 | 187.7095 | 2844.1265 | 0 | 0 | NA | 94.8%
| 12 | 12 | 2017-12-03 12:00 | 444.362 | 1293.1047 | 641.1767 | 258.4679 | 1385.9744 | 653.0832 | 272.114 | 276.7769 | 740.8453 | 326.5416 | 674.8153 | 172.8253 | 170.4079 | 504.8609 | 444.362 | 1385.9744 | 444.362 | 8077 | 13 | 11 | 2017-11-02 13:00 | WEEKDAY | 33.3853 | 6.34 | 283.651 | 275.1415 | 0 | 275.1415 | 2844.1265 | 0 | 0 | NA | 94.8%
| 13 | 12 | 2017-12-03 13:00 | 443.9837 | 1332.8255 | 633.9753 | 227.6289 | 1425.4031 | 673.1442 | 193.35 | 237.882 | 736.0506 | 336.5721 | 691.6486 | 177.9292 | 174.6587 | 586.157 | 443.9837 | 1425.4031 | 443.9837 | 8078 | 14 | 11 | 2017-11-02 14:00 | WEEKDAY | 28.7675 | 2.2 | 202.732 | 196.65 | 0 | 196.65 | 2844.1265 | 0 | 0 | NA | 94.8%
| 14 | 12 | 2017-12-03 14:00 | 585.7733 | 1434.0798 | 687.6614 | 173.6321 | 1485.7528 | 724.2827 | 135.474 | 161.91 | 795.1798 | 362.1414 | 726.7866 | 190.3602 | 183.532 | 624.3594 | 585.7733 | 1485.7528 | 585.7733 | 8079 | 15 | 11 | 2017-11-02 15:00 | WEEKDAY | 29.5357 | 2.2 | 143.451 | 0 | 0 | 0 | 2844.1265 | 0 | 0 | NA | 94.8%
| 15 | 12 | 2017-12-03 15:00 | 308.2925 | 1378.4735 | 617.2376 | 118.0125 | 1396.4264 | 696.1988 | 87.6348 | 118.4556 | 854.0491 | 348.0994 | 709.7118 | 186.5206 | 179.2201 | 585.4168 | 308.2925 | 1396.4264 | 308.2925 | 8080 | 16 | 11 | 2017-11-02 16:00 | WEEKDAY | 30.1286 | 2.2 | 94.5619 | 91.725 | 0 | 91.725 | 2987.5775 | 0 | 0 | NA | 99.59%
| 16 | 12 | 2017-12-03 16:00 | 18.8921 | 829.0215 | 449.6744 | 51.326 | 853.0967 | 418.6977 | 660.656 | 104.5039 | 825.9783 | 209.3489 | 461.2858 | 113.2917 | 116.4863 | 236.1149 | 18.8921 | 853.0967 | 18.8921 | 8081 | 17 | 11 | 2017-11-02 17:00 | WEEKDAY | 41.1179 | 17.18 | 687.079 | 666.4666 | 324 | 990.4666 | 2987.5775 | 0 | 0 | NA | 99.59%
| 17 | 12 | 2017-12-03 17:00 | 0 | 28.3754 | 6.5663 | 0 | 13.2737 | 14.331 | 0 | 0 | 478.7183 | 7.1655 | 37.9972 | 7.3167 | 9.5953 | 0 | 0 | 13.2737 | 0 | 8082 | 18 | 11 | 2017-11-02 18:00 | WEEKDAY | 35.2168 | 17.18 | 0 | 0 | 100 | 100 | 2653.5569 | 0 | 0 | NA | 88.45%
| 18 | 12 | 2017-12-03 18:00 | 0 | 0 | 0 | 0 | 0 | 0 | 0 | 0 | 0 | 0 | 0 | 0 | 0 | 0 | 0 | 0 | 0 | 8083 | 19 | 11 | 2017-11-02 19:00 | WEEKDAY | 34.8494 | 17.18 | 0 | 0 | 0 | 0 | 2550.4641 | 0 | 0 | NA | 85.02%
| 19 | 12 | 2017-12-03 19:00 | 0 | 0 | 0 | 0 | 0 | 0 | 0 | 0 | 0 | 0 | 0 | 0 | 0 | 0 | 0 | 0 | 0 | 8084 | 20 | 11 | 2017-11-02 20:00 | WEEKDAY | 29.0152 | 18.29 | 0 | 0 | 0 | 0 | 2550.4641 | 2472 | 200 | YES | 85.02%
| 20 | 12 | 2017-12-03 20:00 | 0 | 0 | 0 | 0 | 0 | 0 | 0 | 0 | 970 | 0 | 0 | 0 | 0 | 0 | 0 | 0 | 0 | 8085 | 21 | 11 | 2017-11-02 21:00 | WEEKDAY | 29.4411 | 18.29 | 0 | 0 | 0 | 0 | 2550.4641 | 2472 | 200 | YES | 85.02%
| 21 | 12 | 2017-12-03 21:00 | 0 | 0 | 0 | 0 | 0 | 0 | 0 | 0 | 970 | 0 | 0 | 0 | 0 | 0 | 0 | 0 | 0 | 8086 | 22 | 11 | 2017-11-02 22:00 | WEEKDAY | 29.1516 | 18.29 | 0 | 0 | 0 | 0 | 2550.4641 | 2472 | 200 | YES | 85.02%
| 22 | 12 | 2017-12-03 22:00 | 0 | 0 | 0 | 0 | 0 | 0 | 0 | 0 | 0 | 0 | 0 | 0 | 0 | 0 | 0 | 0 | 0 | 8087 | 23 | 11 | 2017-11-02 23:00 | WEEKDAY | 29.6832 | 2.53 | 0 | 0 | 0 | 0 | 2550.4641 | 0 | 0 | NA | 85.02%
| 23 | 12 | 2017-12-03 23:00 | 0 | 0 | 0 | 0 | 0 | 0 | 0 | 0 | 0 | 0 | 0 | 0 | 0 | 0 | 0 | 0 | 0 | 8088 | 0 | 11 | 2017-11-03 | WEEKDAY | 24.8233 | 2.53 | 0 | 0 | 0 | 0 | 2550.4641 | 0 | 0 | NA | 85.02%
| 0 | 12 | 2017-12-04 | 0 | 0 | 0 | 0 | 0 | 0 | 0 | 0 | 0 | 0 | 0 | 0 | 0 | 0 | 0 | 0 | 0 | 8089 | 1 | 11 | 2017-11-03 01:00 | WEEKDAY | 22.5213 | 2.53 | 0 | 0 | 0 | 0 | 2550.4641 | 0 | 0 | NA | 85.02%
| 1 | 12 | 2017-12-04 01:00 | 0 | 0 | 0 | 0 | 0 | 0 | 0 | 0 | 0 | 0 | 0 | 0 | 0 | 0 | 0 | 0 | 0 | 8090 | 2 | 11 | 2017-11-03 02:00 | WEEKDAY | 21.8115 | 2.53 | 0 | 0 | 0 | 0 | 2550.4641 | 0 | 0 | NA | 85.02%
| 2 | 12 | 2017-12-04 02:00 | 0 | 0 | 0 | 0 | 0 | 0 | 0 | 0 | 0 | 0 | 0 | 0 | 0 | 0 | 0 | 0 | 0 | 8091 | 3 | 11 | 2017-11-03 03:00 | WEEKDAY | 21.767 | 2.53 | 0 | 0 | 0 | 0 | 2550.4641 | 0 | 0 | NA | 85.02%
| 3 | 12 | 2017-12-04 03:00 | 0 | 0 | 0 | 0 | 0 | 0 | 0 | 0 | 0 | 0 | 0 | 0 | 0 | 0 | 0 | 0 | 0 | 8092 | 4 | 11 | 2017-11-03 04:00 | WEEKDAY | 21.6445 | 2.53 | 0 | 0 | 0 | 0 | 2550.4641 | 0 | 0 | NA | 85.02%
| 4 | 12 | 2017-12-04 04:00 | 0 | 0 | 0 | 0 | 0 | 0 | 0 | 0 | 0 | 0 | 0 | 0 | 0 | 0 | 0 | 0 | 0 | 8093 | 5 | 11 | 2017-11-03 05:00 | WEEKDAY | 22.2791 | 2.53 | 0 | 0 | 0 | 0 | 2550.4641 | 0 | 0 | NA | 85.02%
| 5 | 12 | 2017-12-04 05:00 | 0 | 0 | 0 | 0 | 0 | 0 | 0 | 0 | 0 | 0 | 0 | 0 | 0 | 0 | 0 | 0 | 0 | 8094 | 6 | 11 | 2017-11-03 06:00 | WEEKDAY | 34.2315 | 17.57 | 0 | 0 | 0 | 0 | 2550.4641 | 2472 | 200 | YES | 85.02%
| 6 | 12 | 2017-12-04 06:00 | 0 | 0 | 0 | 0 | 0 | 0 | 0 | 0 | 0 | 0 | 0 | 0 | 0 | 0 | 0 | 0 | 0 | 8095 | 7 | 11 | 2017-11-03 07:00 | WEEKDAY | 122.5492 | 17.57 | 0 | 0 | 0 | 0 | 2550.4641 | 2472 | 200 | YES | 85.02%
| 7 | 12 | 2017-12-04 07:00 | 236.6753 | 0 | 0 | 5.5178 | 78.4639 | 0 | 0 | 63.7711 | 0 | 0 | 28.0888 | 8.0283 | 7.0931 | 4.187 | 236.6753 | 78.4639 | 236.6753 | 8096 | 8 | 11 | 2017-11-03 08:00 | WEEKDAY | 29.8447 | 17.57 | 0 | 0 | 0 | 0 | 2550.4641 | 2472 | 200 | YES | 85.02%
| 8 | 12 | 2017-12-04 08:00 | 656.4638 | 155.3921 | 55.5145 | 59.7149 | 1023.1375 | 78.4809 | 13.0226 | 972.274 | 0 | 39.2404 | 290.3789 | 117.4773 | 73.328 | 178.1754 | 656.4638 | 1023.1375 | 656.4638 | 8097 | 9 | 11 | 2017-11-03 09:00 | WEEKDAY | 27.8962 | 6.34 | 18.4677 | 0 | 0 | 0 | 2550.4641 | 0 | 0 | NA | 85.02%
| 9 | 12 | 2017-12-04 09:00 | 667.6984 | 1221.5235 | 80.0624 | 112.703 | 1587.456 | 616.9311 | 43.3217 | 936.6633 | 0 | 308.4655 | 652.183 | 185.679 | 164.6927 | 346.7228 | 667.6984 | 1587.456 | 667.6984 | 8098 | 10 | 11 | 2017-11-03 10:00 | WEEKDAY | 27.9964 | 6.34 | 49.3598 | 0 | 0 | 0 | 2568.9318 | 0 | 0 | NA | 85.63%
| 10 | 12 | 2017-12-04 10:00 | 667.4906 | 1475.4807 | 123.2815 | 156.4848 | 1588.0693 | 745.1922 | 92.2551 | 1002.7266 | 0 | 372.5961 | 589.6858 | 186.1049 | 148.9105 | 563.0095 | 667.4906 | 1588.0693 | 667.4906 | 8099 | 11 | 11 | 2017-11-03 11:00 | WEEKDAY | 26.8858 | 6.34 | 99.2808 | 0 | 0 | 0 | 2618.2916 | 0 | 0 | NA | 87.28%
| 11 | 12 | 2017-12-04 11:00 | 581.8624 | 1387.7492 | 166.4283 | 194.6011 | 1492.2474 | 700.8834 | 74.0948 | 732.411 | 414.1337 | 350.4417 | 652.7584 | 174.2884 | 164.838 | 406.5593 | 581.8624 | 1492.2474 | 581.8624 | 8100 | 12 | 11 | 2017-11-03 12:00 | WEEKDAY | 26.9665 | 6.34 | 80.7364 | 0 | 0 | 0 | 2717.5724 | 0 | 0 | NA | 90.59%
| 12 | 12 | 2017-12-04 12:00 | 651.7229 | 1326.6515 | 183.7395 | 175.151 | 1284.3824 | 670.026 | 135.082 | 313.5182 | 699.371 | 335.013 | 586.2405 | 168.0953 | 148.0405 | 618.6949 | 651.7229 | 1284.3824 | 651.7229 | 8101 | 13 | 11 | 2017-11-03 13:00 | WEEKDAY | 26.3764 | 6.34 | 143.032 | 0 | 0 | 0 | 2798.3088 | 0 | 0 | NA | 93.28%
| 13 | 12 | 2017-12-04 13:00 | 690.3096 | 1329.4522 | 267.8648 | 127.8587 | 1037.0058 | 671.4405 | 246.169 | 570.267 | 706.5218 | 335.7203 | 598.9884 | 175.6848 | 151.2597 | 575.2893 | 690.3096 | 1037.0058 | 690.3096 | 8102 | 14 | 11 | 2017-11-03 14:00 | WEEKDAY | 27.1002 | 2.2 | 256.934 | 249.226 | 741 | 990.226 | 2941.3408 | 0 | 0 | NA | 98.04%
| 14 | 12 | 2017-12-04 14:00 | 565.404 | 1401.4577 | 375.3275 | 94.6158 | 1543.8816 | 707.8069 | 492.35 | 796.4627 | 762.3948 | 353.9035 | 421.7153 | 184.7621 | 106.4938 | 305.558 | 565.404 | 1543.8816 | 565.404 | 8103 | 15 | 11 | 2017-11-03 15:00 | WEEKDAY | 26.9109 | 2.2 | 511.398 | 0 | 0 | 0 | 2177.4233 | 0 | 0 | NA | 72.58%
| 15 | 12 | 2017-12-04 15:00 | 403.3486 | 1352.9944 | 474.4379 | 62.2684 | 1536.9183 | 683.3305 | 216.261 | 255.1275 | 818.8488 | 341.6653 | 701.9807 | 181.3572 | 177.2678 | 102.8675 | 403.3486 | 1536.9183 | 403.3486 | 8104 | 16 | 11 | 2017-11-03 16:00 | WEEKDAY | 26.7717 | 2.2 | 226.212 | 219.4256 | 771 | 990.4256 | 2688.8213 | 0 | 0 | NA | 89.63%
| 16 | 12 | 2017-12-04 16:00 | 29.5801 | 940.2962 | 338.0625 | 28.562 | 920.0098 | 474.8971 | 638.721 | 206.6623 | 799.7369 | 237.4485 | 441.1354 | 109.432 | 111.3978 | 34.3753 | 29.5801 | 920.0098 | 29.5801 | 8105 | 17 | 11 | 2017-11-03 17:00 | WEEKDAY | 26.0897 | 17.18 | 664.086 | 0 | 0 | 0 | 1893.9759 | 0 | 0 | NA | 63.13%
| 17 | 12 | 2017-12-04 17:00 | 0 | 9.0564 | 0 | 0 | 20.0473 | 4.5739 | 0 | 0 | 769.2588 | 2.287 | 40.1787 | 7.111 | 10.1461 | 0 | 0 | 20.0473 | 0 | 8106 | 18 | 11 | 2017-11-03 18:00 | WEEKDAY | 22.5296 | 17.18 | 0 | 0 | 0 | 0 | 2558.0619 | 0 | 0 | NA | 85.27%
| 18 | 12 | 2017-12-04 18:00 | 0 | 0 | 0 | 0 | 0 | 0 | 0 | 0 | 0 | 0 | 0 | 0 | 0 | 0 | 0 | 0 | 0 | 8107 | 19 | 11 | 2017-11-03 19:00 | WEEKDAY | 22.5965 | 17.18 | 0 | 0 | 0 | 0 | 2558.0619 | 0 | 0 | NA | 85.27%
| 19 | 12 | 2017-12-04 19:00 | 0 | 0 | 0 | 0 | 0 | 0 | 0 | 0 | 0 | 0 | 0 | 0 | 0 | 0 | 0 | 0 | 0 | 8108 | 20 | 11 | 2017-11-03 20:00 | WEEKDAY | 22.0565 | 18.29 | 0 | 0 | 0 | 0 | 2558.0619 | 2472 | 200 | YES | 85.27%
| 20 | 12 | 2017-12-04 20:00 | 0 | 0 | 0 | 0 | 0 | 0 | 0 | 0 | 0 | 0 | 0 | 0 | 0 | 0 | 0 | 0 | 0 | 8109 | 21 | 11 | 2017-11-03 21:00 | WEEKDAY | 21.1713 | 18.29 | 0 | 0 | 0 | 0 | 2558.0619 | 2472 | 200 | YES | 85.27%
| 21 | 12 | 2017-12-04 21:00 | 0 | 0 | 0 | 0 | 0 | 0 | 0 | 0 | 0 | 0 | 0 | 0 | 0 | 0 | 0 | 0 | 0 | 8110 | 22 | 11 | 2017-11-03 22:00 | WEEKDAY | 20.0412 | 18.29 | 0 | 0 | 0 | 0 | 2558.0619 | 2472 | 200 | YES | 85.27%
| 22 | 12 | 2017-12-04 22:00 | 0 | 0 | 0 | 0 | 0 | 0 | 0 | 0 | 0 | 0 | 0 | 0 | 0 | 0 | 0 | 0 | 0 | 8111 | 23 | 11 | 2017-11-03 23:00 | WEEKDAY | 19.2479 | 2.53 | 0 | 0 | 0 | 0 | 2558.0619 | 0 | 0 | NA | 85.27%
| 23 | 12 | 2017-12-04 23:00 | 0 | 0 | 0 | 0 | 0 | 0 | 0 | 0 | 0 | 0 | 0 | 0 | 0 | 0 | 0 | 0 | 0 | 8112 | 0 | 11 | 2017-11-04 | WEEKEND | 17.9786 | 2.53 | 0 | 0 | 0 | 0 | 2558.0619 | 0 | 0 | NA | 85.27%
| 0 | 12 | 2017-12-05 | 0 | 0 | 0 | 0 | 0 | 0 | 0 | 0 | 0 | 0 | 0 | 0 | 0 | 0 | 0 | 0 | 0 | 8113 | 1 | 11 | 2017-11-04 01:00 | WEEKEND | 18.7385 | 2.53 | 0 | 0 | 0 | 0 | 2558.0619 | 0 | 0 | NA | 85.27%
| 1 | 12 | 2017-12-05 01:00 | 0 | 0 | 0 | 0 | 0 | 0 | 0 | 0 | 0 | 0 | 0 | 0 | 0 | 0 | 0 | 0 | 0 | 8114 | 2 | 11 | 2017-11-04 02:00 | WEEKEND | 18.2041 | 2.53 | 0 | 0 | 0 | 0 | 2558.0619 | 0 | 0 | NA | 85.27%
| 2 | 12 | 2017-12-05 02:00 | 0 | 0 | 0 | 0 | 0 | 0 | 0 | 0 | 0 | 0 | 0 | 0 | 0 | 0 | 0 | 0 | 0 | 8115 | 3 | 11 | 2017-11-04 03:00 | WEEKEND | 17.8033 | 2.53 | 0 | 0 | 0 | 0 | 2558.0619 | 0 | 0 | NA | 85.27%
| 3 | 12 | 2017-12-05 03:00 | 0 | 0 | 0 | 0 | 0 | 0 | 0 | 0 | 0 | 0 | 0 | 0 | 0 | 0 | 0 | 0 | 0 | 8116 | 4 | 11 | 2017-11-04 04:00 | WEEKEND | 17.8033 | 2.53 | 0 | 0 | 0 | 0 | 2558.0619 | 0 | 0 | NA | 85.27%
| 4 | 12 | 2017-12-05 04:00 | 0 | 0 | 0 | 0 | 0 | 0 | 0 | 0 | 0 | 0 | 0 | 0 | 0 | 0 | 0 | 0 | 0 | 8117 | 5 | 11 | 2017-11-04 05:00 | WEEKEND | 18.1623 | 2.53 | 0 | 0 | 0 | 0 | 2558.0619 | 0 | 0 | NA | 85.27%
| 5 | 12 | 2017-12-05 05:00 | 0 | 0 | 0 | 0 | 0 | 0 | 0 | 0 | 0 | 0 | 0 | 0 | 0 | 0 | 0 | 0 | 0 | 8118 | 6 | 11 | 2017-11-04 06:00 | WEEKEND | 19.1644 | 2.53 | 0 | 0 | 0 | 0 | 2558.0619 | 0 | 0 | NA | 85.27%
| 6 | 12 | 2017-12-05 06:00 | 0 | 0 | 0 | 0 | 0 | 0 | 0 | 0 | 0 | 0 | 0 | 0 | 0 | 0 | 0 | 0 | 0 | 8119 | 7 | 11 | 2017-11-04 07:00 | WEEKEND | 18.9668 | 2.53 | 0 | 0 | 0 | 0 | 2558.0619 | 0 | 0 | NA | 85.27%
| 7 | 12 | 2017-12-05 07:00 | 48.613 | 64.4348 | 0 | 15.0309 | 123.338 | 32.5428 | 0 | 0 | 0 | 16.2714 | 19.064 | 6.0604 | 4.8141 | 24.8183 | 48.613 | 123.338 | 48.613 | 8120 | 8 | 11 | 2017-11-04 08:00 | WEEKEND | 19.131 | 2.53 | 0 | 0 | 0 | 0 | 2558.0619 | 0 | 0 | NA | 85.27%
| 8 | 12 | 2017-12-05 08:00 | 228.9411 | 1131.9997 | 347.6469 | 217.6194 | 910.2741 | 571.717 | 38.0168 | 92.6594 | 0 | 285.8585 | 362.6103 | 100.2249 | 91.5683 | 499.8751 | 228.9411 | 910.2741 | 228.9411 | 8121 | 9 | 11 | 2017-11-04 09:00 | WEEKEND | 19.5708 | 2.53 | 43.9427 | 0 | 0 | 0 | 2558.0619 | 0 | 0 | NA | 85.27%
| 9 | 12 | 2017-12-05 09:00 | 83.2651 | 1383.8711 | 698.9612 | 368.9594 | 1144.9943 | 698.9248 | 178.176 | 118.5101 | 753.6202 | 349.4624 | 659.2812 | 176.7826 | 166.4851 | 668.6919 | 83.2651 | 1144.9943 | 83.2651 | 8122 | 10 | 11 | 2017-11-04 10:00 | WEEKEND | 22.0648 | 2.53 | 187.164 | 0 | 0 | 0 | 2602.0046 | 0 | 0 | NA | 86.73%
| 10 | 12 | 2017-12-05 10:00 | 229.0825 | 1459.5303 | 730.6866 | 532.6436 | 629.2821 | 737.1365 | 330.923 | 163.6205 | 587.82 | 368.5682 | 651.3113 | 183.3126 | 164.4726 | 696.4604 | 229.0825 | 629.2821 | 229.0825 | 8123 | 11 | 11 | 2017-11-04 11:00 | WEEKEND | 21.9061 | 2.53 | 344.222 | 333.8953 | 0 | 333.8953 | 2789.1686 | 0 | 0 | NA | 92.97%
| 11 | 12 | 2017-12-05 11:00 | 136.5498 | 1376.9722 | 663.6869 | 585.2451 | 657.0378 | 695.4405 | 155.636 | 525.0214 | 560.3447 | 347.7203 | 650.2955 | 174.4639 | 164.216 | 650.5843 | 136.5498 | 657.0378 | 136.5498 | 8124 | 12 | 11 | 2017-11-04 12:00 | WEEKEND | 22.5519 | 2.53 | 164.053 | 0 | 0 | 0 | 2789.1686 | 0 | 0 | NA | 92.97%
| 12 | 12 | 2017-12-05 12:00 | 319.5197 | 1347.638 | 654.4887 | 594.8705 | 546.7886 | 680.6253 | 300.292 | 415.4675 | 589.6339 | 340.3126 | 568.7645 | 166.1905 | 143.6274 | 624.6848 | 319.5197 | 546.7886 | 319.5197 | 8125 | 13 | 11 | 2017-11-04 13:00 | WEEKEND | 25.4273 | 2.53 | 312.617 | 303.2385 | 0 | 303.2385 | 2953.2216 | 0 | 0 | NA | 98.44%
| 13 | 12 | 2017-12-05 13:00 | 302.3366 | 1412.2711 | 669.2818 | 493.2848 | 759.1154 | 713.2682 | 207.207 | 231.808 | 695.5336 | 356.6341 | 622.9902 | 171.2974 | 157.3208 | 666.9925 | 302.3366 | 759.1154 | 302.3366 | 8126 | 14 | 11 | 2017-11-04 14:00 | WEEKEND | 25.4356 | 2.53 | 216.896 | 210.3891 | 0 | 210.3891 | 2953.2216 | 0 | 0 | NA | 98.44%
| 14 | 12 | 2017-12-05 14:00 | 293.3841 | 1470.1652 | 681.9275 | 565.3225 | 611.6684 | 742.5077 | 94.2633 | 401.1034 | 547.0645 | 371.2538 | 497.1277 | 180.3883 | 125.5373 | 684.147 | 293.3841 | 611.6684 | 293.3841 | 8127 | 15 | 11 | 2017-11-04 15:00 | WEEKEND | 34.006 | 2.53 | 101.287 | 98.2484 | 892 | 990.2484 | 2953.2216 | 0 | 0 | NA | 98.44%
| 15 | 12 | 2017-12-05 15:00 | 168.6379 | 1416.3376 | 542.2608 | 334.8122 | 349.6569 | 715.322 | 181.76 | 160.4575 | 488.8887 | 357.661 | 359.9841 | 172.5802 | 90.9051 | 585.0784 | 168.6379 | 349.6569 | 168.6379 | 8128 | 16 | 11 | 2017-11-04 16:00 | WEEKEND | 67.202 | 2.53 | 190.796 | 185.0721 | 805 | 990.0721 | 2033.634 | 0 | 0 | NA | 67.79%
| 16 | 12 | 2017-12-05 16:00 | 25.1682 | 944.8236 | 317.271 | 121.2602 | 187.0189 | 477.1837 | 10.9526 | 162.7786 | 767.6735 | 238.5918 | 240.4856 | 96.6618 | 60.7287 | 279.6619 | 25.1682 | 187.0189 | 25.1682 | 8129 | 17 | 11 | 2017-11-04 17:00 | WEEKEND | 206.0792 | 2.53 | 16.3136 | 15.8242 | 970 | 985.8242 | 1203.7371 | 0 | 0 | NA | 40.12%
| 17 | 12 | 2017-12-05 17:00 | 0 | 28.6284 | 14.8392 | 0.26179 | 0 | 14.4588 | 0 | 0 | 441.4858 | 7.2294 | 26.0114 | 5.6347 | 6.5685 | 0 | 0 | 0 | 0 | 8130 | 18 | 11 | 2017-11-04 18:00 | WEEKEND | 139.1722 | 2.53 | 0 | 0 | 0 | 0 | 203.7371 | 0 | 0 | NA | 6.791%
| 18 | 12 | 2017-12-05 18:00 | 0 | 0 | 0 | 0 | 0 | 0 | 0 | 0 | 0 | 0 | 0 | 0 | 0 | 0 | 0 | 0 | 0 | 8131 | 19 | 11 | 2017-11-04 19:00 | WEEKEND | 32.7451 | 2.53 | 0 | 0 | 0 | 0 | 203.7371 | 0 | 0 | NA | 6.791%
| 19 | 12 | 2017-12-05 19:00 | 0 | 0 | 0 | 0 | 0 | 0 | 0 | 0 | 0 | 0 | 0 | 0 | 0 | 0 | 0 | 0 | 0 | 8132 | 20 | 11 | 2017-11-04 20:00 | WEEKEND | 103.3625 | 2.53 | 0 | 0 | 0 | 0 | 203.7371 | 0 | 0 | NA | 6.791%
| 20 | 12 | 2017-12-05 20:00 | 0 | 0 | 0 | 0 | 0 | 0 | 0 | 0 | 0 | 0 | 0 | 0 | 0 | 0 | 0 | 0 | 0 | 8133 | 21 | 11 | 2017-11-04 21:00 | WEEKEND | 23.0335 | 2.53 | 0 | 0 | 0 | 0 | 203.7371 | 0 | 0 | NA | 6.791%
| 21 | 12 | 2017-12-05 21:00 | 0 | 0 | 0 | 0 | 0 | 0 | 0 | 0 | 0 | 0 | 0 | 0 | 0 | 0 | 0 | 0 | 0 | 8134 | 22 | 11 | 2017-11-04 22:00 | WEEKEND | 22.1539 | 2.53 | 0 | 0 | 0 | 0 | 203.7371 | 0 | 0 | NA | 6.791%
| 22 | 12 | 2017-12-05 22:00 | 0 | 0 | 0 | 0 | 0 | 0 | 0 | 0 | 0 | 0 | 0 | 0 | 0 | 0 | 0 | 0 | 0 | 8135 | 23 | 11 | 2017-11-04 23:00 | WEEKEND | 20.1637 | 2.53 | 0 | 0 | 0 | 0 | 203.7371 | 0 | 0 | NA | 6.791%
| 23 | 12 | 2017-12-05 23:00 | 0 | 0 | 0 | 0 | 0 | 0 | 0 | 0 | -24 | 0 | 0 | 0 | 0 | 0 | 0 | 0 | 0 | 8136 | 0 | 11 | 2017-11-05 | WEEKEND | 19.3286 | 2.53 | 0 | 0 | 0 | 0 | 203.7371 | 0 | 0 | NA | 6.791%
| 0 | 12 | 2017-12-06 | 0 | 0 | 0 | 0 | 0 | 0 | 0 | 0 | 0 | 0 | 0 | 0 | 0 | 0 | 0 | 0 | 0 | 8137 | 1 | 11 | 2017-11-05 01:00 | WEEKEND | 19.3509 | 2.53 | 0 | 0 | 0 | 0 | 203.7371 | 0 | 0 | NA | 6.791%
| 1 | 12 | 2017-12-06 01:00 | 0 | 0 | 0 | 0 | 0 | 0 | 0 | 0 | 0 | 0 | 0 | 0 | 0 | 0 | 0 | 0 | 0 | 8138 | 2 | 11 | 2017-11-05 02:00 | WEEKEND | 18.3433 | 2.53 | 0 | 0 | 0 | 0 | 203.7371 | 0 | 0 | NA | 6.791%
| 2 | 12 | 2017-12-06 02:00 | 0 | 0 | 0 | 0 | 0 | 0 | 0 | 0 | 0 | 0 | 0 | 0 | 0 | 0 | 0 | 0 | 0 | 8139 | 2 | 11 | 2017-11-05 02:00 | WEEKEND | 17.8478 | 2.53 | 0 | 0 | 0 | 0 | 203.7371 | 0 | 0 | NA | 6.791%
| 3 | 12 | 2017-12-06 03:00 | 0 | 0 | 0 | 0 | 0 | 0 | 0 | 0 | 0 | 0 | 0 | 0 | 0 | 0 | 0 | 0 | 0 | 8140 | 3 | 11 | 2017-11-05 03:00 | WEEKEND | 18.0092 | 2.53 | 0 | 0 | 0 | 0 | 203.7371 | 0 | 0 | NA | 6.791%
| 4 | 12 | 2017-12-06 04:00 | 0 | 0 | 0 | 0 | 0 | 0 | 0 | 0 | 0 | 0 | 0 | 0 | 0 | 0 | 0 | 0 | 0 | 8141 | 4 | 11 | 2017-11-05 04:00 | WEEKEND | 18.1178 | 2.53 | 0 | 0 | 0 | 0 | 203.7371 | 0 | 0 | NA | 6.791%
| 5 | 12 | 2017-12-06 05:00 | 0 | 0 | 0 | 0 | 0 | 0 | 0 | 0 | 0 | 0 | 0 | 0 | 0 | 0 | 0 | 0 | 0 | 8142 | 5 | 11 | 2017-11-05 05:00 | WEEKEND | 18.4769 | 2.53 | 0 | 0 | 0 | 0 | 203.7371 | 0 | 0 | NA | 6.791%
| 6 | 12 | 2017-12-06 06:00 | 0 | 0 | 0 | 0 | 0 | 0 | 0 | 0 | 0 | 0 | 0 | 0 | 0 | 0 | 0 | 0 | 0 | 8143 | 6 | 11 | 2017-11-05 06:00 | WEEKEND | 19.0113 | 2.53 | 0 | 0 | 0 | 0 | 203.7371 | 0 | 0 | NA | 6.791%
| 7 | 12 | 2017-12-06 07:00 | 257.792 | 58.4874 | 0 | 4.146 | 0 | 29.5391 | 0 | 0 | 0 | 14.7695 | 26.6482 | 3.6069 | 6.7293 | 19.6688 | 257.792 | 0 | 257.792 | 8144 | 7 | 11 | 2017-11-05 07:00 | WEEKEND | 20.2472 | 2.53 | 0 | 0 | 0 | 0 | 203.7371 | 0 | 0 | NA | 6.791%
| 8 | 12 | 2017-12-06 08:00 | 729.871 | 1074.5959 | 340.4234 | 299.894 | 22.4135 | 542.7252 | 405.666 | 56.7226 | 270.5291 | 271.3626 | 415.0289 | 41.4874 | 104.8053 | 481.0076 | 729.871 | 22.4135 | 729.871 | 8145 | 8 | 11 | 2017-11-05 08:00 | WEEKEND | 67.4999 | 2.53 | 421.516 | 0 | 0 | 0 | 203.7371 | 0 | 0 | NA | 6.791%
| 9 | 12 | 2017-12-06 09:00 | 751.9426 | 1364.1847 | 450.7578 | 444.3238 | 176.7292 | 688.9822 | 502.518 | 104.3818 | 148.5109 | 344.4911 | 711.1745 | 75.4136 | 179.5895 | 670.4211 | 751.9426 | 176.7292 | 751.9426 | 8146 | 9 | 11 | 2017-11-05 09:00 | WEEKEND | 147.044 | 2.53 | 521.957 | 0 | 0 | 0 | 625.2531 | 0 | 0 | NA | 20.84%
| 10 | 12 | 2017-12-06 10:00 | 692.3211 | 1342.946 | 685.8946 | 477.7838 | 332.6469 | 678.2556 | 612.351 | 150.8108 | 261.0551 | 339.1278 | 754.5838 | 140.2175 | 190.5515 | 681.1089 | 692.3211 | 332.6469 | 692.3211 | 8147 | 10 | 11 | 2017-11-05 10:00 | WEEKEND | 25.5998 | 2.53 | 636.408 | 0 | 0 | 0 | 1147.2101 | 0 | 0 | NA | 38.24%
| 11 | 12 | 2017-12-06 11:00 | 637.7787 | 1376.2959 | 590.2208 | 441.0258 | 224.2222 | 695.0989 | 438.029 | 188.2093 | 288.1938 | 347.5495 | 702.7664 | 130.0235 | 177.4663 | 614.1331 | 637.7787 | 224.2222 | 637.7787 | 8148 | 11 | 11 | 2017-11-05 11:00 | WEEKEND | 25.533 | 2.53 | 454.933 | 0 | 0 | 0 | 1783.6181 | 0 | 0 | NA | 59.45%
| 12 | 12 | 2017-12-06 12:00 | 651.6371 | 1288.5612 | 509.2434 | 571.8748 | 238.8076 | 650.7885 | 284.885 | 203.6479 | 302.0134 | 325.3942 | 667.5292 | 144.323 | 168.568 | 596.5364 | 651.6371 | 238.8076 | 651.6371 | 8149 | 12 | 11 | 2017-11-05 12:00 | WEEKEND | 29.1377 | 2.53 | 296.725 | 0 | 0 | 0 | 2238.5511 | 0 | 0 | NA | 74.62%
| 13 | 12 | 2017-12-06 13:00 | 707.5975 | 1349.1072 | 587.7337 | 652.1316 | 97.4006 | 681.3673 | 338.074 | 524.1078 | 348.7111 | 340.6836 | 695.4314 | 173.2852 | 175.614 | 632.3731 | 707.5975 | 97.4006 | 707.5975 | 8150 | 13 | 11 | 2017-11-05 13:00 | WEEKEND | 83.6609 | 2.53 | 351.546 | 0 | 0 | 0 | 2535.2761 | 0 | 0 | NA | 84.51%
| 14 | 12 | 2017-12-06 14:00 | 714.2026 | 1428.1384 | 607.9292 | 431.4998 | 78.1045 | 721.282 | 516.422 | 144.8009 | 718.3733 | 360.641 | 739.5164 | 186.7466 | 186.7466 | 667.5985 | 714.2026 | 78.1045 | 714.2026 | 8151 | 14 | 11 | 2017-11-05 14:00 | WEEKEND | 84.7826 | 2.53 | 536.357 | 520.2663 | 470 | 990.2663 | 2886.8221 | 0 | 0 | NA | 96.23%
| 15 | 12 | 2017-12-06 15:00 | 516.6173 | 1292.4929 | 601.4181 | 602.6733 | 73.2428 | 652.7742 | 501.774 | 94.2192 | 766.3048 | 326.3871 | 738.5075 | 183.6022 | 186.4918 | 645.6306 | 516.6173 | 73.2428 | 516.6173 | 8152 | 15 | 11 | 2017-11-05 15:00 | WEEKEND | 77.0862 | 2.53 | 521.088 | 0 | 0 | 0 | 2402.286 | 0 | 0 | NA | 80.08%
| 16 | 12 | 2017-12-06 16:00 | 43.296 | 812.5894 | 203.1592 | 383.2841 | 14.2729 | 410.3987 | 480.499 | 58.9491 | 745.089 | 205.1993 | 500.5339 | 107.923 | 126.3974 | 266.6586 | 43.296 | 14.2729 | 43.296 | 8153 | 16 | 11 | 2017-11-05 16:00 | WEEKEND | 63.4805 | 2.53 | 499.004 | 484.0339 | 300 | 784.0339 | 2923.374 | 0 | 0 | NA | 97.45%
| 17 | 12 | 2017-12-06 17:00 | 0 | 13.3598 | 0 | 5.3737 | 0 | 6.7474 | 0 | 0 | 747.3756 | 3.3737 | 43.9572 | 7.0369 | 11.1003 | 0 | 0 | 0 | 0 | 8154 | 17 | 11 | 2017-11-05 17:00 | WEEKEND | 129.6721 | 2.53 | 0 | 0 | 0 | 0 | 2614.0956 | 0 | 0 | NA | 87.14%
| 18 | 12 | 2017-12-06 18:00 | 0 | 0 | 0 | 0 | 0 | 0 | 0 | 0 | 0 | 0 | 0 | 0 | 0 | 0 | 0 | 0 | 0 | 8155 | 18 | 11 | 2017-11-05 18:00 | WEEKEND | 43.2751 | 2.53 | 0 | 0 | 0 | 0 | 2614.0956 | 0 | 0 | NA | 87.14%
| 19 | 12 | 2017-12-06 19:00 | 0 | 0 | 0 | 0 | 0 | 0 | 0 | 0 | 0 | 0 | 0 | 0 | 0 | 0 | 0 | 0 | 0 | 8156 | 19 | 11 | 2017-11-05 19:00 | WEEKEND | 29.1766 | 2.53 | 0 | 0 | 0 | 0 | 2614.0956 | 0 | 0 | NA | 87.14%
| 20 | 12 | 2017-12-06 20:00 | 0 | 0 | 0 | 0 | 0 | 0 | 0 | 0 | 0 | 0 | 0 | 0 | 0 | 0 | 0 | 0 | 0 | 8157 | 20 | 11 | 2017-11-05 20:00 | WEEKEND | 28.3945 | 2.53 | 0 | 0 | 0 | 0 | 2614.0956 | 0 | 0 | NA | 87.14%
| 21 | 12 | 2017-12-06 21:00 | 0 | 0 | 0 | 0 | 0 | 0 | 0 | 0 | 0 | 0 | 0 | 0 | 0 | 0 | 0 | 0 | 0 | 8158 | 21 | 11 | 2017-11-05 21:00 | WEEKEND | 23.0112 | 2.53 | 0 | 0 | 0 | 0 | 2614.0956 | 0 | 0 | NA | 87.14%
| 22 | 12 | 2017-12-06 22:00 | 0 | 0 | 0 | 0 | 0 | 0 | 0 | 0 | 0 | 0 | 0 | 0 | 0 | 0 | 0 | 0 | 0 | 8159 | 22 | 11 | 2017-11-05 22:00 | WEEKEND | 21.1991 | 2.53 | 0 | 0 | 0 | 0 | 2614.0956 | 0 | 0 | NA | 87.14%
| 23 | 12 | 2017-12-06 23:00 | 0 | 0 | 0 | 0 | 0 | 0 | 0 | 0 | 0 | 0 | 0 | 0 | 0 | 0 | 0 | 0 | 0 | 8160 | 23 | 11 | 2017-11-05 23:00 | WEEKEND | 20.648 | 2.53 | 0 | 0 | 0 | 0 | 2614.0956 | 0 | 0 | NA | 87.14%
| 0 | 12 | 2017-12-07 | 0 | 0 | 0 | 0 | 0 | 0 | 0 | 0 | 0 | 0 | 0 | 0 | 0 | 0 | 0 | 0 | 0 | 8161 | 0 | 11 | 2017-11-06 | WEEKDAY | 20.7176 | 2.53 | 0 | 0 | 0 | 0 | 2614.0956 | 0 | 0 | NA | 87.14%
| 1 | 12 | 2017-12-07 01:00 | 0 | 0 | 0 | 0 | 0 | 0 | 0 | 0 | 0 | 0 | 0 | 0 | 0 | 0 | 0 | 0 | 0 | 8162 | 1 | 11 | 2017-11-06 01:00 | WEEKDAY | 20.211 | 2.53 | 0 | 0 | 0 | 0 | 2614.0956 | 0 | 0 | NA | 87.14%
| 2 | 12 | 2017-12-07 02:00 | 0 | 0 | 0 | 0 | 0 | 0 | 0 | 0 | 0 | 0 | 0 | 0 | 0 | 0 | 0 | 0 | 0 | 8163 | 2 | 11 | 2017-11-06 02:00 | WEEKDAY | 19.941 | 2.53 | 0 | 0 | 0 | 0 | 2614.0956 | 0 | 0 | NA | 87.14%
| 3 | 12 | 2017-12-07 03:00 | 0 | 0 | 0 | 0 | 0 | 0 | 0 | 0 | 0 | 0 | 0 | 0 | 0 | 0 | 0 | 0 | 0 | 8164 | 3 | 11 | 2017-11-06 03:00 | WEEKDAY | 20.8957 | 2.53 | 0 | 0 | 0 | 0 | 2614.0956 | 0 | 0 | NA | 87.14%
| 4 | 12 | 2017-12-07 04:00 | 0 | 0 | 0 | 0 | 0 | 0 | 0 | 0 | 0 | 0 | 0 | 0 | 0 | 0 | 0 | 0 | 0 | 8165 | 4 | 11 | 2017-11-06 04:00 | WEEKDAY | 21.7224 | 2.53 | 0 | 0 | 0 | 0 | 2614.0956 | 0 | 0 | NA | 87.14%
| 5 | 12 | 2017-12-07 05:00 | 0 | 0 | 0 | 0 | 0 | 0 | 0 | 0 | 0 | 0 | 0 | 0 | 0 | 0 | 0 | 0 | 0 | 8166 | 5 | 11 | 2017-11-06 05:00 | WEEKDAY | 22.4823 | 2.53 | 0 | 0 | 0 | 0 | 2614.0956 | 0 | 0 | NA | 87.14%
| 6 | 12 | 2017-12-07 06:00 | 0 | 0 | 0 | 0 | 0 | 0 | 0 | 0 | 0 | 0 | 0 | 0 | 0 | 0 | 0 | 0 | 0 | 8167 | 6 | 11 | 2017-11-06 06:00 | WEEKDAY | 24.3695 | 17.57 | 0 | 0 | 0 | 0 | 2614.0956 | 2472 | 200 | YES | 87.14%
| 7 | 12 | 2017-12-07 07:00 | 45.3458 | 47.997 | 0 | 40.0094 | 6.4111 | 24.2409 | 0 | 59.8711 | 0 | 12.1204 | 21.5395 | 7.1579 | 5.4393 | 0 | 45.3458 | 6.4111 | 45.3458 | 8168 | 7 | 11 | 2017-11-06 07:00 | WEEKDAY | 23.8101 | 17.57 | 0 | 0 | 0 | 0 | 2614.0956 | 2472 | 200 | YES | 87.14%
| 8 | 12 | 2017-12-07 08:00 | 50.3311 | 971.1948 | 211.0019 | 483.9234 | 149.4298 | 490.5024 | 59.8232 | 1089.3695 | 990.2111 | 245.2512 | 393.5911 | 110.8858 | 99.3917 | 92.1548 | 50.3311 | 149.4298 | 50.3311 | 8169 | 8 | 11 | 2017-11-06 08:00 | WEEKDAY | 25.1155 | 17.57 | 66.198 | 0 | 0 | 0 | 2614.0956 | 2472 | 200 | YES | 87.14%
| 9 | 12 | 2017-12-07 09:00 | 327.68 | 1297.7565 | 221.3573 | 688.854 | 638.9426 | 655.4326 | 443.714 | 1488.7677 | 326.3415 | 327.7163 | 712.7229 | 184.8727 | 179.9805 | 195.4734 | 327.68 | 638.9426 | 327.68 | 8170 | 9 | 11 | 2017-11-06 09:00 | WEEKDAY | 29.391 | 6.34 | 460.919 | 447.0914 | 0 | 447.0914 | 2680.2936 | 0 | 0 | NA | 89.34%
| 10 | 12 | 2017-12-07 10:00 | 148.6996 | 1382.8753 | 473.4831 | 710.4517 | 974.2161 | 698.4219 | 458.992 | 1422.5444 | 582.0326 | 349.2109 | 734.8665 | 185.4746 | 185.5723 | 73.4106 | 148.6996 | 974.2161 | 148.6996 | 8171 | 10 | 11 | 2017-11-06 10:00 | WEEKDAY | 28.1412 | 6.34 | 476.739 | 462.4368 | 0 | 462.4368 | 2680.2936 | 0 | 0 | NA | 89.34%
| 11 | 12 | 2017-12-07 11:00 | 407.5112 | 1149.6652 | 516.8167 | 670.7506 | 786.5833 | 580.639 | 649.436 | 1345.8773 | 458.7269 | 290.3195 | 689.3166 | 174.7066 | 174.0699 | 94.6205 | 407.5112 | 786.5833 | 407.5112 | 8172 | 11 | 11 | 2017-11-06 11:00 | WEEKDAY | 28.6812 | 6.34 | 675.225 | 654.9683 | 0 | 654.9683 | 2680.2936 | 0 | 0 | NA | 89.34%
| 12 | 12 | 2017-12-07 12:00 | 571.554 | 1276.2644 | 595.8882 | 651.0361 | 416.2508 | 644.578 | 464.866 | 1290.0728 | 0 | 322.289 | 656.3599 | 167.9423 | 165.7474 | 103.3721 | 571.554 | 416.2508 | 571.554 | 8173 | 12 | 11 | 2017-11-06 12:00 | WEEKDAY | 28.5838 | 6.34 | 482.811 | 468.3267 | 0 | 468.3267 | 2680.2936 | 0 | 0 | NA | 89.34%
| 13 | 12 | 2017-12-07 13:00 | 542.464 | 1282.3805 | 481.6625 | 675.8758 | 1004.9955 | 647.6669 | 397.903 | 1303.8477 | 0 | 323.8335 | 674.8623 | 175.1985 | 170.4198 | 105.6782 | 542.464 | 1004.9955 | 542.464 | 8174 | 13 | 11 | 2017-11-06 13:00 | WEEKDAY | 26.0341 | 6.34 | 413.397 | 400.9951 | 0 | 400.9951 | 2680.2936 | 0 | 0 | NA | 89.34%
| 14 | 12 | 2017-12-07 14:00 | 572.5286 | 999.0678 | 632.0504 | 705.8909 | 422.1727 | 504.5797 | 504.938 | 1375.5746 | 0 | 252.2898 | 707.1719 | 186.9675 | 178.5788 | 66.9756 | 572.5286 | 422.1727 | 572.5286 | 8175 | 14 | 11 | 2017-11-06 14:00 | WEEKDAY | 27.4592 | 2.2 | 524.443 | 508.7097 | 0 | 508.7097 | 2680.2936 | 0 | 0 | NA | 89.34%
| 15 | 12 | 2017-12-07 15:00 | 378.8578 | 680.4089 | 244.5578 | 649.5241 | 225.1063 | 343.6408 | 309.686 | 1316.2197 | 0 | 171.8204 | 698.8282 | 183.1901 | 176.4718 | 46.7752 | 378.8578 | 225.1063 | 378.8578 | 8176 | 15 | 11 | 2017-11-06 15:00 | WEEKDAY | 24.9485 | 2.2 | 322.281 | 312.6126 | 0 | 312.6126 | 2680.2936 | 0 | 0 | NA | 89.34%
| 16 | 12 | 2017-12-07 16:00 | 20.6239 | 185.3058 | 356.7094 | 336.8262 | 76.632 | 93.5888 | 188.459 | 690.0202 | 0 | 46.7944 | 451.1748 | 111.3264 | 113.933 | 12.559 | 20.6239 | 76.632 | 20.6239 | 8177 | 16 | 11 | 2017-11-06 16:00 | WEEKDAY | 25.6889 | 2.2 | 197.681 | 0 | 0 | 0 | 2680.2936 | 0 | 0 | NA | 89.34%
| 17 | 12 | 2017-12-07 17:00 | 0 | 9.1326 | 18.4116 | 6.6859 | 0 | 4.6124 | 0 | 0 | 0 | 2.3062 | 36.8805 | 7.3522 | 9.3133 | 0 | 0 | 0 | 0 | 8178 | 17 | 11 | 2017-11-06 17:00 | WEEKDAY | 24.7509 | 17.18 | 0 | 0 | 0 | 0 | 2877.9746 | 0 | 0 | NA | 95.93%
| 18 | 12 | 2017-12-07 18:00 | 0 | 0 | 0 | 0 | 0 | 0 | 0 | 0 | 0 | 0 | 0 | 0 | 0 | 0 | 0 | 0 | 0 | 8179 | 18 | 11 | 2017-11-06 18:00 | WEEKDAY | 24.5533 | 17.18 | 0 | 0 | 0 | 0 | 2877.9746 | 0 | 0 | NA | 95.93%
| 19 | 12 | 2017-12-07 19:00 | 0 | 0 | 0 | 0 | 0 | 0 | 0 | 0 | 0 | 0 | 0 | 0 | 0 | 0 | 0 | 0 | 0 | 8180 | 19 | 11 | 2017-11-06 19:00 | WEEKDAY | 21.8839 | 17.18 | 0 | 0 | 0 | 0 | 2877.9746 | 0 | 0 | NA | 95.93%
| 20 | 12 | 2017-12-07 20:00 | 0 | 0 | 0 | 0 | 0 | 0 | 0 | 0 | 0 | 0 | 0 | 0 | 0 | 0 | 0 | 0 | 0 | 8181 | 20 | 11 | 2017-11-06 20:00 | WEEKDAY | 21.5582 | 18.29 | 0 | 0 | 0 | 0 | 2877.9746 | 2472 | 200 | YES | 95.93%
| 21 | 12 | 2017-12-07 21:00 | 0 | 0 | 0 | 0 | 0 | 0 | 0 | 0 | 0 | 0 | 0 | 0 | 0 | 0 | 0 | 0 | 0 | 8182 | 21 | 11 | 2017-11-06 21:00 | WEEKDAY | 21.2075 | 18.29 | 0 | 0 | 0 | 0 | 2877.9746 | 2472 | 200 | YES | 95.93%
| 22 | 12 | 2017-12-07 22:00 | 0 | 0 | 0 | 0 | 0 | 0 | 0 | 0 | 0 | 0 | 0 | 0 | 0 | 0 | 0 | 0 | 0 | 8183 | 22 | 11 | 2017-11-06 22:00 | WEEKDAY | 21.4469 | 18.29 | 0 | 0 | 0 | 0 | 2877.9746 | 2472 | 200 | YES | 95.93%
| 23 | 12 | 2017-12-07 23:00 | 0 | 0 | 0 | 0 | 0 | 0 | 0 | 0 | 0 | 0 | 0 | 0 | 0 | 0 | 0 | 0 | 0 | 8184 | 23 | 11 | 2017-11-06 23:00 | WEEKDAY | 21.3912 | 2.53 | 0 | 0 | 0 | 0 | 2877.9746 | 0 | 0 | NA | 95.93%
| 0 | 12 | 2017-12-08 | 0 | 0 | 0 | 0 | 0 | 0 | 0 | 0 | -400 | 0 | 0 | 0 | 0 | 0 | 0 | 0 | 0 | 8185 | 0 | 11 | 2017-11-07 | WEEKDAY | 21.316 | 2.53 | 0 | 0 | 0 | 0 | 2877.9746 | 0 | 0 | NA | 95.93%
| 1 | 12 | 2017-12-08 01:00 | 0 | 0 | 0 | 0 | 0 | 0 | 0 | 0 | 0 | 0 | 0 | 0 | 0 | 0 | 0 | 0 | 0 | 8186 | 1 | 11 | 2017-11-07 01:00 | WEEKDAY | 21.1574 | 2.53 | 0 | 0 | 0 | 0 | 2877.9746 | 0 | 0 | NA | 95.93%
| 2 | 12 | 2017-12-08 02:00 | 0 | 0 | 0 | 0 | 0 | 0 | 0 | 0 | 0 | 0 | 0 | 0 | 0 | 0 | 0 | 0 | 0 | 8187 | 2 | 11 | 2017-11-07 02:00 | WEEKDAY | 20.4448 | 2.53 | 0 | 0 | 0 | 0 | 2877.9746 | 0 | 0 | NA | 95.93%
| 3 | 12 | 2017-12-08 03:00 | 0 | 0 | 0 | 0 | 0 | 0 | 0 | 0 | 0 | 0 | 0 | 0 | 0 | 0 | 0 | 0 | 0 | 8188 | 3 | 11 | 2017-11-07 03:00 | WEEKDAY | 20.3836 | 2.53 | 0 | 0 | 0 | 0 | 2877.9746 | 0 | 0 | NA | 95.93%
| 4 | 12 | 2017-12-08 04:00 | 0 | 0 | 0 | 0 | 0 | 0 | 0 | 0 | 0 | 0 | 0 | 0 | 0 | 0 | 0 | 0 | 0 | 8189 | 4 | 11 | 2017-11-07 04:00 | WEEKDAY | 21.0154 | 2.53 | 0 | 0 | 0 | 0 | 2877.9746 | 0 | 0 | NA | 95.93%
| 5 | 12 | 2017-12-08 05:00 | 0 | 0 | 0 | 0 | 0 | 0 | 0 | 0 | 0 | 0 | 0 | 0 | 0 | 0 | 0 | 0 | 0 | 8190 | 5 | 11 | 2017-11-07 05:00 | WEEKDAY | 21.3606 | 2.53 | 0 | 0 | 0 | 0 | 2877.9746 | 0 | 0 | NA | 95.93%
| 6 | 12 | 2017-12-08 06:00 | 0 | 0 | 0 | 0 | 0 | 0 | 0 | 0 | 0 | 0 | 0 | 0 | 0 | 0 | 0 | 0 | 0 | 8191 | 6 | 11 | 2017-11-07 06:00 | WEEKDAY | 21.4218 | 17.57 | 0 | 0 | 0 | 0 | 2877.9746 | 2472 | 200 | YES | 95.93%
| 7 | 12 | 2017-12-08 07:00 | 139.764 | 0 | 0 | 55.9379 | 24.2134 | 0 | 0 | 35.7679 | 0 | 0 | 11.9338 | 6.4096 | 3.0136 | 8.7755 | 139.764 | 24.2134 | 139.764 | 8192 | 7 | 11 | 2017-11-07 07:00 | WEEKDAY | 19.9354 | 17.57 | 0 | 0 | 0 | 0 | 2877.9746 | 2472 | 200 | YES | 95.93%
| 8 | 12 | 2017-12-08 08:00 | 302.5333 | 115.6201 | 331.7984 | 547.8086 | 108.7405 | 58.394 | 30.0681 | 776.0637 | 262.416 | 29.197 | 49.7234 | 103.935 | 12.5564 | 351.8951 | 302.5333 | 108.7405 | 302.5333 | 8193 | 8 | 11 | 2017-11-07 08:00 | WEEKDAY | 19.2924 | 17.57 | 35.93 | 0 | 0 | 0 | 2877.9746 | 2472 | 200 | YES | 95.93%
| 9 | 12 | 2017-12-08 09:00 | 478.9584 | 325.2283 | 710.8477 | 704.0839 | 150.7928 | 164.2567 | 176.35 | 575.292 | 0 | 82.1284 | 245.9946 | 176.8566 | 62.1199 | 431.118 | 478.9584 | 150.7928 | 478.9584 | 8194 | 9 | 11 | 2017-11-07 09:00 | WEEKDAY | 19.2897 | 6.34 | 185.402 | 179.8399 | 0 | 179.8399 | 2913.9046 | 0 | 0 | NA | 97.13%
| 10 | 12 | 2017-12-08 10:00 | 355.7308 | 476.9689 | 767.2346 | 724.8618 | 269.3842 | 240.8934 | 373.657 | 627.1616 | 314.8969 | 120.4467 | 421.0319 | 178.1517 | 106.3212 | 743.1702 | 355.7308 | 269.3842 | 355.7308 | 8195 | 10 | 11 | 2017-11-07 10:00 | WEEKDAY | 19.2757 | 6.34 | 388.496 | 376.8411 | 0 | 376.8411 | 2913.9046 | 0 | 0 | NA | 97.13%
| 11 | 12 | 2017-12-08 11:00 | 129.5279 | 542.2826 | 697.1232 | 677.5971 | 125.4037 | 273.8801 | 548.856 | 498.5101 | 389.3173 | 136.9401 | 523.8413 | 166.9838 | 132.2832 | 694.6152 | 129.5279 | 125.4037 | 129.5279 | 8196 | 11 | 11 | 2017-11-07 11:00 | WEEKDAY | 19.5123 | 6.34 | 570.361 | 553.2502 | 0 | 553.2502 | 2913.9046 | 0 | 0 | NA | 97.13%
| 12 | 12 | 2017-12-08 12:00 | 120.0834 | 214.6306 | 631.2374 | 661.026 | 353.5065 | 108.3993 | 371.37 | 919.4631 | 238.2087 | 54.1996 | 644.5307 | 161.6864 | 162.7603 | 671.811 | 120.0834 | 353.5065 | 120.0834 | 8197 | 12 | 11 | 2017-11-07 12:00 | WEEKDAY | 19.632 | 6.34 | 386.097 | 374.5141 | 0 | 374.5141 | 2913.9046 | 0 | 0 | NA | 97.13%
| 13 | 12 | 2017-12-08 13:00 | 92.5161 | 530.0444 | 648.7804 | 690.5777 | 363.0123 | 267.6992 | 566.438 | 547.9312 | 206.5082 | 133.8496 | 540.8354 | 167.6773 | 136.5746 | 611.5119 | 92.5161 | 363.0123 | 92.5161 | 8198 | 13 | 11 | 2017-11-07 13:00 | WEEKDAY | 19.4149 | 6.34 | 588.668 | 571.008 | 0 | 571.008 | 2913.9046 | 0 | 0 | NA | 97.13%
| 14 | 12 | 2017-12-08 14:00 | 63.9005 | 1166.1748 | 689.7861 | 732.3951 | 796.0546 | 588.9772 | 387.018 | 322.9816 | 282.5979 | 294.4886 | 588.0813 | 174.5191 | 148.5054 | 735.5547 | 63.9005 | 796.0546 | 63.9005 | 8199 | 14 | 11 | 2017-11-07 14:00 | WEEKDAY | 19.2284 | 2.2 | 402.272 | 390.2038 | 0 | 390.2038 | 2913.9046 | 0 | 0 | NA | 97.13%
| 15 | 12 | 2017-12-08 15:00 | 52.2803 | 1194.3299 | 714.2323 | 708.6505 | 404.1343 | 603.1969 | 205.206 | 196.5954 | 182.1951 | 301.5985 | 463.2024 | 171.9028 | 116.9703 | 691.3854 | 52.2803 | 404.1343 | 52.2803 | 8200 | 15 | 11 | 2017-11-07 15:00 | WEEKDAY | 18.6829 | 2.2 | 214.952 | 208.5034 | 0 | 208.5034 | 2913.9046 | 0 | 0 | NA | 97.13%
| 16 | 12 | 2017-12-08 16:00 | 2.4311 | 757.8917 | 462.3563 | 404.9453 | 439.9126 | 382.7736 | 124.962 | 161.1231 | 126.9468 | 191.3868 | 407.9972 | 104.6172 | 103.0296 | 302.7418 | 2.4311 | 439.9126 | 2.4311 | 8201 | 16 | 11 | 2017-11-07 16:00 | WEEKDAY | 17.8951 | 2.2 | 132.766 | 128.783 | 400 | 528.783 | 2913.9046 | 0 | 0 | NA | 97.13%
| 17 | 12 | 2017-12-08 17:00 | 0 | 11.1473 | 17.1506 | 13.2287 | 3.6758 | 5.63 | 0 | 0 | 41.2207 | 2.815 | 37.658 | 6.779 | 9.5096 | 0 | 0 | 3.6758 | 0 | 8202 | 17 | 11 | 2017-11-07 17:00 | WEEKDAY | 19.2117 | 17.18 | 0 | 0 | 0 | 0 | 2501.5335 | 0 | 0 | NA | 83.38%
| 18 | 12 | 2017-12-08 18:00 | 0 | 0 | 0 | 0 | 0 | 0 | 0 | 0 | 0 | 0 | 0 | 0 | 0 | 0 | 0 | 0 | 0 | 8203 | 18 | 11 | 2017-11-07 18:00 | WEEKDAY | 20.2889 | 17.18 | 0 | 0 | 0 | 0 | 2501.5335 | 0 | 0 | NA | 83.38%
| 19 | 12 | 2017-12-08 19:00 | 0 | 0 | 0 | 0 | 0 | 0 | 0 | 0 | 0 | 0 | 0 | 0 | 0 | 0 | 0 | 0 | 0 | 8204 | 19 | 11 | 2017-11-07 19:00 | WEEKDAY | 19.6153 | 17.18 | 0 | 0 | 0 | 0 | 2501.5335 | 0 | 0 | NA | 83.38%
| 20 | 12 | 2017-12-08 20:00 | 0 | 0 | 0 | 0 | 0 | 0 | 0 | 0 | 0 | 0 | 0 | 0 | 0 | 0 | 0 | 0 | 0 | 8205 | 20 | 11 | 2017-11-07 20:00 | WEEKDAY | 19.4567 | 18.29 | 0 | 0 | 0 | 0 | 2501.5335 | 2472 | 200 | YES | 83.38%
| 21 | 12 | 2017-12-08 21:00 | 0 | 0 | 0 | 0 | 0 | 0 | 0 | 0 | 0 | 0 | 0 | 0 | 0 | 0 | 0 | 0 | 0 | 8206 | 21 | 11 | 2017-11-07 21:00 | WEEKDAY | 19.3091 | 18.29 | 0 | 0 | 0 | 0 | 2501.5335 | 2472 | 200 | YES | 83.38%
| 22 | 12 | 2017-12-08 22:00 | 0 | 0 | 0 | 0 | 0 | 0 | 0 | 0 | 0 | 0 | 0 | 0 | 0 | 0 | 0 | 0 | 0 | 8207 | 22 | 11 | 2017-11-07 22:00 | WEEKDAY | 20.4309 | 18.29 | 0 | 0 | 0 | 0 | 2501.5335 | 2472 | 200 | YES | 83.38%
| 23 | 12 | 2017-12-08 23:00 | 0 | 0 | 0 | 0 | 0 | 0 | 0 | 0 | 0 | 0 | 0 | 0 | 0 | 0 | 0 | 0 | 0 | 8208 | 23 | 11 | 2017-11-07 23:00 | WEEKDAY | 20.7399 | 2.53 | 0 | 0 | 0 | 0 | 2501.5335 | 0 | 0 | NA | 83.38%
| 0 | 12 | 2017-12-09 | 0 | 0 | 0 | 0 | 0 | 0 | 0 | 0 | 0 | 0 | 0 | 0 | 0 | 0 | 0 | 0 | 0 | 8209 | 0 | 11 | 2017-11-08 | WEEKDAY | 20.4086 | 2.53 | 0 | 0 | 0 | 0 | 2501.5335 | 0 | 0 | NA | 83.38%
| 1 | 12 | 2017-12-09 01:00 | 0 | 0 | 0 | 0 | 0 | 0 | 0 | 0 | 0 | 0 | 0 | 0 | 0 | 0 | 0 | 0 | 0 | 8210 | 1 | 11 | 2017-11-08 01:00 | WEEKDAY | 19.3008 | 2.53 | 0 | 0 | 0 | 0 | 2501.5335 | 0 | 0 | NA | 83.38%
| 2 | 12 | 2017-12-09 02:00 | 0 | 0 | 0 | 0 | 0 | 0 | 0 | 0 | 0 | 0 | 0 | 0 | 0 | 0 | 0 | 0 | 0 | 8211 | 2 | 11 | 2017-11-08 02:00 | WEEKDAY | 18.6272 | 2.53 | 0 | 0 | 0 | 0 | 2501.5335 | 0 | 0 | NA | 83.38%
| 3 | 12 | 2017-12-09 03:00 | 0 | 0 | 0 | 0 | 0 | 0 | 0 | 0 | 0 | 0 | 0 | 0 | 0 | 0 | 0 | 0 | 0 | 8212 | 3 | 11 | 2017-11-08 03:00 | WEEKDAY | 18.4184 | 2.53 | 0 | 0 | 0 | 0 | 2501.5335 | 0 | 0 | NA | 83.38%
| 4 | 12 | 2017-12-09 04:00 | 0 | 0 | 0 | 0 | 0 | 0 | 0 | 0 | 0 | 0 | 0 | 0 | 0 | 0 | 0 | 0 | 0 | 8213 | 4 | 11 | 2017-11-08 04:00 | WEEKDAY | 18.5993 | 2.53 | 0 | 0 | 0 | 0 | 2501.5335 | 0 | 0 | NA | 83.38%
| 5 | 12 | 2017-12-09 05:00 | 0 | 0 | 0 | 0 | 0 | 0 | 0 | 0 | 0 | 0 | 0 | 0 | 0 | 0 | 0 | 0 | 0 | 8214 | 5 | 11 | 2017-11-08 05:00 | WEEKDAY | 19.2785 | 2.53 | 0 | 0 | 0 | 0 | 2501.5335 | 0 | 0 | NA | 83.38%
| 6 | 12 | 2017-12-09 06:00 | 0 | 0 | 0 | 0 | 0 | 0 | 0 | 0 | 0 | 0 | 0 | 0 | 0 | 0 | 0 | 0 | 0 | 8215 | 6 | 11 | 2017-11-08 06:00 | WEEKDAY | 21.2353 | 17.57 | 0 | 0 | 0 | 0 | 2501.5335 | 2472 | 200 | YES | 83.38%
| 7 | 12 | 2017-12-09 07:00 | 187.7643 | 42.2916 | 0 | 46.1322 | 1.5521 | 21.3594 | 0 | 39.8793 | 0 | 10.6797 | 10.4177 | 5.4017 | 2.6307 | 4.0679 | 187.7643 | 1.5521 | 187.7643 | 8216 | 7 | 11 | 2017-11-08 07:00 | WEEKDAY | 21.4803 | 17.57 | 0 | 0 | 0 | 0 | 2501.5335 | 2472 | 200 | YES | 83.38%
| 8 | 12 | 2017-12-09 08:00 | 613.1785 | 1090.2854 | 259.3053 | 508.4644 | 87.3166 | 550.6492 | 445.349 | 874.5803 | 304.9932 | 275.3246 | 64.0851 | 106.1127 | 16.1831 | 261.513 | 613.1785 | 87.3166 | 613.1785 | 8217 | 8 | 11 | 2017-11-08 08:00 | WEEKDAY | 22.4628 | 17.57 | 462.765 | 0 | 0 | 0 | 2501.5335 | 2472 | 200 | YES | 83.38%
| 9 | 12 | 2017-12-09 09:00 | 680.5756 | 1426.7999 | 682.9752 | 704.537 | 251.8291 | 720.606 | 777.953 | 413.75 | 800.7205 | 360.303 | 135.8964 | 183.0731 | 34.3173 | 677.7322 | 680.5756 | 251.8291 | 680.5756 | 8218 | 9 | 11 | 2017-11-08 09:00 | WEEKDAY | 23.6625 | 6.34 | 810.378 | 786.0667 | 0 | 786.0667 | 2964.2985 | 0 | 0 | NA | 98.81%
| 10 | 12 | 2017-12-09 10:00 | 654.4806 | 1500.8495 | 691.3973 | 715.3691 | 441.1424 | 758.0048 | 790.641 | 1250.4121 | 859.421 | 379.0024 | 195.4202 | 183.267 | 49.3485 | 724.6095 | 654.4806 | 441.1424 | 654.4806 | 8219 | 10 | 11 | 2017-11-08 10:00 | WEEKDAY | 25.6527 | 6.34 | 823.677 | 798.9667 | 0 | 798.9667 | 2964.2985 | 0 | 0 | NA | 98.81%
| 11 | 12 | 2017-12-09 11:00 | 601.2871 | 1345.9768 | 658.6961 | 675.8983 | 987.1948 | 679.7862 | 732.551 | 1299.8977 | 805.2232 | 339.8931 | 247.7144 | 169.7679 | 62.5541 | 659.0559 | 601.2871 | 987.1948 | 601.2871 | 8220 | 11 | 11 | 2017-11-08 11:00 | WEEKDAY | 24.634 | 6.34 | 762.503 | 739.6279 | 0 | 739.6279 | 2964.2985 | 0 | 0 | NA | 98.81%
| 12 | 12 | 2017-12-09 12:00 | 631.9679 | 1313.6507 | 623.5626 | 655.1585 | 1303.8197 | 663.4599 | 681.222 | 1087.3552 | 733.8807 | 331.73 | 438.5513 | 163.8717 | 110.7453 | 639.9447 | 631.9679 | 1303.8197 | 631.9679 | 8221 | 12 | 11 | 2017-11-08 12:00 | WEEKDAY | 23.7739 | 6.34 | 708.6 | 687.342 | 0 | 687.342 | 2964.2985 | 0 | 0 | NA | 98.81%
| 13 | 12 | 2017-12-09 13:00 | 712.2914 | 1310.1211 | 631.2025 | 680.9932 | 1318.8655 | 661.6773 | 688.872 | 786.7281 | 722.6451 | 330.8387 | 480.9368 | 169.1853 | 121.4487 | 676.3927 | 712.2914 | 1318.8655 | 712.2914 | 8222 | 13 | 11 | 2017-11-08 13:00 | WEEKDAY | 23.952 | 6.34 | 716.614 | 695.1156 | 0 | 695.1156 | 2964.2985 | 0 | 0 | NA | 98.81%
| 14 | 12 | 2017-12-09 14:00 | 723.2294 | 1443.8961 | 674.3582 | 712.4014 | 845.0102 | 729.2404 | 742.578 | 830.3315 | 771.4662 | 364.6202 | 663.2778 | 178.9555 | 167.4944 | 717.6355 | 723.2294 | 845.0102 | 723.2294 | 8223 | 14 | 11 | 2017-11-08 14:00 | WEEKDAY | 23.3647 | 2.2 | 773.019 | 749.8284 | 0 | 749.8284 | 2964.2985 | 0 | 0 | NA | 98.81%
| 15 | 12 | 2017-12-09 15:00 | 498.2939 | 1413.3079 | 716.5839 | 677.9148 | 891.9458 | 713.7919 | 763.954 | 1253.4746 | 810.2381 | 356.8959 | 654.4955 | 177.9782 | 165.2766 | 675.8402 | 498.2939 | 891.9458 | 498.2939 | 8224 | 15 | 11 | 2017-11-08 15:00 | WEEKDAY | 23.4649 | 2.2 | 795.379 | 771.5176 | 0 | 771.5176 | 2964.2985 | 0 | 0 | NA | 98.81%
| 16 | 12 | 2017-12-09 16:00 | 36.6047 | 938.468 | 404.3067 | 375.0795 | 769.4675 | 473.9737 | 720.165 | 702.2999 | 792.9896 | 236.9869 | 469.2917 | 109.3271 | 118.508 | 297.2795 | 36.6047 | 769.4675 | 36.6047 | 8225 | 16 | 11 | 2017-11-08 16:00 | WEEKDAY | 30.3429 | 2.2 | 749.39 | 726.9083 | 0 | 726.9083 | 2964.2985 | 0 | 0 | NA | 98.81%
| 17 | 12 | 2017-12-09 17:00 | 0 | 38.99 | 13.6441 | 9.958 | 6.5062 | 19.6919 | 0 | 0 | 496.8136 | 9.846 | 41.0678 | 7.0886 | 10.3707 | 0 | 0 | 6.5062 | 0 | 8226 | 17 | 11 | 2017-11-08 17:00 | WEEKDAY | 124.5505 | 17.18 | 0 | 0 | 0 | 0 | 2964.2985 | 0 | 0 | NA | 98.81%
| 18 | 12 | 2017-12-09 18:00 | 0 | 0 | 0 | 0 | 0 | 0 | 0 | 0 | 0 | 0 | 0 | 0 | 0 | 0 | 0 | 0 | 0 | 8227 | 18 | 11 | 2017-11-08 18:00 | WEEKDAY | 35.7819 | 17.18 | 0 | 0 | 0 | 0 | 2964.2985 | 0 | 0 | NA | 98.81%
| 19 | 12 | 2017-12-09 19:00 | 0 | 0 | 0 | 0 | 0 | 0 | 0 | 0 | 0 | 0 | 0 | 0 | 0 | 0 | 0 | 0 | 0 | 8228 | 19 | 11 | 2017-11-08 19:00 | WEEKDAY | 43.8123 | 17.18 | 0 | 0 | 0 | 0 | 2964.2985 | 0 | 0 | NA | 98.81%
| 20 | 12 | 2017-12-09 20:00 | 0 | 0 | 0 | 0 | 0 | 0 | 0 | 0 | 0 | 0 | 0 | 0 | 0 | 0 | 0 | 0 | 0 | 8229 | 20 | 11 | 2017-11-08 20:00 | WEEKDAY | 30.7772 | 18.29 | 0 | 0 | 0 | 0 | 2964.2985 | 2472 | 200 | YES | 98.81%
| 21 | 12 | 2017-12-09 21:00 | 0 | 0 | 0 | 0 | 0 | 0 | 0 | 0 | 0 | 0 | 0 | 0 | 0 | 0 | 0 | 0 | 0 | 8230 | 21 | 11 | 2017-11-08 21:00 | WEEKDAY | 24.3779 | 18.29 | 0 | 0 | 0 | 0 | 2964.2985 | 2472 | 200 | YES | 98.81%
| 22 | 12 | 2017-12-09 22:00 | 0 | 0 | 0 | 0 | 0 | 0 | 0 | 0 | 0 | 0 | 0 | 0 | 0 | 0 | 0 | 0 | 0 | 8231 | 22 | 11 | 2017-11-08 22:00 | WEEKDAY | 21.6723 | 18.29 | 0 | 0 | 0 | 0 | 2964.2985 | 2472 | 200 | YES | 98.81%
| 23 | 12 | 2017-12-09 23:00 | 0 | 0 | 0 | 0 | 0 | 0 | 0 | 0 | 0 | 0 | 0 | 0 | 0 | 0 | 0 | 0 | 0 | 8232 | 23 | 11 | 2017-11-08 23:00 | WEEKDAY | 20.5005 | 2.53 | 0 | 0 | 0 | 0 | 2964.2985 | 0 | 0 | NA | 98.81%
| 0 | 12 | 2017-12-10 | 0 | 0 | 0 | 0 | 0 | 0 | 0 | 0 | 0 | 0 | 0 | 0 | 0 | 0 | 0 | 0 | 0 | 8233 | 0 | 11 | 2017-11-09 | WEEKDAY | 19.7796 | 2.53 | 0 | 0 | 0 | 0 | 2964.2985 | 0 | 0 | NA | 98.81%
| 1 | 12 | 2017-12-10 01:00 | 0 | 0 | 0 | 0 | 0 | 0 | 0 | 0 | 0 | 0 | 0 | 0 | 0 | 0 | 0 | 0 | 0 | 8234 | 1 | 11 | 2017-11-09 01:00 | WEEKDAY | 19.6877 | 2.53 | 0 | 0 | 0 | 0 | 2964.2985 | 0 | 0 | NA | 98.81%
| 2 | 12 | 2017-12-10 02:00 | 0 | 0 | 0 | 0 | 0 | 0 | 0 | 0 | 0 | 0 | 0 | 0 | 0 | 0 | 0 | 0 | 0 | 8235 | 2 | 11 | 2017-11-09 02:00 | WEEKDAY | 19.4984 | 2.53 | 0 | 0 | 0 | 0 | 2964.2985 | 0 | 0 | NA | 98.81%
| 3 | 12 | 2017-12-10 03:00 | 0 | 0 | 0 | 0 | 0 | 0 | 0 | 0 | 0 | 0 | 0 | 0 | 0 | 0 | 0 | 0 | 0 | 8236 | 3 | 11 | 2017-11-09 03:00 | WEEKDAY | 19.8658 | 2.53 | 0 | 0 | 0 | 0 | 2964.2985 | 0 | 0 | NA | 98.81%
| 4 | 12 | 2017-12-10 04:00 | 0 | 0 | 0 | 0 | 0 | 0 | 0 | 0 | 0 | 0 | 0 | 0 | 0 | 0 | 0 | 0 | 0 | 8237 | 4 | 11 | 2017-11-09 04:00 | WEEKDAY | 20.9264 | 2.53 | 0 | 0 | 0 | 0 | 2964.2985 | 0 | 0 | NA | 98.81%
| 5 | 12 | 2017-12-10 05:00 | 0 | 0 | 0 | 0 | 0 | 0 | 0 | 0 | 0 | 0 | 0 | 0 | 0 | 0 | 0 | 0 | 0 | 8238 | 5 | 11 | 2017-11-09 05:00 | WEEKDAY | 21.9535 | 2.53 | 0 | 0 | 0 | 0 | 2964.2985 | 0 | 0 | NA | 98.81%
| 6 | 12 | 2017-12-10 06:00 | 0 | 0 | 0 | 0 | 0 | 0 | 0 | 0 | 0 | 0 | 0 | 0 | 0 | 0 | 0 | 0 | 0 | 8239 | 6 | 11 | 2017-11-09 06:00 | WEEKDAY | 77.167 | 17.57 | 0 | 0 | 0 | 0 | 2964.2985 | 2472 | 200 | YES | 98.81%
| 7 | 12 | 2017-12-10 07:00 | 126.8369 | 37.1869 | 0 | 1.8986 | 0 | 18.7813 | 0 | 40.9885 | 0 | 9.3906 | 14.1631 | 5.1994 | 3.5765 | 16.5713 | 126.8369 | 0 | 126.8369 | 8240 | 7 | 11 | 2017-11-09 07:00 | WEEKDAY | 90.088 | 17.57 | 0 | 0 | 0 | 0 | 2964.2985 | 2472 | 200 | YES | 98.81%
| 8 | 12 | 2017-12-10 08:00 | 368.7412 | 996.0532 | 154.7995 | 39.8211 | 98.9819 | 503.0572 | 419.152 | 1042.9651 | 291.6499 | 251.5286 | 303.0114 | 102.9843 | 76.518 | 487.614 | 368.7412 | 98.9819 | 368.7412 | 8241 | 8 | 11 | 2017-11-09 08:00 | WEEKDAY | 54.3534 | 17.57 | 435.633 | 422.564 | 0 | 422.564 | 2964.2985 | 2472 | 200 | YES | 98.81%
| 9 | 12 | 2017-12-10 09:00 | 550.5829 | 1487.0863 | 512.9583 | 73.5001 | 268.5965 | 751.0537 | 756.379 | 1469.7245 | 751.784 | 375.5268 | 634.3205 | 179.9677 | 160.1819 | 732.3091 | 550.5829 | 268.5965 | 550.5829 | 8242 | 9 | 11 | 2017-11-09 09:00 | WEEKDAY | 31.0138 | 6.34 | 787.734 | 764.102 | 0 | 764.102 | 2964.2985 | 0 | 0 | NA | 98.81%
| 10 | 12 | 2017-12-10 10:00 | 502.2485 | 1455.2207 | 701.8244 | 280.1205 | 583.5289 | 734.9599 | 773.547 | 1405.6385 | 811.2818 | 367.48 | 676.7655 | 182.3103 | 170.9004 | 714.9737 | 502.2485 | 583.5289 | 502.2485 | 8243 | 10 | 11 | 2017-11-09 10:00 | WEEKDAY | 28.7257 | 6.34 | 805.731 | 781.5591 | 0 | 781.5591 | 2964.2985 | 0 | 0 | NA | 98.81%
| 11 | 12 | 2017-12-10 11:00 | 553.6643 | 1372.9253 | 655.8565 | 511.9613 | 776.8981 | 693.3966 | 714.221 | 1327.4903 | 761.9922 | 346.6983 | 619.1067 | 170.3531 | 156.3401 | 643.279 | 553.6643 | 776.8981 | 553.6643 | 8244 | 11 | 11 | 2017-11-09 11:00 | WEEKDAY | 24.5839 | 6.34 | 743.276 | 720.9777 | 0 | 720.9777 | 2964.2985 | 0 | 0 | NA | 98.81%
| 12 | 12 | 2017-12-10 12:00 | 441.7424 | 1306.4656 | 558.2585 | 523.3003 | 749.9074 | 659.8311 | 662.751 | 1294.9874 | 702.3624 | 329.9156 | 550.4041 | 161.9413 | 138.9909 | 617.2878 | 441.7424 | 749.9074 | 441.7424 | 8245 | 12 | 11 | 2017-11-09 12:00 | WEEKDAY | 22.8052 | 6.34 | 689.254 | 668.5764 | 0 | 668.5764 | 2964.2985 | 0 | 0 | NA | 98.81%
| 13 | 12 | 2017-12-10 13:00 | 559.1429 | 1357.8201 | 364.7436 | 457.4973 | 670.2712 | 685.7677 | 669.848 | 1291.0234 | 691.4791 | 342.8839 | 653.1295 | 167.4694 | 164.9317 | 652.6139 | 559.1429 | 670.2712 | 559.1429 | 8246 | 13 | 11 | 2017-11-09 13:00 | WEEKDAY | 22.3348 | 6.34 | 696.676 | 675.7757 | 314 | 989.7757 | 2964.2985 | 0 | 0 | NA | 98.81%
| 14 | 12 | 2017-12-10 14:00 | 365.1804 | 1433.878 | 554.0309 | 172.6768 | 668.4958 | 724.1808 | 724.739 | 1407.5761 | 725.5901 | 362.0904 | 687.1224 | 177.5455 | 173.5157 | 694.766 | 365.1804 | 668.4958 | 365.1804 | 8247 | 14 | 11 | 2017-11-09 14:00 | WEEKDAY | 22.126 | 2.2 | 754.281 | 731.6526 | 258 | 989.6526 | 2640.5872 | 0 | 0 | NA | 88.02%
| 15 | 12 | 2017-12-10 15:00 | 320.5427 | 1378.7371 | 639.0665 | 235.4174 | 560.687 | 696.3319 | 769.04 | 1349.0213 | 789.2104 | 348.1659 | 669.0423 | 174.8025 | 168.9501 | 646.621 | 320.5427 | 560.687 | 320.5427 | 8248 | 15 | 11 | 2017-11-09 15:00 | WEEKDAY | 21.625 | 2.2 | 800.898 | 776.8711 | 0 | 776.8711 | 2374.6078 | 0 | 0 | NA | 79.15%
| 16 | 12 | 2017-12-10 16:00 | 5.9808 | 934.6424 | 60.186 | 69.4256 | 200.658 | 472.0416 | 445.061 | 726.3482 | 776.4772 | 236.0208 | 434.1601 | 106.9277 | 109.6364 | 300.6529 | 5.9808 | 200.658 | 5.9808 | 8249 | 16 | 11 | 2017-11-09 16:00 | WEEKDAY | 21.7698 | 2.2 | 462.373 | 0 | 0 | 0 | 2374.6078 | 0 | 0 | NA | 79.15%
| 17 | 12 | 2017-12-10 17:00 | 0 | 39.2938 | 0 | 4.3707 | 11.0881 | 19.8453 | 0 | 0 | 490.6823 | 9.9227 | 36.7747 | 6.6852 | 9.2865 | 0 | 0 | 11.0881 | 0 | 8250 | 17 | 11 | 2017-11-09 17:00 | WEEKDAY | 23.0529 | 17.18 | 0 | 0 | 0 | 0 | 2836.9808 | 0 | 0 | NA | 94.57%
| 18 | 12 | 2017-12-10 18:00 | 0 | 0 | 0 | 0 | 0 | 0 | 0 | 0 | 0 | 0 | 0 | 0 | 0 | 0 | 0 | 0 | 0 | 8251 | 18 | 11 | 2017-11-09 18:00 | WEEKDAY | 23.0641 | 17.18 | 0 | 0 | 0 | 0 | 2836.9808 | 0 | 0 | NA | 94.57%
| 19 | 12 | 2017-12-10 19:00 | 0 | 0 | 0 | 0 | 0 | 0 | 0 | 0 | 0 | 0 | 0 | 0 | 0 | 0 | 0 | 0 | 0 | 8252 | 19 | 11 | 2017-11-09 19:00 | WEEKDAY | 22.2624 | 17.18 | 0 | 0 | 0 | 0 | 2836.9808 | 0 | 0 | NA | 94.57%
| 20 | 12 | 2017-12-10 20:00 | 0 | 0 | 0 | 0 | 0 | 0 | 0 | 0 | 0 | 0 | 0 | 0 | 0 | 0 | 0 | 0 | 0 | 8253 | 20 | 11 | 2017-11-09 20:00 | WEEKDAY | 22.3849 | 18.29 | 0 | 0 | 0 | 0 | 2836.9808 | 2472 | 200 | YES | 94.57%
| 21 | 12 | 2017-12-10 21:00 | 0 | 0 | 0 | 0 | 0 | 0 | 0 | 0 | 0 | 0 | 0 | 0 | 0 | 0 | 0 | 0 | 0 | 8254 | 21 | 11 | 2017-11-09 21:00 | WEEKDAY | 21.6 | 18.29 | 0 | 0 | 0 | 0 | 2836.9808 | 2472 | 200 | YES | 94.57%
| 22 | 12 | 2017-12-10 22:00 | 0 | 0 | 0 | 0 | 0 | 0 | 0 | 0 | 0 | 0 | 0 | 0 | 0 | 0 | 0 | 0 | 0 | 8255 | 22 | 11 | 2017-11-09 22:00 | WEEKDAY | 21.2492 | 18.29 | 0 | 0 | 0 | 0 | 2836.9808 | 2472 | 200 | YES | 94.57%
| 23 | 12 | 2017-12-10 23:00 | 0 | 0 | 0 | 0 | 0 | 0 | 0 | 0 | 0 | 0 | 0 | 0 | 0 | 0 | 0 | 0 | 0 | 8256 | 23 | 11 | 2017-11-09 23:00 | WEEKDAY | 19.9577 | 2.53 | 0 | 0 | 0 | 0 | 2836.9808 | 0 | 0 | NA | 94.57%
| 0 | 12 | 2017-12-11 | 0 | 0 | 0 | 0 | 0 | 0 | 0 | 0 | 0 | 0 | 0 | 0 | 0 | 0 | 0 | 0 | 0 | 8257 | 0 | 11 | 2017-11-10 | WEEKDAY | 18.8693 | 2.53 | 0 | 0 | 0 | 0 | 2836.9808 | 0 | 0 | NA | 94.57%
| 1 | 12 | 2017-12-11 01:00 | 0 | 0 | 0 | 0 | 0 | 0 | 0 | 0 | 0 | 0 | 0 | 0 | 0 | 0 | 0 | 0 | 0 | 8258 | 1 | 11 | 2017-11-10 01:00 | WEEKDAY | 18.8693 | 2.53 | 0 | 0 | 0 | 0 | 2836.9808 | 0 | 0 | NA | 94.57%
| 2 | 12 | 2017-12-11 02:00 | 0 | 0 | 0 | 0 | 0 | 0 | 0 | 0 | 0 | 0 | 0 | 0 | 0 | 0 | 0 | 0 | 0 | 8259 | 2 | 11 | 2017-11-10 02:00 | WEEKDAY | 19.298 | 2.53 | 0 | 0 | 0 | 0 | 2836.9808 | 0 | 0 | NA | 94.57%
| 3 | 12 | 2017-12-11 03:00 | 0 | 0 | 0 | 0 | 0 | 0 | 0 | 0 | 0 | 0 | 0 | 0 | 0 | 0 | 0 | 0 | 0 | 8260 | 3 | 11 | 2017-11-10 03:00 | WEEKDAY | 19.4567 | 2.53 | 0 | 0 | 0 | 0 | 2836.9808 | 0 | 0 | NA | 94.57%
| 4 | 12 | 2017-12-11 04:00 | 0 | 0 | 0 | 0 | 0 | 0 | 0 | 0 | 0 | 0 | 0 | 0 | 0 | 0 | 0 | 0 | 0 | 8261 | 4 | 11 | 2017-11-10 04:00 | WEEKDAY | 20.4392 | 2.53 | 0 | 0 | 0 | 0 | 2836.9808 | 0 | 0 | NA | 94.57%
| 5 | 12 | 2017-12-11 05:00 | 0 | 0 | 0 | 0 | 0 | 0 | 0 | 0 | 0 | 0 | 0 | 0 | 0 | 0 | 0 | 0 | 0 | 8262 | 5 | 11 | 2017-11-10 05:00 | WEEKDAY | 21.085 | 2.53 | 0 | 0 | 0 | 0 | 2836.9808 | 0 | 0 | NA | 94.57%
| 6 | 12 | 2017-12-11 06:00 | 0 | 0 | 0 | 0 | 0 | 0 | 0 | 0 | 0 | 0 | 0 | 0 | 0 | 0 | 0 | 0 | 0 | 8263 | 6 | 11 | 2017-11-10 06:00 | WEEKDAY | 22.7468 | 17.57 | 0 | 0 | 0 | 0 | 2836.9808 | 2472 | 200 | YES | 94.57%
| 7 | 12 | 2017-12-11 07:00 | 120.227 | 0 | 0 | 1.7907 | 3.9955 | 0 | 0 | 36.2956 | 0 | 0 | 14.7494 | 3.9007 | 3.7246 | 13.9457 | 120.227 | 3.9955 | 120.227 | 8264 | 7 | 11 | 2017-11-10 07:00 | WEEKDAY | 22.9082 | 17.57 | 0 | 0 | 0 | 0 | 2836.9808 | 2472 | 200 | YES | 94.57%
| 8 | 12 | 2017-12-11 08:00 | 385.1402 | 60.2527 | 322.0171 | 47.2501 | 98.9827 | 30.4306 | 12.0957 | 971.9976 | 292.909 | 15.2153 | 244.6402 | 88.9424 | 61.7778 | 459.8481 | 385.1402 | 98.9827 | 385.1402 | 8265 | 8 | 11 | 2017-11-10 08:00 | WEEKDAY | 23.0502 | 17.57 | 17.6268 | 0 | 0 | 0 | 2836.9808 | 2472 | 200 | YES | 94.57%
| 9 | 12 | 2017-12-11 09:00 | 544.9453 | 94.3005 | 678.7488 | 89.0436 | 214.6501 | 47.6265 | 72.9864 | 1373.1555 | 767.0906 | 23.8133 | 374.8718 | 169.8712 | 94.6646 | 701.998 | 544.9453 | 214.6501 | 544.9453 | 8266 | 9 | 11 | 2017-11-10 09:00 | WEEKDAY | 23.7126 | 6.34 | 79.7179 | 0 | 0 | 0 | 2854.6076 | 0 | 0 | NA | 95.15%
| 10 | 12 | 2017-12-11 10:00 | 484.0828 | 150.3855 | 367.0282 | 210.9159 | 399.9814 | 75.9523 | 94.1245 | 1393.8069 | 834.7335 | 37.9761 | 399.9786 | 175.914 | 101.0047 | 690.8935 | 484.0828 | 399.9814 | 484.0828 | 8267 | 10 | 11 | 2017-11-10 10:00 | WEEKDAY | 23.348 | 6.34 | 101.282 | 98.2435 | 0 | 98.2435 | 2934.3255 | 0 | 0 | NA | 97.81%
| 11 | 12 | 2017-12-11 11:00 | 581.5258 | 188.3485 | 383.9695 | 432.8415 | 1142.0687 | 95.1255 | 129.586 | 1259.8108 | 784.1703 | 47.5627 | 420.9856 | 164.2249 | 106.3095 | 635.7034 | 581.5258 | 1142.0687 | 581.5258 | 8268 | 11 | 11 | 2017-11-10 11:00 | WEEKDAY | 23.7934 | 6.34 | 137.516 | 133.3905 | 0 | 133.3905 | 2934.3255 | 0 | 0 | NA | 97.81%
| 12 | 12 | 2017-12-11 12:00 | 488.4384 | 220.0635 | 390.8201 | 643.2988 | 1294.039 | 111.1432 | 155.438 | 1248.1268 | 718.6138 | 55.5716 | 244.2807 | 156.8825 | 61.687 | 606.6502 | 488.4384 | 1294.039 | 488.4384 | 8269 | 12 | 11 | 2017-11-10 12:00 | WEEKDAY | 22.7217 | 6.34 | 163.969 | 159.0499 | 0 | 159.0499 | 2934.3255 | 0 | 0 | NA | 97.81%
| 13 | 12 | 2017-12-11 13:00 | 519.3236 | 263.8809 | 379.438 | 664.7519 | 1346.2845 | 133.2732 | 166.937 | 1308.0495 | 703.3761 | 66.6366 | 369.3539 | 161.9705 | 93.2712 | 632.88 | 519.3236 | 1346.2845 | 519.3236 | 8270 | 13 | 11 | 2017-11-10 13:00 | WEEKDAY | 22.5046 | 6.34 | 175.745 | 170.4726 | 0 | 170.4726 | 2934.3255 | 0 | 0 | NA | 97.81%
| 14 | 12 | 2017-12-11 14:00 | 584.6766 | 240.335 | 329.5838 | 607.0928 | 1300.5031 | 121.3813 | 168.757 | 1368.4186 | 752.3999 | 60.6907 | 228.4264 | 169.6019 | 57.6834 | 682.4431 | 584.6766 | 1300.5031 | 584.6766 | 8271 | 14 | 11 | 2017-11-10 14:00 | WEEKDAY | 21.8199 | 2.2 | 177.61 | 172.2817 | 0 | 172.2817 | 2934.3255 | 0 | 0 | NA | 97.81%
| 15 | 12 | 2017-12-11 15:00 | 365.7961 | 519.9609 | 291.1134 | 680.7178 | 1251.953 | 262.6065 | 139.318 | 1351.1541 | 801.5391 | 131.3032 | 339.2728 | 165.8692 | 85.6749 | 641.101 | 365.7961 | 1251.953 | 365.7961 | 8272 | 15 | 11 | 2017-11-10 15:00 | WEEKDAY | 21.3383 | 2.2 | 147.472 | 143.0478 | 0 | 143.0478 | 2934.3255 | 0 | 0 | NA | 97.81%
| 16 | 12 | 2017-12-11 16:00 | 43.0748 | 421.4876 | 143.2863 | 384.811 | 686.0135 | 212.8725 | 83.7085 | 740.0353 | 783.6067 | 106.4363 | 102.6599 | 94.1532 | 25.9242 | 296.1277 | 43.0748 | 686.0135 | 43.0748 | 8273 | 16 | 11 | 2017-11-10 16:00 | WEEKDAY | 21.3968 | 2.2 | 90.6407 | 87.9215 | 0 | 87.9215 | 2934.3255 | 0 | 0 | NA | 97.81%
| 17 | 12 | 2017-12-11 17:00 | 0 | 22.7583 | 8.5143 | 15.4879 | 20.5593 | 11.4941 | 0 | 0 | 489.1729 | 5.7471 | 21.0933 | 5.5259 | 5.3266 | 0 | 0 | 20.5593 | 0 | 8274 | 17 | 11 | 2017-11-10 17:00 | WEEKDAY | 21.6389 | 17.18 | 0 | 0 | 0 | 0 | 2934.3255 | 0 | 0 | NA | 97.81%
| 18 | 12 | 2017-12-11 18:00 | 0 | 0 | 0 | 0 | 0 | 0 | 0 | 0 | 0 | 0 | 0 | 0 | 0 | 0 | 0 | 0 | 0 | 8275 | 18 | 11 | 2017-11-10 18:00 | WEEKDAY | 21.6 | 17.18 | 0 | 0 | 0 | 0 | 2934.3255 | 0 | 0 | NA | 97.81%
| 19 | 12 | 2017-12-11 19:00 | 0 | 0 | 0 | 0 | 0 | 0 | 0 | 0 | 0 | 0 | 0 | 0 | 0 | 0 | 0 | 0 | 0 | 8276 | 19 | 11 | 2017-11-10 19:00 | WEEKDAY | 22.3849 | 17.18 | 0 | 0 | 0 | 0 | 2934.3255 | 0 | 0 | NA | 97.81%
| 20 | 12 | 2017-12-11 20:00 | 0 | 0 | 0 | 0 | 0 | 0 | 0 | 0 | 0 | 0 | 0 | 0 | 0 | 0 | 0 | 0 | 0 | 8277 | 20 | 11 | 2017-11-10 20:00 | WEEKDAY | 21.7308 | 18.29 | 0 | 0 | 0 | 0 | 2934.3255 | 2472 | 200 | YES | 97.81%
| 21 | 12 | 2017-12-11 21:00 | 0 | 0 | 0 | 0 | 0 | 0 | 0 | 0 | 0 | 0 | 0 | 0 | 0 | 0 | 0 | 0 | 0 | 8278 | 21 | 11 | 2017-11-10 21:00 | WEEKDAY | 23.8936 | 18.29 | 0 | 0 | 0 | 0 | 2934.3255 | 2472 | 200 | YES | 97.81%
| 22 | 12 | 2017-12-11 22:00 | 0 | 0 | 0 | 0 | 0 | 0 | 0 | 0 | 0 | 0 | 0 | 0 | 0 | 0 | 0 | 0 | 0 | 8279 | 22 | 11 | 2017-11-10 22:00 | WEEKDAY | 19.7211 | 18.29 | 0 | 0 | 0 | 0 | 2934.3255 | 2472 | 200 | YES | 97.81%
| 23 | 12 | 2017-12-11 23:00 | 0 | 0 | 0 | 0 | 0 | 0 | 0 | 0 | 0 | 0 | 0 | 0 | 0 | 0 | 0 | 0 | 0 | 8280 | 23 | 11 | 2017-11-10 23:00 | WEEKDAY | 19.3064 | 2.53 | 0 | 0 | 0 | 0 | 2934.3255 | 0 | 0 | NA | 97.81%
| 0 | 12 | 2017-12-12 | 0 | 0 | 0 | 0 | 0 | 0 | 0 | 0 | 0 | 0 | 0 | 0 | 0 | 0 | 0 | 0 | 0 | 8281 | 0 | 11 | 2017-11-11 | WEEKEND | 20.6925 | 2.53 | 0 | 0 | 0 | 0 | 2934.3255 | 0 | 0 | NA | 97.81%
| 1 | 12 | 2017-12-12 01:00 | 0 | 0 | 0 | 0 | 0 | 0 | 0 | 0 | 0 | 0 | 0 | 0 | 0 | 0 | 0 | 0 | 0 | 8282 | 1 | 11 | 2017-11-11 01:00 | WEEKEND | 18.5659 | 2.53 | 0 | 0 | 0 | 0 | 2934.3255 | 0 | 0 | NA | 97.81%
| 2 | 12 | 2017-12-12 02:00 | 0 | 0 | 0 | 0 | 0 | 0 | 0 | 0 | 0 | 0 | 0 | 0 | 0 | 0 | 0 | 0 | 0 | 8283 | 2 | 11 | 2017-11-11 02:00 | WEEKEND | 18.1234 | 2.53 | 0 | 0 | 0 | 0 | 2934.3255 | 0 | 0 | NA | 97.81%
| 3 | 12 | 2017-12-12 03:00 | 0 | 0 | 0 | 0 | 0 | 0 | 0 | 0 | 0 | 0 | 0 | 0 | 0 | 0 | 0 | 0 | 0 | 8284 | 3 | 11 | 2017-11-11 03:00 | WEEKEND | 8.601 | 2.53 | 0 | 0 | 0 | 0 | 2934.3255 | 0 | 0 | NA | 97.81%
| 4 | 12 | 2017-12-12 04:00 | 0 | 0 | 0 | 0 | 0 | 0 | 0 | 0 | 0 | 0 | 0 | 0 | 0 | 0 | 0 | 0 | 0 | 8285 | 4 | 11 | 2017-11-11 04:00 | WEEKEND | 18.154 | 2.53 | 0 | 0 | 0 | 0 | 2934.3255 | 0 | 0 | NA | 97.81%
| 5 | 12 | 2017-12-12 05:00 | 0 | 0 | 0 | 0 | 0 | 0 | 0 | 0 | 0 | 0 | 0 | 0 | 0 | 0 | 0 | 0 | 0 | 8286 | 5 | 11 | 2017-11-11 05:00 | WEEKEND | 17.2744 | 2.53 | 0 | 0 | 0 | 0 | 2934.3255 | 0 | 0 | NA | 97.81%
| 6 | 12 | 2017-12-12 06:00 | 0 | 0 | 0 | 0 | 0 | 0 | 0 | 0 | 0 | 0 | 0 | 0 | 0 | 0 | 0 | 0 | 0 | 8287 | 6 | 11 | 2017-11-11 06:00 | WEEKEND | 18.616 | 2.53 | 0 | 0 | 0 | 0 | 2934.3255 | 0 | 0 | NA | 97.81%
| 7 | 12 | 2017-12-12 07:00 | 185.7341 | 29.4291 | 0 | 37.6041 | 51.8669 | 14.8632 | 0 | 35.3782 | 0 | 7.4316 | 0 | 3.9172 | 0 | 0 | 185.7341 | 51.8669 | 185.7341 | 8288 | 7 | 11 | 2017-11-11 07:00 | WEEKEND | 19.5764 | 2.53 | 0 | 0 | 0 | 0 | 2934.3255 | 0 | 0 | NA | 97.81%
| 8 | 12 | 2017-12-12 08:00 | 656.6982 | 928.5331 | 34.172 | 464.8321 | 752.601 | 468.9561 | 0.3418 | 1006.5594 | 49.2769 | 234.4781 | 21.5724 | 92.3124 | 5.4476 | 67.658 | 656.6982 | 752.601 | 656.6982 | 8289 | 8 | 11 | 2017-11-11 08:00 | WEEKEND | 22.8108 | 2.53 | 5.5392 | 0 | 0 | 0 | 2934.3255 | 0 | 0 | NA | 97.81%
| 9 | 12 | 2017-12-12 09:00 | 712.6439 | 1432.781 | 656.6913 | 674.0217 | 676.2057 | 723.6268 | 179.729 | 1399.0655 | 990.0041 | 361.8134 | 158.5462 | 171.0418 | 40.0369 | 179.597 | 712.6439 | 676.2057 | 712.6439 | 8290 | 9 | 11 | 2017-11-11 09:00 | WEEKEND | 24.9123 | 2.53 | 188.799 | 183.135 | 0 | 183.135 | 2939.8647 | 0 | 0 | NA | 98%
| 10 | 12 | 2017-12-12 10:00 | 671.8452 | 1387.9351 | 666.9972 | 685.1502 | 1443.9317 | 700.9773 | 4.3497 | 1406.9446 | 0 | 350.4887 | 206.0153 | 174.2163 | 52.0241 | 94.8194 | 671.8452 | 1443.9317 | 671.8452 | 8291 | 10 | 11 | 2017-11-11 10:00 | WEEKEND | 24.2833 | 2.53 | 9.6221 | 0 | 0 | 0 | 2939.8647 | 0 | 0 | NA | 98%
| 11 | 12 | 2017-12-12 11:00 | 625.6221 | 659.0442 | 460.6674 | 652.1231 | 1166.9302 | 332.8506 | 85.7392 | 1290.8225 | 587.8025 | 166.4253 | 185.8522 | 164.6577 | 46.9324 | 563.0058 | 625.6221 | 1166.9302 | 625.6221 | 8292 | 11 | 11 | 2017-11-11 11:00 | WEEKEND | 22.6271 | 2.53 | 92.6429 | 89.8636 | 0 | 89.8636 | 2949.4868 | 0 | 0 | NA | 98.32%
| 12 | 12 | 2017-12-12 12:00 | 637.401 | 454.7247 | 626.7926 | 631.5518 | 1329.8181 | 229.659 | 176.774 | 1244.1664 | 591.0637 | 114.8295 | 288.2021 | 158.35 | 72.7783 | 452.2887 | 637.401 | 1329.8181 | 637.401 | 8293 | 12 | 11 | 2017-11-11 12:00 | WEEKEND | 22.1093 | 2.53 | 185.737 | 180.1649 | 0 | 180.1649 | 2949.4868 | 0 | 0 | NA | 98.32%
| 13 | 12 | 2017-12-12 13:00 | 689.7447 | 304.8745 | 642.7964 | 655.9713 | 1186.0116 | 153.977 | 309.94 | 1276.0324 | 627.7588 | 76.9885 | 295.3228 | 162.4868 | 74.5765 | 613.3949 | 689.7447 | 1186.0116 | 689.7447 | 8294 | 13 | 11 | 2017-11-11 13:00 | WEEKEND | 21.149 | 2.53 | 322.591 | 312.9133 | 0 | 312.9133 | 2949.4868 | 0 | 0 | NA | 98.32%
| 14 | 12 | 2017-12-12 14:00 | 695.0419 | 187.2184 | 701.989 | 690.2831 | 1134.0474 | 94.5547 | 143.286 | 1320.3531 | 383.4575 | 47.2774 | 236.9232 | 172.4911 | 59.8291 | 673.2856 | 695.0419 | 1134.0474 | 695.0419 | 8295 | 14 | 11 | 2017-11-11 14:00 | WEEKEND | 19.1421 | 2.53 | 151.436 | 146.8929 | 0 | 146.8929 | 2949.4868 | 0 | 0 | NA | 98.32%
| 15 | 12 | 2017-12-12 15:00 | 477.4725 | 614.244 | 668.5311 | 651.2059 | 1288.4768 | 310.2242 | 734.67 | 1300.0601 | 0 | 155.1121 | 182.4408 | 168.2057 | 46.0709 | 633.7985 | 477.4725 | 1288.4768 | 477.4725 | 8296 | 15 | 11 | 2017-11-11 15:00 | WEEKEND | 19.7684 | 2.53 | 764.715 | 741.7736 | 0 | 741.7736 | 2949.4868 | 0 | 0 | NA | 98.32%
| 16 | 12 | 2017-12-12 16:00 | 35.9659 | 280.9637 | 430.1068 | 359.7561 | 328.3698 | 141.9009 | 686.373 | 712.0155 | 43.8459 | 70.9504 | 125.3963 | 99.0522 | 31.6657 | 296.7392 | 35.9659 | 328.3698 | 35.9659 | 8297 | 16 | 11 | 2017-11-11 16:00 | WEEKEND | 21.1797 | 2.53 | 714.031 | 692.6101 | 0 | 692.6101 | 2949.4868 | 0 | 0 | NA | 98.32%
| 17 | 12 | 2017-12-12 17:00 | 0 | 23.2361 | 21.7681 | 12.1853 | 8.2502 | 11.7354 | 0 | 0 | 473.8557 | 5.8677 | 16.6439 | 6.4348 | 4.203 | 0 | 0 | 8.2502 | 0 | 8298 | 17 | 11 | 2017-11-11 17:00 | WEEKEND | 22.9806 | 2.53 | 0 | 0 | 0 | 0 | 2949.4868 | 0 | 0 | NA | 98.32%
| 18 | 12 | 2017-12-12 18:00 | 0 | 0 | 0 | 0 | 0 | 0 | 0 | 0 | 0 | 0 | 0 | 0 | 0 | 0 | 0 | 0 | 0 | 8299 | 18 | 11 | 2017-11-11 18:00 | WEEKEND | 22.3153 | 2.53 | 0 | 0 | 0 | 0 | 2949.4868 | 0 | 0 | NA | 98.32%
| 19 | 12 | 2017-12-12 19:00 | 0 | 0 | 0 | 0 | 0 | 0 | 0 | 0 | 0 | 0 | 0 | 0 | 0 | 0 | 0 | 0 | 0 | 8300 | 19 | 11 | 2017-11-11 19:00 | WEEKEND | 20.5617 | 2.53 | 0 | 0 | 0 | 0 | 2949.4868 | 0 | 0 | NA | 98.32%
| 20 | 12 | 2017-12-12 20:00 | 0 | 0 | 0 | 0 | 0 | 0 | 0 | 0 | 0 | 0 | 0 | 0 | 0 | 0 | 0 | 0 | 0 | 8301 | 20 | 11 | 2017-11-11 20:00 | WEEKEND | 21.6139 | 2.53 | 0 | 0 | 0 | 0 | 2949.4868 | 0 | 0 | NA | 98.32%
| 21 | 12 | 2017-12-12 21:00 | 0 | 0 | 0 | 0 | 0 | 0 | 0 | 0 | 0 | 0 | 0 | 0 | 0 | 0 | 0 | 0 | 0 | 8302 | 21 | 11 | 2017-11-11 21:00 | WEEKEND | 20.4615 | 2.53 | 0 | 0 | 0 | 0 | 2949.4868 | 0 | 0 | NA | 98.32%
| 22 | 12 | 2017-12-12 22:00 | 0 | 0 | 0 | 0 | 0 | 0 | 0 | 0 | 0 | 0 | 0 | 0 | 0 | 0 | 0 | 0 | 0 | 8303 | 22 | 11 | 2017-11-11 22:00 | WEEKEND | 19.735 | 2.53 | 0 | 0 | 0 | 0 | 2949.4868 | 0 | 0 | NA | 98.32%
| 23 | 12 | 2017-12-12 23:00 | 0 | 0 | 0 | 0 | 0 | 0 | 0 | 0 | 0 | 0 | 0 | 0 | 0 | 0 | 0 | 0 | 0 | 8304 | 23 | 11 | 2017-11-11 23:00 | WEEKEND | 19.1477 | 2.53 | 0 | 0 | 0 | 0 | 2949.4868 | 0 | 0 | NA | 98.32%
| 0 | 12 | 2017-12-13 | 0 | 0 | 0 | 0 | 0 | 0 | 0 | 0 | 0 | 0 | 0 | 0 | 0 | 0 | 0 | 0 | 0 | 8305 | 0 | 11 | 2017-11-12 | WEEKEND | 18.1957 | 2.53 | 0 | 0 | 0 | 0 | 2949.4868 | 0 | 0 | NA | 98.32%
| 1 | 12 | 2017-12-13 01:00 | 0 | 0 | 0 | 0 | 0 | 0 | 0 | 0 | 0 | 0 | 0 | 0 | 0 | 0 | 0 | 0 | 0 | 8306 | 1 | 11 | 2017-11-12 01:00 | WEEKEND | 18.488 | 2.53 | 0 | 0 | 0 | 0 | 2949.4868 | 0 | 0 | NA | 98.32%
| 2 | 12 | 2017-12-13 02:00 | 0 | 0 | 0 | 0 | 0 | 0 | 0 | 0 | 0 | 0 | 0 | 0 | 0 | 0 | 0 | 0 | 0 | 8307 | 2 | 11 | 2017-11-12 02:00 | WEEKEND | 18.3906 | 2.53 | 0 | 0 | 0 | 0 | 2949.4868 | 0 | 0 | NA | 98.32%
| 3 | 12 | 2017-12-13 03:00 | 0 | 0 | 0 | 0 | 0 | 0 | 0 | 0 | 0 | 0 | 0 | 0 | 0 | 0 | 0 | 0 | 0 | 8308 | 3 | 11 | 2017-11-12 03:00 | WEEKEND | 18.7163 | 2.53 | 0 | 0 | 0 | 0 | 2949.4868 | 0 | 0 | NA | 98.32%
| 4 | 12 | 2017-12-13 04:00 | 0 | 0 | 0 | 0 | 0 | 0 | 0 | 0 | 0 | 0 | 0 | 0 | 0 | 0 | 0 | 0 | 0 | 8309 | 4 | 11 | 2017-11-12 04:00 | WEEKEND | 19.568 | 2.53 | 0 | 0 | 0 | 0 | 2949.4868 | 0 | 0 | NA | 98.32%
| 5 | 12 | 2017-12-13 05:00 | 0 | 0 | 0 | 0 | 0 | 0 | 0 | 0 | 0 | 0 | 0 | 0 | 0 | 0 | 0 | 0 | 0 | 8310 | 5 | 11 | 2017-11-12 05:00 | WEEKEND | 20.9124 | 2.53 | 0 | 0 | 0 | 0 | 2949.4868 | 0 | 0 | NA | 98.32%
| 6 | 12 | 2017-12-13 06:00 | 0 | 0 | 0 | 0 | 0 | 0 | 0 | 0 | 0 | 0 | 0 | 0 | 0 | 0 | 0 | 0 | 0 | 8311 | 6 | 11 | 2017-11-12 06:00 | WEEKEND | 20.7065 | 2.53 | 0 | 0 | 0 | 0 | 2949.4868 | 0 | 0 | NA | 98.32%
| 7 | 12 | 2017-12-13 07:00 | 187.8519 | 31.8888 | 0 | 40.1929 | 1.8337 | 16.1054 | 0 | 30.6531 | 0 | 8.0527 | 10.6744 | 1.9261 | 2.6956 | 10.5796 | 187.8519 | 1.8337 | 187.8519 | 8312 | 7 | 11 | 2017-11-12 07:00 | WEEKEND | 21.0099 | 2.53 | 0 | 0 | 0 | 0 | 2949.4868 | 0 | 0 | NA | 98.32%
| 8 | 12 | 2017-12-13 08:00 | 665.3884 | 1041.3532 | 162.9876 | 514.6808 | 34.2449 | 525.9359 | 1.1929 | 952.354 | 291.3725 | 262.968 | 104.0163 | 34.8341 | 26.2667 | 459.6207 | 665.3884 | 34.2449 | 665.3884 | 8313 | 8 | 11 | 2017-11-12 08:00 | WEEKEND | 21.6389 | 2.53 | 6.4697 | 0 | 0 | 0 | 2949.4868 | 0 | 0 | NA | 98.32%
| 9 | 12 | 2017-12-13 09:00 | 694.9521 | 1531.6987 | 719.5384 | 716.7826 | 144.6526 | 773.5852 | 84.0879 | 1406.7049 | 41.6516 | 386.7926 | 198.6306 | 46.4113 | 50.1592 | 707.3947 | 694.9521 | 144.6526 | 694.9521 | 8314 | 9 | 11 | 2017-11-12 09:00 | WEEKEND | 25.3911 | 2.53 | 91.0475 | 88.3161 | 0 | 88.3161 | 2955.9565 | 0 | 0 | NA | 98.53%
| 10 | 12 | 2017-12-13 10:00 | 594.3063 | 1444.4178 | 680.3536 | 689.0566 | 273.2878 | 729.5039 | 0.43938 | 1430.659 | 146.4952 | 364.752 | 241.233 | 37.2057 | 60.9174 | 684.5399 | 594.3063 | 273.2878 | 594.3063 | 8315 | 10 | 11 | 2017-11-12 10:00 | WEEKEND | 22.8358 | 2.53 | 5.6701 | 0 | 0 | 0 | 2955.9565 | 0 | 0 | NA | 98.53%
| 11 | 12 | 2017-12-13 11:00 | 596.5211 | 1393.6902 | 456.8739 | 645.274 | 155.0458 | 703.8839 | 81.1061 | 1361.7988 | 322.2049 | 351.942 | 343.2015 | 55.7821 | 86.667 | 506.5758 | 596.5211 | 155.0458 | 596.5211 | 8316 | 11 | 11 | 2017-11-12 11:00 | WEEKEND | 22.7829 | 2.53 | 87.978 | 85.3387 | 0 | 85.3387 | 2961.6267 | 0 | 0 | NA | 98.72%
| 12 | 12 | 2017-12-13 12:00 | 592.3035 | 1327.0793 | 516.4134 | 622.1823 | 318.3428 | 670.2421 | 161.907 | 1320.509 | 344.544 | 335.121 | 326.7958 | 63.2987 | 82.5242 | 339.058 | 592.3035 | 318.3428 | 592.3035 | 8317 | 12 | 11 | 2017-11-12 12:00 | WEEKEND | 22.499 | 2.53 | 170.588 | 165.4704 | 0 | 165.4704 | 2961.6267 | 0 | 0 | NA | 98.72%
| 13 | 12 | 2017-12-13 13:00 | 570.3966 | 1384.0818 | 611.1246 | 644.2852 | 170.2057 | 699.0312 | 205.919 | 1375.4195 | 431.942 | 349.5156 | 304.587 | 56.0006 | 76.9159 | 640.0384 | 570.3966 | 170.2057 | 570.3966 | 8318 | 13 | 11 | 2017-11-12 13:00 | WEEKEND | 23.0251 | 2.53 | 215.711 | 209.2397 | 700 | 909.2397 | 2961.6267 | 0 | 0 | NA | 98.72%
| 14 | 12 | 2017-12-13 14:00 | 510.0802 | 1422.4017 | 530.1835 | 683.028 | 194.8368 | 718.3847 | 153.901 | 1367.8191 | 287.282 | 359.1923 | 140.0195 | 69.6079 | 35.3585 | 657.0682 | 510.0802 | 194.8368 | 510.0802 | 8319 | 14 | 11 | 2017-11-12 14:00 | WEEKEND | 23.5178 | 2.53 | 162.39 | 0 | 0 | 0 | 2239.9772 | 0 | 0 | NA | 74.67%
| 15 | 12 | 2017-12-13 15:00 | 407.308 | 1356.9237 | 693.9326 | 660.3375 | 346.5421 | 685.315 | 99.6182 | 1333.6589 | 811.9123 | 342.6575 | 221.0335 | 59.0172 | 55.8165 | 217.4927 | 407.308 | 346.5421 | 407.308 | 8320 | 15 | 11 | 2017-11-12 15:00 | WEEKEND | 25.2129 | 2.53 | 106.879 | 0 | 0 | 0 | 2402.3672 | 0 | 0 | NA | 80.08%
| 16 | 12 | 2017-12-13 16:00 | 43.0945 | 893.0332 | 449.0195 | 407.9853 | 64.3104 | 451.0268 | 0 | 722.6553 | 797.4574 | 225.5134 | 122.949 | 25.1463 | 31.0477 | 44.4245 | 43.0945 | 64.3104 | 43.0945 | 8321 | 16 | 11 | 2017-11-12 16:00 | WEEKEND | 29.931 | 2.53 | 4.4807 | 0 | 0 | 0 | 2509.2462 | 0 | 0 | NA | 83.64%
| 17 | 12 | 2017-12-13 17:00 | 0 | 39.0309 | 21.8401 | 16.5649 | 0 | 19.7126 | 0 | 0 | 514.7868 | 9.8563 | 8.2396 | 3.2102 | 2.0807 | 0 | 0 | 0 | 0 | 8322 | 17 | 11 | 2017-11-12 17:00 | WEEKEND | 106.5552 | 2.53 | 0 | 0 | 0 | 0 | 2513.7269 | 0 | 0 | NA | 83.79%
| 18 | 12 | 2017-12-13 18:00 | 0 | 0 | 0 | 0 | 0 | 0 | 0 | 0 | 0 | 0 | 0 | 0 | 0 | 0 | 0 | 0 | 0 | 8323 | 18 | 11 | 2017-11-12 18:00 | WEEKEND | 103.652 | 2.53 | 0 | 0 | 0 | 0 | 2513.7269 | 0 | 0 | NA | 83.79%
| 19 | 12 | 2017-12-13 19:00 | 0 | 0 | 0 | 0 | 0 | 0 | 0 | 0 | 0 | 0 | 0 | 0 | 0 | 0 | 0 | 0 | 0 | 8324 | 19 | 11 | 2017-11-12 19:00 | WEEKEND | 30.3763 | 2.53 | 0 | 0 | 0 | 0 | 2513.7269 | 0 | 0 | NA | 83.79%
| 20 | 12 | 2017-12-13 20:00 | 0 | 0 | 0 | 0 | 0 | 0 | 0 | 0 | 0 | 0 | 0 | 0 | 0 | 0 | 0 | 0 | 0 | 8325 | 20 | 11 | 2017-11-12 20:00 | WEEKEND | 252.4857 | 2.53 | 0 | 0 | 0 | 0 | 2513.7269 | 0 | 0 | NA | 83.79%
| 21 | 12 | 2017-12-13 21:00 | 0 | 0 | 0 | 0 | 0 | 0 | 0 | 0 | 0 | 0 | 0 | 0 | 0 | 0 | 0 | 0 | 0 | 8326 | 21 | 11 | 2017-11-12 21:00 | WEEKEND | 30.8078 | 2.53 | 0 | 0 | 0 | 0 | 2513.7269 | 0 | 0 | NA | 83.79%
| 22 | 12 | 2017-12-13 22:00 | 0 | 0 | 0 | 0 | 0 | 0 | 0 | 0 | 400 | 0 | 0 | 0 | 0 | 0 | 0 | 0 | 0 | 8327 | 22 | 11 | 2017-11-12 22:00 | WEEKEND | 30.3708 | 2.53 | 0 | 0 | 0 | 0 | 2513.7269 | 0 | 0 | NA | 83.79%
| 23 | 12 | 2017-12-13 23:00 | 0 | 0 | 0 | 0 | 0 | 0 | 0 | 0 | 0 | 0 | 0 | 0 | 0 | 0 | 0 | 0 | 0 | 8328 | 23 | 11 | 2017-11-12 23:00 | WEEKEND | 24.9151 | 2.53 | 0 | 0 | 0 | 0 | 2513.7269 | 0 | 0 | NA | 83.79%
| 0 | 12 | 2017-12-14 | 0 | 0 | 0 | 0 | 0 | 0 | 0 | 0 | 0 | 0 | 0 | 0 | 0 | 0 | 0 | 0 | 0 | 8329 | 0 | 11 | 2017-11-13 | WEEKDAY | 21.4107 | 2.53 | 0 | 0 | 0 | 0 | 2513.7269 | 0 | 0 | NA | 83.79%
| 1 | 12 | 2017-12-14 01:00 | 0 | 0 | 0 | 0 | 0 | 0 | 0 | 0 | 0 | 0 | 0 | 0 | 0 | 0 | 0 | 0 | 0 | 8330 | 1 | 11 | 2017-11-13 01:00 | WEEKDAY | 21.188 | 2.53 | 0 | 0 | 0 | 0 | 2513.7269 | 0 | 0 | NA | 83.79%
| 2 | 12 | 2017-12-14 02:00 | 0 | 0 | 0 | 0 | 0 | 0 | 0 | 0 | 0 | 0 | 0 | 0 | 0 | 0 | 0 | 0 | 0 | 8331 | 2 | 11 | 2017-11-13 02:00 | WEEKDAY | 20.8679 | 2.53 | 0 | 0 | 0 | 0 | 2513.7269 | 0 | 0 | NA | 83.79%
| 3 | 12 | 2017-12-14 03:00 | 0 | 0 | 0 | 0 | 0 | 0 | 0 | 0 | 0 | 0 | 0 | 0 | 0 | 0 | 0 | 0 | 0 | 8332 | 3 | 11 | 2017-11-13 03:00 | WEEKDAY | 20.6063 | 2.53 | 0 | 0 | 0 | 0 | 2513.7269 | 0 | 0 | NA | 83.79%
| 4 | 12 | 2017-12-14 04:00 | 0 | 0 | 0 | 0 | 0 | 0 | 0 | 0 | 0 | 0 | 0 | 0 | 0 | 0 | 0 | 0 | 0 | 8333 | 4 | 11 | 2017-11-13 04:00 | WEEKDAY | 21.2158 | 2.53 | 0 | 0 | 0 | 0 | 2513.7269 | 0 | 0 | NA | 83.79%
| 5 | 12 | 2017-12-14 05:00 | 0 | 0 | 0 | 0 | 0 | 0 | 0 | 0 | 0 | 0 | 0 | 0 | 0 | 0 | 0 | 0 | 0 | 8334 | 5 | 11 | 2017-11-13 05:00 | WEEKDAY | 23.2283 | 2.53 | 0 | 0 | 0 | 0 | 2513.7269 | 0 | 0 | NA | 83.79%
| 6 | 12 | 2017-12-14 06:00 | 0 | 0 | 0 | 0 | 0 | 0 | 0 | 0 | 0 | 0 | 0 | 0 | 0 | 0 | 0 | 0 | 0 | 8335 | 6 | 11 | 2017-11-13 06:00 | WEEKDAY | 24.993 | 17.57 | 0 | 0 | 0 | 0 | 2513.7269 | 2472 | 200 | YES | 83.79%
| 7 | 12 | 2017-12-14 07:00 | 197.5762 | 28.8266 | 0 | 0 | 0 | 14.5589 | 0 | 29.6763 | 0 | 7.2794 | 9.5908 | 0.85837 | 2.4219 | 0 | 197.5762 | 0 | 197.5762 | 8336 | 7 | 11 | 2017-11-13 07:00 | WEEKDAY | 24.531 | 17.57 | 0 | 0 | 0 | 0 | 2513.7269 | 2472 | 200 | YES | 83.79%
| 8 | 12 | 2017-12-14 08:00 | 564.7131 | 999.388 | 301.9167 | 30.8616 | 52.4843 | 504.7414 | 378.936 | 1005.5732 | 0 | 252.3707 | 98.5302 | 18.3945 | 24.8814 | 220.9017 | 564.7131 | 52.4843 | 564.7131 | 8337 | 8 | 11 | 2017-11-13 08:00 | WEEKDAY | 34.3707 | 17.57 | 394.009 | 0 | 0 | 0 | 2513.7269 | 2472 | 200 | YES | 83.79%
| 9 | 12 | 2017-12-14 09:00 | 687.6609 | 1391.4269 | 758.9435 | 62.7841 | 146.6398 | 702.7409 | 747.717 | 1432.8364 | 990.157 | 351.3704 | 199.1538 | 39.744 | 50.2914 | 128.5381 | 687.6609 | 146.6398 | 687.6609 | 8338 | 9 | 11 | 2017-11-13 09:00 | WEEKDAY | 32.3081 | 6.34 | 778.64 | 755.2808 | 100 | 855.2808 | 2907.7359 | 0 | 0 | NA | 96.92%
| 10 | 12 | 2017-12-14 10:00 | 632.6234 | 1362.4658 | 730.4927 | 139.6178 | 237.38 | 688.1141 | 773.367 | 1424.2859 | 0 | 344.057 | 257.0555 | 47.7696 | 64.913 | 375.9226 | 632.6234 | 237.38 | 632.6234 | 8339 | 10 | 11 | 2017-11-13 10:00 | WEEKDAY | 37.0874 | 6.34 | 805.578 | 781.4107 | 0 | 781.4107 | 2804.6431 | 0 | 0 | NA | 93.49%
| 11 | 12 | 2017-12-14 11:00 | 648.8177 | 1337.5568 | 686.9427 | 180.085 | 346.2334 | 675.5338 | 723.733 | 1346.7479 | 781.3272 | 337.7669 | 329.0802 | 73.205 | 83.1011 | 90.113 | 648.8177 | 346.2334 | 648.8177 | 8340 | 11 | 11 | 2017-11-13 11:00 | WEEKDAY | 30.0534 | 6.34 | 753.362 | 730.7611 | 0 | 730.7611 | 2804.6431 | 0 | 0 | NA | 93.49%
| 12 | 12 | 2017-12-14 12:00 | 355.3633 | 1281.5831 | 615.75 | 359.955 | 429.4355 | 647.2642 | 668.273 | 1271.3178 | 724.8218 | 323.6321 | 334.2898 | 70.4524 | 84.4166 | 99.0362 | 355.3633 | 429.4355 | 355.3633 | 8341 | 12 | 11 | 2017-11-13 12:00 | WEEKDAY | 28.6756 | 6.34 | 695.122 | 674.2683 | 0 | 674.2683 | 2804.6431 | 0 | 0 | NA | 93.49%
| 13 | 12 | 2017-12-14 13:00 | 633.0054 | 1333.6311 | 631.0966 | 296.6243 | 171.9178 | 673.5511 | 672.389 | 1340.6413 | 713.3225 | 336.7755 | 299.8406 | 142.7557 | 75.7173 | 88.0331 | 633.0054 | 171.9178 | 633.0054 | 8342 | 13 | 11 | 2017-11-13 13:00 | WEEKDAY | 67.216 | 6.34 | 699.413 | 678.4306 | 0 | 678.4306 | 2804.6431 | 0 | 0 | NA | 93.49%
| 14 | 12 | 2017-12-14 14:00 | 644.7503 | 1412.928 | 692.2865 | 243.4544 | 339.0693 | 713.6 | 726.286 | 1316.394 | 760.8564 | 356.8 | 249.1903 | 100.3788 | 62.9269 | 271.1234 | 644.7503 | 339.0693 | 644.7503 | 8343 | 14 | 11 | 2017-11-13 14:00 | WEEKDAY | 30.4125 | 2.2 | 755.972 | 733.2928 | 0 | 733.2928 | 2804.6431 | 0 | 0 | NA | 93.49%
| 15 | 12 | 2017-12-14 15:00 | 531.342 | 1327.1817 | 723.2271 | 220.9565 | 185.0161 | 670.2938 | 772.768 | 1397.7645 | 799.6302 | 335.1469 | 192.621 | 120.811 | 48.6417 | 322.5215 | 531.342 | 185.0161 | 531.342 | 8344 | 15 | 11 | 2017-11-13 15:00 | WEEKDAY | 27.9296 | 2.2 | 804.884 | 780.7375 | 0 | 780.7375 | 2804.6431 | 0 | 0 | NA | 93.49%
| 16 | 12 | 2017-12-14 16:00 | 50.2313 | 892.3644 | 487.8718 | 332.7909 | 116.5685 | 450.6891 | 724.417 | 734.226 | 784.8891 | 225.3445 | 115.1617 | 58.0894 | 29.0813 | 101.0969 | 50.2313 | 116.5685 | 50.2313 | 8345 | 16 | 11 | 2017-11-13 16:00 | WEEKDAY | 27.2393 | 2.2 | 754.049 | 731.4275 | 0 | 731.4275 | 2804.6431 | 0 | 0 | NA | 93.49%
| 17 | 12 | 2017-12-14 17:00 | 0 | 24.6108 | 22.7574 | 4.8257 | 8.731 | 12.4297 | 0 | 0 | 533.8754 | 6.2148 | 21.8087 | 4.4837 | 5.5072 | 0 | 0 | 8.731 | 0 | 8346 | 17 | 11 | 2017-11-13 17:00 | WEEKDAY | 44.0906 | 17.18 | 0 | 0 | 0 | 0 | 2804.6431 | 0 | 0 | NA | 93.49%
| 18 | 12 | 2017-12-14 18:00 | 0 | 0 | 0 | 0 | 0 | 0 | 0 | 0 | 0 | 0 | 0 | 0 | 0 | 0 | 0 | 0 | 0 | 8347 | 18 | 11 | 2017-11-13 18:00 | WEEKDAY | 41.3906 | 17.18 | 0 | 0 | 0 | 0 | 2804.6431 | 0 | 0 | NA | 93.49%
| 19 | 12 | 2017-12-14 19:00 | 0 | 0 | 0 | 0 | 0 | 0 | 0 | 0 | 0 | 0 | 0 | 0 | 0 | 0 | 0 | 0 | 0 | 8348 | 19 | 11 | 2017-11-13 19:00 | WEEKDAY | 33.0095 | 17.18 | 0 | 0 | 0 | 0 | 2804.6431 | 0 | 0 | NA | 93.49%
| 20 | 12 | 2017-12-14 20:00 | 0 | 0 | 0 | 0 | 0 | 0 | 0 | 0 | 0 | 0 | 0 | 0 | 0 | 0 | 0 | 0 | 0 | 8349 | 20 | 11 | 2017-11-13 20:00 | WEEKDAY | 42.3983 | 18.29 | 0 | 0 | 0 | 0 | 2804.6431 | 2472 | 200 | YES | 93.49%
| 21 | 12 | 2017-12-14 21:00 | 0 | 0 | 0 | 0 | 0 | 0 | 0 | 0 | 0 | 0 | 0 | 0 | 0 | 0 | 0 | 0 | 0 | 8350 | 21 | 11 | 2017-11-13 21:00 | WEEKDAY | 25.2185 | 18.29 | 0 | 0 | 0 | 0 | 2804.6431 | 2472 | 200 | YES | 93.49%
| 22 | 12 | 2017-12-14 22:00 | 0 | 0 | 0 | 0 | 0 | 0 | 0 | 0 | 0 | 0 | 0 | 0 | 0 | 0 | 0 | 0 | 0 | 8351 | 22 | 11 | 2017-11-13 22:00 | WEEKDAY | 39.4839 | 18.29 | 0 | 0 | 0 | 0 | 2804.6431 | 2472 | 200 | YES | 93.49%
| 23 | 12 | 2017-12-14 23:00 | 0 | 0 | 0 | 0 | 0 | 0 | 0 | 0 | 0 | 0 | 0 | 0 | 0 | 0 | 0 | 0 | 0 | 8352 | 23 | 11 | 2017-11-13 23:00 | WEEKDAY | 21.6027 | 2.53 | 0 | 0 | 0 | 0 | 2804.6431 | 0 | 0 | NA | 93.49%
| 0 | 12 | 2017-12-15 | 0 | 0 | 0 | 0 | 0 | 0 | 0 | 0 | 0 | 0 | 0 | 0 | 0 | 0 | 0 | 0 | 0 | 8353 | 0 | 11 | 2017-11-14 | WEEKDAY | 22.5129 | 2.53 | 0 | 0 | 300 | 300 | 2804.6431 | 0 | 0 | NA | 93.49%
| 1 | 12 | 2017-12-15 01:00 | 0 | 0 | 0 | 0 | 0 | 0 | 0 | 0 | 0 | 0 | 0 | 0 | 0 | 0 | 0 | 0 | 0 | 8354 | 1 | 11 | 2017-11-14 01:00 | WEEKDAY | 21.3327 | 2.53 | 0 | 0 | 0 | 0 | 2495.3648 | 0 | 0 | NA | 83.18%
| 2 | 12 | 2017-12-15 02:00 | 0 | 0 | 0 | 0 | 0 | 0 | 0 | 0 | 0 | 0 | 0 | 0 | 0 | 0 | 0 | 0 | 0 | 8355 | 2 | 11 | 2017-11-14 02:00 | WEEKDAY | 21.1574 | 2.53 | 0 | 0 | 0 | 0 | 2495.3648 | 0 | 0 | NA | 83.18%
| 3 | 12 | 2017-12-15 03:00 | 0 | 0 | 0 | 0 | 0 | 0 | 0 | 0 | 0 | 0 | 0 | 0 | 0 | 0 | 0 | 0 | 0 | 8356 | 3 | 11 | 2017-11-14 03:00 | WEEKDAY | 20.4532 | 2.53 | 0 | 0 | 0 | 0 | 2495.3648 | 0 | 0 | NA | 83.18%
| 4 | 12 | 2017-12-15 04:00 | 0 | 0 | 0 | 0 | 0 | 0 | 0 | 0 | 0 | 0 | 0 | 0 | 0 | 0 | 0 | 0 | 0 | 8357 | 4 | 11 | 2017-11-14 04:00 | WEEKDAY | 20.9152 | 2.53 | 0 | 0 | 0 | 0 | 2495.3648 | 0 | 0 | NA | 83.18%
| 5 | 12 | 2017-12-15 05:00 | 0 | 0 | 0 | 0 | 0 | 0 | 0 | 0 | 0 | 0 | 0 | 0 | 0 | 0 | 0 | 0 | 0 | 8358 | 5 | 11 | 2017-11-14 05:00 | WEEKDAY | 21.6361 | 2.53 | 0 | 0 | 0 | 0 | 2495.3648 | 0 | 0 | NA | 83.18%
| 6 | 12 | 2017-12-15 06:00 | 0 | 0 | 0 | 0 | 0 | 0 | 0 | 0 | 0 | 0 | 0 | 0 | 0 | 0 | 0 | 0 | 0 | 8359 | 6 | 11 | 2017-11-14 06:00 | WEEKDAY | 24.1218 | 17.57 | 0 | 0 | 0 | 0 | 2495.3648 | 2472 | 200 | YES | 83.18%
| 7 | 12 | 2017-12-15 07:00 | 183.3228 | 20.5884 | 0 | 2.1312 | 39.3778 | 10.3982 | 0 | 25.0272 | 0 | 5.1991 | 11.6171 | 1.593 | 2.9336 | 8.1962 | 183.3228 | 39.3778 | 183.3228 | 8360 | 7 | 11 | 2017-11-14 07:00 | WEEKDAY | 23.8824 | 17.57 | 0 | 0 | 0 | 0 | 2495.3648 | 2472 | 200 | YES | 83.18%
| 8 | 12 | 2017-12-15 08:00 | 668.6708 | 930.0188 | 296.125 | 60.2028 | 870.6366 | 469.7065 | 6.1958 | 949.9825 | 317.1852 | 234.8532 | 324.824 | 51.4481 | 82.0263 | 458.5139 | 668.6708 | 870.6366 | 668.6708 | 8361 | 8 | 11 | 2017-11-14 08:00 | WEEKDAY | 22.4016 | 17.57 | 11.5741 | 0 | 0 | 0 | 2495.3648 | 2472 | 200 | YES | 83.18%
| 9 | 12 | 2017-12-15 09:00 | 722.5242 | 1369.1058 | 629.0413 | 112.7819 | 1354.1239 | 691.4676 | 31.4329 | 1389.5035 | 777.2358 | 345.7338 | 691.1858 | 80.2964 | 174.5419 | 718.5401 | 722.5242 | 1354.1239 | 722.5242 | 8362 | 9 | 11 | 2017-11-14 09:00 | WEEKDAY | 21.7586 | 6.34 | 37.3156 | 0 | 0 | 0 | 2506.9389 | 0 | 0 | NA | 83.56%
| 10 | 12 | 2017-12-15 10:00 | 671.8384 | 1387.9955 | 520.6044 | 156.817 | 1458.0302 | 701.0078 | 78.3138 | 1433.5503 | 837.7453 | 350.5039 | 731.4858 | 129.0544 | 184.7186 | 712.2773 | 671.8384 | 1458.0302 | 671.8384 | 8363 | 10 | 11 | 2017-11-14 10:00 | WEEKDAY | 21.7002 | 6.34 | 85.126 | 0 | 0 | 0 | 2544.2545 | 0 | 0 | NA | 84.81%
| 11 | 12 | 2017-12-15 11:00 | 618.6006 | 1340.042 | 509.8305 | 199.4484 | 1387.0939 | 676.7889 | 238.72 | 1329.2058 | 785.247 | 338.3944 | 685.3154 | 99.7164 | 173.0594 | 649.2754 | 618.6006 | 1387.0939 | 618.6006 | 8364 | 11 | 11 | 2017-11-14 11:00 | WEEKDAY | 21.5721 | 6.34 | 249.392 | 0 | 0 | 0 | 2629.3805 | 0 | 0 | NA | 87.65%
| 12 | 12 | 2017-12-15 12:00 | 597.8773 | 1251.3098 | 425.2175 | 529.1359 | 1347.4336 | 631.9746 | 62.1069 | 1301.8655 | 729.2188 | 315.9873 | 651.3314 | 108.4221 | 164.4776 | 623.7481 | 597.8773 | 1347.4336 | 597.8773 | 8365 | 12 | 11 | 2017-11-14 12:00 | WEEKDAY | 21.7976 | 6.34 | 68.5753 | 0 | 0 | 0 | 2878.7725 | 0 | 0 | NA | 95.96%
| 13 | 12 | 2017-12-15 13:00 | 681.9886 | 1354.6544 | 637.1443 | 195.4154 | 1387.8092 | 684.1689 | 146.366 | 1363.0252 | 715.2828 | 342.0844 | 665.3624 | 58.4086 | 168.0208 | 656.0241 | 681.9886 | 1387.8092 | 681.9886 | 8366 | 13 | 11 | 2017-11-14 13:00 | WEEKDAY | 22.2708 | 6.34 | 154.658 | 150.0183 | 0 | 150.0183 | 2947.3478 | 0 | 0 | NA | 98.24%
| 14 | 12 | 2017-12-15 14:00 | 659.2957 | 1378.1139 | 648.8275 | 150.4486 | 1461.7792 | 696.0171 | 66.6586 | 1430.351 | 762.2958 | 348.0086 | 702.1982 | 52.3441 | 177.3228 | 703.311 | 659.2957 | 1461.7792 | 659.2957 | 8367 | 14 | 11 | 2017-11-14 14:00 | WEEKDAY | 22.7106 | 2.2 | 73.2086 | 71.0123 | 0 | 71.0123 | 2947.3478 | 0 | 0 | NA | 98.24%
| 15 | 12 | 2017-12-15 15:00 | 485.1432 | 1315.4749 | 610.1652 | 107.5221 | 1360.0306 | 664.3813 | 67.6286 | 1398.3494 | 816.9369 | 332.1906 | 691.672 | 46.1739 | 174.6646 | 652.8786 | 485.1432 | 1360.0306 | 485.1432 | 8368 | 15 | 11 | 2017-11-14 15:00 | WEEKDAY | 22.705 | 2.2 | 74.2007 | 71.9747 | 0 | 71.9747 | 2947.3478 | 0 | 0 | NA | 98.24%
| 16 | 12 | 2017-12-15 16:00 | 44.3873 | 947.503 | 108.743 | 53.4753 | 846.0781 | 478.5369 | 202.882 | 772.7308 | 725.2603 | 239.2684 | 453.4125 | 19.87 | 114.4981 | 301.7628 | 44.3873 | 846.0781 | 44.3873 | 8369 | 16 | 11 | 2017-11-14 16:00 | WEEKDAY | 22.6354 | 2.2 | 212.575 | 206.1977 | 0 | 206.1977 | 2947.3478 | 0 | 0 | NA | 98.24%
| 17 | 12 | 2017-12-15 17:00 | 0 | 25.081 | 0 | 0 | 27.6233 | 12.6671 | 0 | 0 | 944.4794 | 6.3336 | 37.5176 | 1.9869 | 9.4741 | 0 | 0 | 27.6233 | 0 | 8370 | 17 | 11 | 2017-11-14 17:00 | WEEKDAY | 23.6263 | 17.18 | 0 | 0 | 0 | 0 | 2947.3478 | 0 | 0 | NA | 98.24%
| 18 | 12 | 2017-12-15 18:00 | 0 | 0 | 0 | 0 | 0 | 0 | 0 | 0 | 0 | 0 | 0 | 0 | 0 | 0 | 0 | 0 | 0 | 8371 | 18 | 11 | 2017-11-14 18:00 | WEEKDAY | 23.6514 | 17.18 | 0 | 0 | 0 | 0 | 2947.3478 | 0 | 0 | NA | 98.24%
| 19 | 12 | 2017-12-15 19:00 | 0 | 0 | 0 | 0 | 0 | 0 | 0 | 0 | 0 | 0 | 0 | 0 | 0 | 0 | 0 | 0 | 0 | 8372 | 19 | 11 | 2017-11-14 19:00 | WEEKDAY | 27.1391 | 17.18 | 0 | 0 | 0 | 0 | 2947.3478 | 0 | 0 | NA | 98.24%
| 20 | 12 | 2017-12-15 20:00 | 0 | 0 | 0 | 0 | 0 | 0 | 0 | 0 | 0 | 0 | 0 | 0 | 0 | 0 | 0 | 0 | 0 | 8373 | 20 | 11 | 2017-11-14 20:00 | WEEKDAY | 27.3451 | 18.29 | 0 | 0 | 0 | 0 | 2947.3478 | 2472 | 200 | YES | 98.24%
| 21 | 12 | 2017-12-15 21:00 | 0 | 0 | 0 | 0 | 0 | 0 | 0 | 0 | 0 | 0 | 0 | 0 | 0 | 0 | 0 | 0 | 0 | 8374 | 21 | 11 | 2017-11-14 21:00 | WEEKDAY | 27.2867 | 18.29 | 0 | 0 | 0 | 0 | 2947.3478 | 2472 | 200 | YES | 98.24%
| 22 | 12 | 2017-12-15 22:00 | 0 | 0 | 0 | 0 | 0 | 0 | 0 | 0 | 0 | 0 | 0 | 0 | 0 | 0 | 0 | 0 | 0 | 8375 | 22 | 11 | 2017-11-14 22:00 | WEEKDAY | 24.9569 | 18.29 | 0 | 0 | 0 | 0 | 2947.3478 | 2472 | 200 | YES | 98.24%
| 23 | 12 | 2017-12-15 23:00 | 0 | 0 | 0 | 0 | 0 | 0 | 0 | 0 | 0 | 0 | 0 | 0 | 0 | 0 | 0 | 0 | 0 | 8376 | 23 | 11 | 2017-11-14 23:00 | WEEKDAY | 18.1345 | 2.53 | 0 | 0 | 0 | 0 | 2947.3478 | 0 | 0 | NA | 98.24%
| 0 | 12 | 2017-12-16 | 0 | 0 | 0 | 0 | 0 | 0 | 0 | 0 | 0 | 0 | 0 | 0 | 0 | 0 | 0 | 0 | 0 | 8377 | 0 | 11 | 2017-11-15 | WEEKDAY | 15.8799 | 2.53 | 0 | 0 | 0 | 0 | 2947.3478 | 0 | 0 | NA | 98.24%
| 1 | 12 | 2017-12-16 01:00 | 0 | 0 | 0 | 0 | 0 | 0 | 0 | 0 | 0 | 0 | 0 | 0 | 0 | 0 | 0 | 0 | 0 | 8378 | 1 | 11 | 2017-11-15 01:00 | WEEKDAY | 18.2431 | 2.53 | 0 | 0 | 0 | 0 | 2947.3478 | 0 | 0 | NA | 98.24%
| 2 | 12 | 2017-12-16 02:00 | 0 | 0 | 0 | 0 | 0 | 0 | 0 | 0 | 0 | 0 | 0 | 0 | 0 | 0 | 0 | 0 | 0 | 8379 | 2 | 11 | 2017-11-15 02:00 | WEEKDAY | 18.2653 | 2.53 | 0 | 0 | 0 | 0 | 2947.3478 | 0 | 0 | NA | 98.24%
| 3 | 12 | 2017-12-16 03:00 | 0 | 0 | 0 | 0 | 0 | 0 | 0 | 0 | 0 | 0 | 0 | 0 | 0 | 0 | 0 | 0 | 0 | 8380 | 3 | 11 | 2017-11-15 03:00 | WEEKDAY | 18.7886 | 2.53 | 0 | 0 | 0 | 0 | 2947.3478 | 0 | 0 | NA | 98.24%
| 4 | 12 | 2017-12-16 04:00 | 0 | 0 | 0 | 0 | 0 | 0 | 0 | 0 | 0 | 0 | 0 | 0 | 0 | 0 | 0 | 0 | 0 | 8381 | 4 | 11 | 2017-11-15 04:00 | WEEKDAY | 19.5207 | 2.53 | 0 | 0 | 0 | 0 | 2947.3478 | 0 | 0 | NA | 98.24%
| 5 | 12 | 2017-12-16 05:00 | 0 | 0 | 0 | 0 | 0 | 0 | 0 | 0 | 0 | 0 | 0 | 0 | 0 | 0 | 0 | 0 | 0 | 8382 | 5 | 11 | 2017-11-15 05:00 | WEEKDAY | 19.966 | 2.53 | 0 | 0 | 0 | 0 | 2947.3478 | 0 | 0 | NA | 98.24%
| 6 | 12 | 2017-12-16 06:00 | 0 | 0 | 0 | 0 | 0 | 0 | 0 | 0 | 0 | 0 | 0 | 0 | 0 | 0 | 0 | 0 | 0 | 8383 | 6 | 11 | 2017-11-15 06:00 | WEEKDAY | 21.0099 | 17.57 | 0 | 0 | 0 | 0 | 2947.3478 | 2472 | 200 | YES | 98.24%
| 7 | 12 | 2017-12-16 07:00 | 164.7812 | 24.1749 | 0 | 0 | 41.8439 | 12.2096 | 0 | 0 | 0 | 6.1048 | 10.7586 | 0 | 2.7168 | 2.5167 | 164.7812 | 41.8439 | 164.7812 | 8384 | 7 | 11 | 2017-11-15 07:00 | WEEKDAY | 20.3669 | 17.57 | 0 | 0 | 0 | 0 | 2947.3478 | 2472 | 200 | YES | 98.24%
| 8 | 12 | 2017-12-16 08:00 | 613.772 | 965.0685 | 22.3716 | 49.5606 | 817.6409 | 487.4083 | 4.4489 | 64.9931 | 0 | 243.7042 | 382.7506 | 9.0356 | 96.6542 | 356.5881 | 613.772 | 817.6409 | 613.772 | 8385 | 8 | 11 | 2017-11-15 08:00 | WEEKDAY | 19.7378 | 17.57 | 9.7498 | 0 | 0 | 0 | 2947.3478 | 2472 | 200 | YES | 98.24%
| 9 | 12 | 2017-12-16 09:00 | 719.6919 | 1371.6658 | 591.9284 | 102.238 | 1293.1501 | 692.7605 | 50.8831 | 97.1916 | 990.2998 | 346.3802 | 493.2906 | 36.6568 | 124.5683 | 244.6978 | 719.6919 | 1293.1501 | 719.6919 | 8386 | 9 | 11 | 2017-11-15 09:00 | WEEKDAY | 21.4385 | 6.34 | 57.1046 | 55.3915 | 0 | 55.3915 | 2957.0975 | 0 | 0 | NA | 98.57%
| 10 | 12 | 2017-12-16 10:00 | 671.9695 | 1348.1627 | 378.3822 | 146.8624 | 1417.5268 | 680.8903 | 95.177 | 142.3618 | 989.6431 | 340.4451 | 509.4421 | 54.0104 | 128.647 | 193.5169 | 671.9695 | 1417.5268 | 671.9695 | 8387 | 10 | 11 | 2017-11-15 10:00 | WEEKDAY | 25.636 | 6.34 | 102.296 | 99.2271 | 0 | 99.2271 | 2957.0975 | 0 | 0 | NA | 98.57%
| 11 | 12 | 2017-12-16 11:00 | 613.7035 | 1249.4113 | 705.7923 | 545.561 | 1040.4239 | 631.0158 | 93.0449 | 455.6318 | 989.6747 | 315.5079 | 327.9337 | 75.5675 | 82.8115 | 280.4767 | 613.7035 | 1040.4239 | 613.7035 | 8388 | 11 | 11 | 2017-11-15 11:00 | WEEKDAY | 29.0681 | 6.34 | 100.109 | 97.1057 | 0 | 97.1057 | 2957.0975 | 0 | 0 | NA | 98.57%
| 12 | 12 | 2017-12-16 12:00 | 625.561 | 1362.74 | 622.9399 | 537.1562 | 1378.8041 | 688.2525 | 36.3956 | 401.3317 | 0 | 344.1263 | 269.0832 | 82.8587 | 67.9503 | 154.1947 | 625.561 | 1378.8041 | 625.561 | 8389 | 12 | 11 | 2017-11-15 12:00 | WEEKDAY | 25.8364 | 6.34 | 42.3083 | 0 | 0 | 0 | 2957.0975 | 0 | 0 | NA | 98.57%
| 13 | 12 | 2017-12-16 13:00 | 673.0689 | 1378.7531 | 204.5093 | 578.2511 | 1386.2796 | 696.3399 | 101.184 | 342.2561 | 685.8191 | 348.17 | 297.8453 | 80.6667 | 75.2135 | 293.4744 | 673.0689 | 1386.2796 | 673.0689 | 8390 | 13 | 11 | 2017-11-15 13:00 | WEEKDAY | 19.9716 | 6.34 | 108.415 | 105.1626 | 0 | 105.1626 | 2999.4058 | 0 | 0 | NA | 99.98%
| 14 | 12 | 2017-12-16 14:00 | 682.3345 | 1400.3388 | 198.5707 | 636.0261 | 1411.3076 | 707.2418 | 49.6839 | 1266.2594 | 726.4514 | 353.6209 | 277.0541 | 67.186 | 69.9632 | 390.8152 | 682.3345 | 1411.3076 | 682.3345 | 8391 | 14 | 11 | 2017-11-15 14:00 | WEEKDAY | 20.3836 | 2.2 | 55.8634 | 54.1875 | 0 | 54.1875 | 2999.4058 | 0 | 0 | NA | 99.98%
| 15 | 12 | 2017-12-16 15:00 | 482.982 | 1340.8456 | 51.1933 | 678.3179 | 1366.7016 | 677.1947 | 8.0764 | 1206.8623 | 772.1394 | 338.5974 | 157.9245 | 47.7828 | 39.8799 | 95.8273 | 482.982 | 1366.7016 | 482.982 | 8392 | 15 | 11 | 2017-11-15 15:00 | WEEKDAY | 21.124 | 2.2 | 13.438 | 13.0349 | 0 | 13.0349 | 2999.4058 | 0 | 0 | NA | 99.98%
| 16 | 12 | 2017-12-16 16:00 | 42.3876 | 916.7393 | 298.9235 | 380.8857 | 844.7349 | 462.9996 | 0 | 692.9553 | 756.2935 | 231.4998 | 117.2258 | 13.5421 | 29.6025 | 40.4746 | 42.3876 | 844.7349 | 42.3876 | 8393 | 16 | 11 | 2017-11-15 16:00 | WEEKDAY | 22.6076 | 2.2 | 4.3531 | 4.2225 | 0 | 4.2225 | 2999.4058 | 0 | 0 | NA | 99.98%
| 17 | 12 | 2017-12-16 17:00 | 0 | 42.3234 | 0 | 13.0273 | 27.1145 | 21.3754 | 0 | 0 | 516.5454 | 10.6877 | 25.2501 | 2.0022 | 6.3763 | 0 | 0 | 27.1145 | 0 | 8394 | 17 | 11 | 2017-11-15 17:00 | WEEKDAY | 43.2333 | 17.18 | 0 | 0 | 0 | 0 | 2999.4058 | 0 | 0 | NA | 99.98%
| 18 | 12 | 2017-12-16 18:00 | 0 | 0 | 0 | 0 | 0 | 0 | 0 | 0 | 0 | 0 | 0 | 0 | 0 | 0 | 0 | 0 | 0 | 8395 | 18 | 11 | 2017-11-15 18:00 | WEEKDAY | 35.7958 | 17.18 | 0 | 0 | 0 | 0 | 2999.4058 | 0 | 0 | NA | 99.98%
| 19 | 12 | 2017-12-16 19:00 | 0 | 0 | 0 | 0 | 0 | 0 | 0 | 0 | 0 | 0 | 0 | 0 | 0 | 0 | 0 | 0 | 0 | 8396 | 19 | 11 | 2017-11-15 19:00 | WEEKDAY | 30.2205 | 17.18 | 0 | 0 | 0 | 0 | 2999.4058 | 0 | 0 | NA | 99.98%
| 20 | 12 | 2017-12-16 20:00 | 0 | 0 | 0 | 0 | 0 | 0 | 0 | 0 | 0 | 0 | 0 | 0 | 0 | 0 | 0 | 0 | 0 | 8397 | 20 | 11 | 2017-11-15 20:00 | WEEKDAY | 29.1405 | 18.29 | 0 | 0 | 0 | 0 | 2999.4058 | 2472 | 200 | YES | 99.98%
| 21 | 12 | 2017-12-16 21:00 | 0 | 0 | 0 | 0 | 0 | 0 | 0 | 0 | 0 | 0 | 0 | 0 | 0 | 0 | 0 | 0 | 0 | 8398 | 21 | 11 | 2017-11-15 21:00 | WEEKDAY | 26.2289 | 18.29 | 0 | 0 | 0 | 0 | 2999.4058 | 2472 | 200 | YES | 99.98%
| 22 | 12 | 2017-12-16 22:00 | 0 | 0 | 0 | 0 | 0 | 0 | 0 | 0 | -55 | 0 | 0 | 0 | 0 | 0 | 0 | 0 | 0 | 8399 | 22 | 11 | 2017-11-15 22:00 | WEEKDAY | 23.1058 | 18.29 | 0 | 0 | 0 | 0 | 2999.4058 | 2472 | 200 | YES | 99.98%
| 23 | 12 | 2017-12-16 23:00 | 0 | 0 | 0 | 0 | 0 | 0 | 0 | 0 | 0 | 0 | 0 | 0 | 0 | 0 | 0 | 0 | 0 | 8400 | 23 | 11 | 2017-11-15 23:00 | WEEKDAY | 21.2103 | 2.53 | 0 | 0 | 0 | 0 | 2999.4058 | 0 | 0 | NA | 99.98%
| 0 | 12 | 2017-12-17 | 0 | 0 | 0 | 0 | 0 | 0 | 0 | 0 | 0 | 0 | 0 | 0 | 0 | 0 | 0 | 0 | 0 | 8401 | 0 | 11 | 2017-11-16 | WEEKDAY | 21.3021 | 2.53 | 0 | 0 | 0 | 0 | 2999.4058 | 0 | 0 | NA | 99.98%
| 1 | 12 | 2017-12-17 01:00 | 0 | 0 | 0 | 0 | 0 | 0 | 0 | 0 | 0 | 0 | 0 | 0 | 0 | 0 | 0 | 0 | 0 | 8402 | 1 | 11 | 2017-11-16 01:00 | WEEKDAY | 21.0321 | 2.53 | 0 | 0 | 0 | 0 | 2999.4058 | 0 | 0 | NA | 99.98%
| 2 | 12 | 2017-12-17 02:00 | 0 | 0 | 0 | 0 | 0 | 0 | 0 | 0 | 0 | 0 | 0 | 0 | 0 | 0 | 0 | 0 | 0 | 8403 | 2 | 11 | 2017-11-16 02:00 | WEEKDAY | 20.0774 | 2.53 | 0 | 0 | 0 | 0 | 2999.4058 | 0 | 0 | NA | 99.98%
| 3 | 12 | 2017-12-17 03:00 | 0 | 0 | 0 | 0 | 0 | 0 | 0 | 0 | 0 | 0 | 0 | 0 | 0 | 0 | 0 | 0 | 0 | 8404 | 3 | 11 | 2017-11-16 03:00 | WEEKDAY | 19.9438 | 2.53 | 0 | 0 | 0 | 0 | 2999.4058 | 0 | 0 | NA | 99.98%
| 4 | 12 | 2017-12-17 04:00 | 0 | 0 | 0 | 0 | 0 | 0 | 0 | 0 | 0 | 0 | 0 | 0 | 0 | 0 | 0 | 0 | 0 | 8405 | 4 | 11 | 2017-11-16 04:00 | WEEKDAY | 20.2889 | 2.53 | 0 | 0 | 0 | 0 | 2999.4058 | 0 | 0 | NA | 99.98%
| 5 | 12 | 2017-12-17 05:00 | 0 | 0 | 0 | 0 | 0 | 0 | 0 | 0 | 0 | 0 | 0 | 0 | 0 | 0 | 0 | 0 | 0 | 8406 | 5 | 11 | 2017-11-16 05:00 | WEEKDAY | 20.982 | 2.53 | 0 | 0 | 0 | 0 | 2999.4058 | 0 | 0 | NA | 99.98%
| 6 | 12 | 2017-12-17 06:00 | 0 | 0 | 0 | 0 | 0 | 0 | 0 | 0 | 0 | 0 | 0 | 0 | 0 | 0 | 0 | 0 | 0 | 8407 | 6 | 11 | 2017-11-16 06:00 | WEEKDAY | 22.3515 | 17.57 | 0 | 0 | 0 | 0 | 2999.4058 | 2472 | 200 | YES | 99.98%
| 7 | 12 | 2017-12-17 07:00 | 179.7402 | 16.6688 | 0 | 29.0701 | 22.5316 | 8.4186 | 0 | 18.4511 | 0 | 4.2093 | 10.5051 | 1.6657 | 2.6528 | 1.3563 | 179.7402 | 22.5316 | 179.7402 | 8408 | 7 | 11 | 2017-11-16 07:00 | WEEKDAY | 22.41 | 17.57 | 0 | 0 | 0 | 0 | 2999.4058 | 2472 | 200 | YES | 99.98%
| 8 | 12 | 2017-12-17 08:00 | 573.2315 | 918.443 | 262.6101 | 467.7004 | 219.9188 | 463.8601 | 334.894 | 946.0544 | 321.0487 | 231.9301 | 159.8367 | 15.788 | 40.3628 | 340.2705 | 573.2315 | 219.9188 | 573.2315 | 8409 | 8 | 11 | 2017-11-16 08:00 | WEEKDAY | 25.3299 | 17.57 | 348.49 | 338.0353 | 0 | 338.0353 | 2999.4058 | 2472 | 200 | YES | 99.98%
| 9 | 12 | 2017-12-17 09:00 | 700.6093 | 1429.5291 | 671.0467 | 493.3796 | 355.2747 | 721.9844 | 727.577 | 1381.4438 | 766.8151 | 360.9922 | 592.8104 | 38.9033 | 149.6996 | 48.6589 | 700.6093 | 355.2747 | 700.6093 | 8410 | 9 | 11 | 2017-11-16 09:00 | WEEKDAY | 24.723 | 6.34 | 757.464 | 734.7401 | 0 | 734.7401 | 2999.4058 | 0 | 0 | NA | 99.98%
| 10 | 12 | 2017-12-17 10:00 | 660.9751 | 1457.9242 | 741.5832 | 283.7093 | 496.4543 | 736.3254 | 770.19 | 1410.1456 | 826.5409 | 368.1627 | 704.2556 | 55.062 | 177.8423 | 70.874 | 660.9751 | 496.4543 | 660.9751 | 8411 | 10 | 11 | 2017-11-16 10:00 | WEEKDAY | 23.6709 | 6.34 | 802.254 | 778.1864 | 0 | 778.1864 | 2999.4058 | 0 | 0 | NA | 99.98%
| 11 | 12 | 2017-12-17 11:00 | 598.5232 | 1273.3045 | 672.0679 | 194.0584 | 482.2747 | 643.0831 | 711.297 | 1315.5025 | 778.6452 | 321.5415 | 725.2979 | 65.6683 | 183.156 | 103.6239 | 598.5232 | 482.2747 | 598.5232 | 8412 | 11 | 11 | 2017-11-16 11:00 | WEEKDAY | 24.5922 | 6.34 | 740.233 | 718.026 | 0 | 718.026 | 2999.4058 | 0 | 0 | NA | 99.98%
| 12 | 12 | 2017-12-17 12:00 | 661.6567 | 1248.5275 | 613.4356 | 213.9073 | 745.2997 | 630.5694 | 660.084 | 1270.9786 | 630.8715 | 315.2847 | 686.322 | 74.1392 | 173.3136 | 113.3715 | 661.6567 | 745.2997 | 661.6567 | 8413 | 12 | 11 | 2017-11-16 12:00 | WEEKDAY | 23.0752 | 6.34 | 686.492 | 665.8972 | 0 | 665.8972 | 2999.4058 | 0 | 0 | NA | 99.98%
| 13 | 12 | 2017-12-17 13:00 | 725.8747 | 1258.1399 | 638.5504 | 192.0624 | 915.8218 | 635.4242 | 665.55 | 1288.4927 | 705.0978 | 317.7121 | 707.6733 | 66.2326 | 178.7054 | 127.4156 | 725.8747 | 915.8218 | 725.8747 | 8414 | 13 | 11 | 2017-11-16 13:00 | WEEKDAY | 23.7238 | 6.34 | 692.204 | 671.4379 | 0 | 671.4379 | 2999.4058 | 0 | 0 | NA | 99.98%
| 14 | 12 | 2017-12-17 14:00 | 749.0383 | 1373.3401 | 701.2393 | 147.2748 | 512.4745 | 693.6061 | 719.634 | 1358.8844 | 748.0572 | 346.8031 | 754.9992 | 55.713 | 190.6564 | 325.5761 | 749.0383 | 512.4745 | 749.0383 | 8415 | 14 | 11 | 2017-11-16 14:00 | WEEKDAY | 22.4907 | 2.2 | 748.944 | 726.4757 | 0 | 726.4757 | 2999.4058 | 0 | 0 | NA | 99.98%
| 15 | 12 | 2017-12-17 15:00 | 542.8587 | 1234.3168 | 670.7443 | 427.8497 | 630.7797 | 623.3923 | 765.111 | 1301.1612 | 792.9071 | 311.6962 | 757.3181 | 38.6807 | 191.2419 | 128.6818 | 542.8587 | 630.7797 | 542.8587 | 8416 | 15 | 11 | 2017-11-16 15:00 | WEEKDAY | 22.7022 | 2.2 | 796.779 | 772.8756 | 217 | 989.8756 | 2999.4058 | 0 | 0 | NA | 99.98%
| 16 | 12 | 2017-12-17 16:00 | 52.0187 | 954.5983 | 452.1127 | 183.809 | 765.6295 | 482.1204 | 721.294 | 742.5673 | 782.2487 | 241.0602 | 539.3303 | 22.2504 | 136.1945 | 106.4814 | 52.0187 | 765.6295 | 52.0187 | 8417 | 16 | 11 | 2017-11-16 16:00 | WEEKDAY | 23.8295 | 2.2 | 750.727 | 728.2052 | 0 | 728.2052 | 2775.6945 | 0 | 0 | NA | 92.52%
| 17 | 12 | 2017-12-17 17:00 | 0 | 31.2359 | 22.4425 | 9.0011 | 33.8296 | 15.7757 | 0 | 0 | 543.167 | 7.8879 | 49.5725 | 4.0342 | 12.5183 | 0 | 0 | 33.8296 | 0 | 8418 | 17 | 11 | 2017-11-16 17:00 | WEEKDAY | 26.2484 | 17.18 | 0 | 0 | 0 | 0 | 2775.6945 | 0 | 0 | NA | 92.52%
| 18 | 12 | 2017-12-17 18:00 | 0 | 0 | 0 | 0 | 0 | 0 | 0 | 0 | 0 | 0 | 0 | 0 | 0 | 0 | 0 | 0 | 0 | 8419 | 18 | 11 | 2017-11-16 18:00 | WEEKDAY | 22.2624 | 17.18 | 0 | 0 | 0 | 0 | 2775.6945 | 0 | 0 | NA | 92.52%
| 19 | 12 | 2017-12-17 19:00 | 0 | 0 | 0 | 0 | 0 | 0 | 0 | 0 | 0 | 0 | 0 | 0 | 0 | 0 | 0 | 0 | 0 | 8420 | 19 | 11 | 2017-11-16 19:00 | WEEKDAY | 20.1303 | 17.18 | 0 | 0 | 0 | 0 | 2775.6945 | 0 | 0 | NA | 92.52%
| 20 | 12 | 2017-12-17 20:00 | 0 | 0 | 0 | 0 | 0 | 0 | 0 | 0 | 0 | 0 | 0 | 0 | 0 | 0 | 0 | 0 | 0 | 8421 | 20 | 11 | 2017-11-16 20:00 | WEEKDAY | 20.4225 | 18.29 | 0 | 0 | 0 | 0 | 2775.6945 | 2472 | 200 | YES | 92.52%
| 21 | 12 | 2017-12-17 21:00 | 0 | 0 | 0 | 0 | 0 | 0 | 0 | 0 | 0 | 0 | 0 | 0 | 0 | 0 | 0 | 0 | 0 | 8422 | 21 | 11 | 2017-11-16 21:00 | WEEKDAY | 19.6181 | 18.29 | 0 | 0 | 0 | 0 | 2775.6945 | 2472 | 200 | YES | 92.52%
| 22 | 12 | 2017-12-17 22:00 | 0 | 0 | 0 | 0 | 0 | 0 | 0 | 0 | 0 | 0 | 0 | 0 | 0 | 0 | 0 | 0 | 0 | 8423 | 22 | 11 | 2017-11-16 22:00 | WEEKDAY | 16.6008 | 18.29 | 0 | 0 | 0 | 0 | 2775.6945 | 2472 | 200 | YES | 92.52%
| 23 | 12 | 2017-12-17 23:00 | 0 | 0 | 0 | 0 | 0 | 0 | 0 | 0 | 0 | 0 | 0 | 0 | 0 | 0 | 0 | 0 | 0 | 8424 | 23 | 11 | 2017-11-16 23:00 | WEEKDAY | 8.601 | 2.53 | 0 | 0 | 0 | 0 | 2775.6945 | 0 | 0 | NA | 92.52%
| 0 | 12 | 2017-12-18 | 0 | 0 | 0 | 0 | 0 | 0 | 0 | 0 | 0 | 0 | 0 | 0 | 0 | 0 | 0 | 0 | 0 | 8425 | 0 | 11 | 2017-11-17 | WEEKDAY | 6.1153 | 2.53 | 0 | 0 | 0 | 0 | 2775.6945 | 0 | 0 | NA | 92.52%
| 1 | 12 | 2017-12-18 01:00 | 0 | 0 | 0 | 0 | 0 | 0 | 0 | 0 | 0 | 0 | 0 | 0 | 0 | 0 | 0 | 0 | 0 | 8426 | 1 | 11 | 2017-11-17 01:00 | WEEKDAY | 4.551 | 2.53 | 0 | 0 | 0 | 0 | 2775.6945 | 0 | 0 | NA | 92.52%
| 2 | 12 | 2017-12-18 02:00 | 0 | 0 | 0 | 0 | 0 | 0 | 0 | 0 | 0 | 0 | 0 | 0 | 0 | 0 | 0 | 0 | 0 | 8427 | 2 | 11 | 2017-11-17 02:00 | WEEKDAY | 7.0283 | 2.53 | 0 | 0 | 0 | 0 | 2775.6945 | 0 | 0 | NA | 92.52%
| 3 | 12 | 2017-12-18 03:00 | 0 | 0 | 0 | 0 | 0 | 0 | 0 | 0 | 0 | 0 | 0 | 0 | 0 | 0 | 0 | 0 | 0 | 8428 | 3 | 11 | 2017-11-17 03:00 | WEEKDAY | 6.2963 | 2.53 | 0 | 0 | 0 | 0 | 2775.6945 | 0 | 0 | NA | 92.52%
| 4 | 12 | 2017-12-18 04:00 | 0 | 0 | 0 | 0 | 0 | 0 | 0 | 0 | 0 | 0 | 0 | 0 | 0 | 0 | 0 | 0 | 0 | 8429 | 4 | 11 | 2017-11-17 04:00 | WEEKDAY | 7.5322 | 2.53 | 0 | 0 | 0 | 0 | 2775.6945 | 0 | 0 | NA | 92.52%
| 5 | 12 | 2017-12-18 05:00 | 0 | 0 | 0 | 0 | 0 | 0 | 0 | 0 | 0 | 0 | 0 | 0 | 0 | 0 | 0 | 0 | 0 | 8430 | 5 | 11 | 2017-11-17 05:00 | WEEKDAY | 16.4561 | 2.53 | 0 | 0 | 0 | 0 | 2775.6945 | 0 | 0 | NA | 92.52%
| 6 | 12 | 2017-12-18 06:00 | 0 | 0 | 0 | 0 | 0 | 0 | 0 | 0 | 0 | 0 | 0 | 0 | 0 | 0 | 0 | 0 | 0 | 8431 | 6 | 11 | 2017-11-17 06:00 | WEEKDAY | 21.2993 | 17.57 | 0 | 0 | 0 | 0 | 2775.6945 | 2472 | 200 | YES | 92.52%
| 7 | 12 | 2017-12-18 07:00 | 121.2032 | 15.4158 | 0 | 10.1471 | 37.8997 | 7.7858 | 0 | 16.3445 | 0 | 3.8929 | 7.3517 | 2.4146 | 1.8565 | 0 | 121.2032 | 37.8997 | 121.2032 | 8432 | 7 | 11 | 2017-11-17 07:00 | WEEKDAY | 21.0238 | 17.57 | 0 | 0 | 0 | 0 | 2775.6945 | 2472 | 200 | YES | 92.52%
| 8 | 12 | 2017-12-18 08:00 | 573.4683 | 945.161 | 270.9398 | 56.822 | 1024.1181 | 477.3541 | 337.763 | 919.3449 | 326.7387 | 238.677 | 183.57 | 87.8685 | 46.3561 | 121.0029 | 573.4683 | 1024.1181 | 573.4683 | 8433 | 8 | 11 | 2017-11-17 08:00 | WEEKDAY | 21.8839 | 17.57 | 351.459 | 340.9152 | 0 | 340.9152 | 2775.6945 | 2472 | 200 | YES | 92.52%
| 9 | 12 | 2017-12-18 09:00 | 662.2947 | 1431.3359 | 688.3673 | 349.5851 | 1563.8737 | 722.8969 | 483.573 | 1392.8351 | 751.5987 | 361.4485 | 544.5517 | 178.2552 | 137.5131 | 70.1908 | 662.2947 | 1563.8737 | 662.2947 | 8434 | 9 | 11 | 2017-11-17 09:00 | WEEKDAY | 21.9312 | 6.34 | 502.45 | 487.3765 | 0 | 487.3765 | 2775.6945 | 0 | 0 | NA | 92.52%
| 10 | 12 | 2017-12-18 10:00 | 632.2346 | 1409.7187 | 742.8572 | 498.8352 | 1580.9984 | 711.9791 | 578.805 | 1437.4179 | 573.8491 | 355.9896 | 540.6635 | 182.7724 | 136.5312 | 641.5103 | 632.2346 | 1580.9984 | 632.2346 | 8435 | 10 | 11 | 2017-11-17 10:00 | WEEKDAY | 21.6501 | 6.34 | 601.572 | 583.5248 | 0 | 583.5248 | 2775.6945 | 0 | 0 | NA | 92.52%
| 11 | 12 | 2017-12-18 11:00 | 584.9617 | 1360.8005 | 650.7658 | 501.7821 | 1470.8832 | 687.273 | 708.36 | 1315.4423 | 587.368 | 343.6365 | 601.5869 | 171.6388 | 151.9159 | 436.544 | 584.9617 | 1470.8832 | 584.9617 | 8436 | 11 | 11 | 2017-11-17 11:00 | WEEKDAY | 30.5183 | 6.34 | 737.136 | 715.0219 | 0 | 715.0219 | 2775.6945 | 0 | 0 | NA | 92.52%
| 12 | 12 | 2017-12-18 12:00 | 593.5355 | 1307.2741 | 621.8014 | 656.107 | 1422.7722 | 660.2394 | 656.121 | 1157.7877 | 590.2605 | 330.1197 | 574.7743 | 163.5954 | 145.145 | 551.5075 | 593.5355 | 1422.7722 | 593.5355 | 8437 | 12 | 11 | 2017-11-17 12:00 | WEEKDAY | 23.142 | 6.34 | 682.341 | 661.8708 | 0 | 661.8708 | 2775.6945 | 0 | 0 | NA | 92.52%
| 13 | 12 | 2017-12-18 13:00 | 620.6109 | 1310.2937 | 626.4707 | 670.2411 | 1460.9331 | 661.7645 | 656.944 | 1315.0181 | 681.4764 | 330.8822 | 616.0893 | 168.0141 | 155.5781 | 635.7795 | 620.6109 | 1460.9331 | 620.6109 | 8438 | 13 | 11 | 2017-11-17 13:00 | WEEKDAY | 25.3271 | 6.34 | 683.185 | 662.6894 | 200 | 862.6894 | 2775.6945 | 0 | 0 | NA | 92.52%
| 14 | 12 | 2017-12-18 14:00 | 639.3398 | 1400.5014 | 664.4929 | 776.9855 | 1538.9112 | 707.3239 | 709.079 | 1396.6142 | 723.2601 | 353.662 | 589.5446 | 177.5234 | 148.8749 | 679.83 | 639.3398 | 1538.9112 | 639.3398 | 8439 | 14 | 11 | 2017-11-17 14:00 | WEEKDAY | 26.1705 | 2.2 | 737.862 | 715.7261 | 0 | 715.7261 | 2569.5089 | 0 | 0 | NA | 85.65%
| 15 | 12 | 2017-12-18 15:00 | 431.3145 | 1310.3954 | 690.2126 | 751.3557 | 1498.2853 | 661.8159 | 754.6 | 1331.0362 | 773.9213 | 330.9079 | 285.1627 | 177.7964 | 72.0108 | 660.1972 | 431.3145 | 1498.2853 | 431.3145 | 8440 | 15 | 11 | 2017-11-17 15:00 | WEEKDAY | 25.817 | 2.2 | 785.73 | 762.1581 | 0 | 762.1581 | 2569.5089 | 0 | 0 | NA | 85.65%
| 16 | 12 | 2017-12-18 16:00 | 31.6259 | 921.3458 | 474.0489 | 447.4677 | 977.2485 | 465.3262 | 706.289 | 753.9374 | 780.0323 | 232.6631 | 117.8347 | 111.7361 | 29.7562 | 322.0641 | 31.6259 | 977.2485 | 31.6259 | 8441 | 16 | 11 | 2017-11-17 16:00 | WEEKDAY | 27.0445 | 2.2 | 734.979 | 712.9296 | 0 | 712.9296 | 2569.5089 | 0 | 0 | NA | 85.65%
| 17 | 12 | 2017-12-18 17:00 | 0 | 29.0886 | 20.6743 | 19.7389 | 33.6921 | 14.6912 | 0 | 0 | 620.2713 | 7.3456 | 12.4134 | 7.7231 | 3.1347 | 0 | 0 | 33.6921 | 0 | 8442 | 17 | 11 | 2017-11-17 17:00 | WEEKDAY | 22.7718 | 17.18 | 0 | 0 | 0 | 0 | 2569.5089 | 0 | 0 | NA | 85.65%
| 18 | 12 | 2017-12-18 18:00 | 0 | 0 | 0 | 0 | 0 | 0 | 0 | 0 | 0 | 0 | 0 | 0 | 0 | 0 | 0 | 0 | 0 | 8443 | 18 | 11 | 2017-11-17 18:00 | WEEKDAY | 21.3049 | 17.18 | 0 | 0 | 0 | 0 | 2569.5089 | 0 | 0 | NA | 85.65%
| 19 | 12 | 2017-12-18 19:00 | 0 | 0 | 0 | 0 | 0 | 0 | 0 | 0 | 0 | 0 | 0 | 0 | 0 | 0 | 0 | 0 | 0 | 8444 | 19 | 11 | 2017-11-17 19:00 | WEEKDAY | 19.8825 | 17.18 | 0 | 0 | 0 | 0 | 2569.5089 | 0 | 0 | NA | 85.65%
| 20 | 12 | 2017-12-18 20:00 | 0 | 0 | 0 | 0 | 0 | 0 | 0 | 0 | 0 | 0 | 0 | 0 | 0 | 0 | 0 | 0 | 0 | 8445 | 20 | 11 | 2017-11-17 20:00 | WEEKDAY | 19.401 | 18.29 | 0 | 0 | 0 | 0 | 2569.5089 | 2472 | 200 | YES | 85.65%
| 21 | 12 | 2017-12-18 21:00 | 0 | 0 | 0 | 0 | 0 | 0 | 0 | 0 | 0 | 0 | 0 | 0 | 0 | 0 | 0 | 0 | 0 | 8446 | 21 | 11 | 2017-11-17 21:00 | WEEKDAY | 17.5917 | 18.29 | 0 | 0 | 0 | 0 | 2569.5089 | 2472 | 200 | YES | 85.65%
| 22 | 12 | 2017-12-18 22:00 | 0 | 0 | 0 | 0 | 0 | 0 | 0 | 0 | 0 | 0 | 0 | 0 | 0 | 0 | 0 | 0 | 0 | 8447 | 22 | 11 | 2017-11-17 22:00 | WEEKDAY | 18.1707 | 18.29 | 0 | 0 | 0 | 0 | 2569.5089 | 2472 | 200 | YES | 85.65%
| 23 | 12 | 2017-12-18 23:00 | 0 | 0 | 0 | 0 | 0 | 0 | 0 | 0 | 0 | 0 | 0 | 0 | 0 | 0 | 0 | 0 | 0 | 8448 | 23 | 11 | 2017-11-17 23:00 | WEEKDAY | 16.5284 | 2.53 | 0 | 0 | 0 | 0 | 2569.5089 | 0 | 0 | NA | 85.65%
| 0 | 12 | 2017-12-19 | 0 | 0 | 0 | 0 | 0 | 0 | 0 | 0 | 0 | 0 | 0 | 0 | 0 | 0 | 0 | 0 | 0 | 8449 | 0 | 11 | 2017-11-18 | WEEKEND | 16.2974 | 2.53 | 0 | 0 | 0 | 0 | 2569.5089 | 0 | 0 | NA | 85.65%
| 1 | 12 | 2017-12-19 01:00 | 0 | 0 | 0 | 0 | 0 | 0 | 0 | 0 | 0 | 0 | 0 | 0 | 0 | 0 | 0 | 0 | 0 | 8450 | 1 | 11 | 2017-11-18 01:00 | WEEKEND | 15.8214 | 2.53 | 0 | 0 | 0 | 0 | 2569.5089 | 0 | 0 | NA | 85.65%
| 2 | 12 | 2017-12-19 02:00 | 0 | 0 | 0 | 0 | 0 | 0 | 0 | 0 | 0 | 0 | 0 | 0 | 0 | 0 | 0 | 0 | 0 | 8451 | 2 | 11 | 2017-11-18 02:00 | WEEKEND | 14.7331 | 2.53 | 0 | 0 | 0 | 0 | 2569.5089 | 0 | 0 | NA | 85.65%
| 3 | 12 | 2017-12-19 03:00 | 0 | 0 | 0 | 0 | 0 | 0 | 0 | 0 | 0 | 0 | 0 | 0 | 0 | 0 | 0 | 0 | 0 | 8452 | 3 | 11 | 2017-11-18 03:00 | WEEKEND | 16.4728 | 2.53 | 0 | 0 | 0 | 0 | 2569.5089 | 0 | 0 | NA | 85.65%
| 4 | 12 | 2017-12-19 04:00 | 0 | 0 | 0 | 0 | 0 | 0 | 0 | 0 | 0 | 0 | 0 | 0 | 0 | 0 | 0 | 0 | 0 | 8453 | 4 | 11 | 2017-11-18 04:00 | WEEKEND | 16.7956 | 2.53 | 0 | 0 | 0 | 0 | 2569.5089 | 0 | 0 | NA | 85.65%
| 5 | 12 | 2017-12-19 05:00 | 0 | 0 | 0 | 0 | 0 | 0 | 0 | 0 | 0 | 0 | 0 | 0 | 0 | 0 | 0 | 0 | 0 | 8454 | 5 | 11 | 2017-11-18 05:00 | WEEKEND | 18.1568 | 2.53 | 0 | 0 | 0 | 0 | 2569.5089 | 0 | 0 | NA | 85.65%
| 6 | 12 | 2017-12-19 06:00 | 0 | 0 | 0 | 0 | 0 | 0 | 0 | 0 | 0 | 0 | 0 | 0 | 0 | 0 | 0 | 0 | 0 | 8455 | 6 | 11 | 2017-11-18 06:00 | WEEKEND | 19.5263 | 2.53 | 0 | 0 | 0 | 0 | 2569.5089 | 0 | 0 | NA | 85.65%
| 7 | 12 | 2017-12-19 07:00 | 124.186 | 5.2822 | 0 | 23.4684 | 39.9139 | 2.6678 | 0 | 16.951 | 0 | 1.3339 | 3.6024 | 2.3685 | 0.9097 | 0 | 124.186 | 39.9139 | 124.186 | 8456 | 7 | 11 | 2017-11-18 07:00 | WEEKEND | 18.36 | 2.53 | 0 | 0 | 0 | 0 | 2569.5089 | 0 | 0 | NA | 85.65%
| 8 | 12 | 2017-12-19 08:00 | 544.3533 | 759.9677 | 241.0614 | 125.8457 | 625.1641 | 383.8221 | 335.212 | 944.8988 | 327.3488 | 191.911 | 109.2937 | 89.9434 | 27.5994 | 24.942 | 544.3533 | 625.1641 | 544.3533 | 8457 | 8 | 11 | 2017-11-18 08:00 | WEEKEND | 18.4296 | 2.53 | 348.849 | 0 | 0 | 0 | 2569.5089 | 0 | 0 | NA | 85.65%
| 9 | 12 | 2017-12-19 09:00 | 677.4647 | 1020.4407 | 657.6095 | 489.5879 | 322.1454 | 515.3741 | 754.873 | 1418.7694 | 461.8151 | 257.687 | 257.3411 | 178.2311 | 64.9851 | 42.3688 | 677.4647 | 322.1454 | 677.4647 | 8458 | 9 | 11 | 2017-11-18 09:00 | WEEKEND | 17.4358 | 2.53 | 786.241 | 762.6538 | 0 | 762.6538 | 2918.3579 | 0 | 0 | NA | 97.28%
| 10 | 12 | 2017-12-19 10:00 | 643.9678 | 1014.0556 | 733.092 | 336.5838 | 554.1542 | 512.1493 | 794.148 | 1420.7233 | 558.1438 | 256.0747 | 407.5768 | 168.8723 | 102.9234 | 64.2627 | 643.9678 | 554.1542 | 643.9678 | 8459 | 10 | 11 | 2017-11-18 10:00 | WEEKEND | 16.8402 | 2.53 | 827.574 | 802.7468 | 0 | 802.7468 | 2918.3579 | 0 | 0 | NA | 97.28%
| 11 | 12 | 2017-12-19 11:00 | 575.6403 | 690.5657 | 610.8495 | 561.5083 | 654.1707 | 348.7705 | 738.892 | 1311.463 | 669.851 | 174.3853 | 333.9047 | 157.0212 | 84.3194 | 119.1147 | 575.6403 | 654.1707 | 575.6403 | 8460 | 11 | 11 | 2017-11-18 11:00 | WEEKEND | 17.1408 | 2.53 | 769.345 | 746.2646 | 0 | 746.2646 | 2918.3579 | 0 | 0 | NA | 97.28%
| 12 | 12 | 2017-12-19 12:00 | 358.9857 | 1274.7335 | 606.2693 | 638.7283 | 465.786 | 643.8048 | 683.32 | 1212.9057 | 594.707 | 321.9024 | 347.9593 | 114.1128 | 87.8685 | 100.5277 | 358.9857 | 465.786 | 358.9857 | 8461 | 12 | 11 | 2017-11-18 12:00 | WEEKEND | 16.6565 | 2.53 | 710.95 | 689.6215 | 0 | 689.6215 | 2918.3579 | 0 | 0 | NA | 97.28%
| 13 | 12 | 2017-12-19 13:00 | 425.6976 | 1156.868 | 623.6877 | 396.9877 | 534.8765 | 584.2767 | 683.463 | 1271.9544 | 687.5389 | 292.1384 | 335.7513 | 126.0279 | 84.7857 | 89.2763 | 425.6976 | 534.8765 | 425.6976 | 8462 | 13 | 11 | 2017-11-18 13:00 | WEEKEND | 15.6989 | 2.53 | 711.055 | 689.7233 | 0 | 689.7233 | 2918.3579 | 0 | 0 | NA | 97.28%
| 14 | 12 | 2017-12-19 14:00 | 650.5915 | 1308.5134 | 655.5907 | 731.0188 | 257.6257 | 660.8654 | 741.077 | 1352.3789 | 731.5206 | 330.4327 | 386.4064 | 145.4841 | 97.5774 | 65.4248 | 650.5915 | 257.6257 | 650.5915 | 8463 | 14 | 11 | 2017-11-18 14:00 | WEEKEND | 11.2899 | 2.53 | 771.566 | 748.419 | 0 | 748.419 | 2918.3579 | 0 | 0 | NA | 97.28%
| 15 | 12 | 2017-12-19 15:00 | 450.4568 | 1363.7118 | 649.8815 | 583.1333 | 165.9855 | 688.7433 | 784.183 | 1347.0153 | 778.555 | 344.3717 | 296.7816 | 104.2384 | 74.9449 | 61.049 | 450.4568 | 165.9855 | 450.4568 | 8464 | 15 | 11 | 2017-11-18 15:00 | WEEKEND | 7.6379 | 2.53 | 816.907 | 792.3998 | 0 | 792.3998 | 2918.3579 | 0 | 0 | NA | 97.28%
| 16 | 12 | 2017-12-19 16:00 | 35.6277 | 936.9741 | 450.3823 | 466.3997 | 69.0698 | 473.2192 | 737.03 | 737.7299 | 774.0619 | 236.6096 | 388.2032 | 32.667 | 98.0311 | 30.7571 | 35.6277 | 69.0698 | 35.6277 | 8465 | 16 | 11 | 2017-11-18 16:00 | WEEKEND | 8.8487 | 2.53 | 767.312 | 744.2926 | 246 | 990.2926 | 2918.3579 | 0 | 0 | NA | 97.28%
| 17 | 12 | 2017-12-19 17:00 | 0 | 46.8493 | 24.2988 | 23.9367 | 0 | 23.6613 | 0 | 0 | 613.6152 | 11.8306 | 43.5942 | 7.1186 | 11.0086 | 0 | 0 | 0 | 0 | 8466 | 17 | 11 | 2017-11-18 17:00 | WEEKEND | 19.4177 | 2.53 | 0 | 0 | 970 | 970 | 2664.7497 | 0 | 0 | NA | 88.82%
| 18 | 12 | 2017-12-19 18:00 | 0 | 0 | 0 | 0 | 0 | 0 | 0 | 0 | 0 | 0 | 0 | 0 | 0 | 0 | 0 | 0 | 0 | 8467 | 18 | 11 | 2017-11-18 18:00 | WEEKEND | 21.4385 | 2.53 | 0 | 0 | 0 | 0 | 1664.7497 | 0 | 0 | NA | 55.49%
| 19 | 12 | 2017-12-19 19:00 | 0 | 0 | 0 | 0 | 0 | 0 | 0 | 0 | 0 | 0 | 0 | 0 | 0 | 0 | 0 | 0 | 0 | 8468 | 19 | 11 | 2017-11-18 19:00 | WEEKEND | 21.4218 | 2.53 | 0 | 0 | 0 | 0 | 1664.7497 | 0 | 0 | NA | 55.49%
| 20 | 12 | 2017-12-19 20:00 | 0 | 0 | 0 | 0 | 0 | 0 | 0 | 0 | 0 | 0 | 0 | 0 | 0 | 0 | 0 | 0 | 0 | 8469 | 20 | 11 | 2017-11-18 20:00 | WEEKEND | 21.9423 | 2.53 | 0 | 0 | 0 | 0 | 1664.7497 | 0 | 0 | NA | 55.49%
| 21 | 12 | 2017-12-19 21:00 | 0 | 0 | 0 | 0 | 0 | 0 | 0 | 0 | 0 | 0 | 0 | 0 | 0 | 0 | 0 | 0 | 0 | 8470 | 21 | 11 | 2017-11-18 21:00 | WEEKEND | 22.5408 | 2.53 | 0 | 0 | 0 | 0 | 1664.7497 | 0 | 0 | NA | 55.49%
| 22 | 12 | 2017-12-19 22:00 | 0 | 0 | 0 | 0 | 0 | 0 | 0 | 0 | 0 | 0 | 0 | 0 | 0 | 0 | 0 | 0 | 0 | 8471 | 22 | 11 | 2017-11-18 22:00 | WEEKEND | 23.3369 | 2.53 | 0 | 0 | 0 | 0 | 1664.7497 | 0 | 0 | NA | 55.49%
| 23 | 12 | 2017-12-19 23:00 | 0 | 0 | 0 | 0 | 0 | 0 | 0 | 0 | 0 | 0 | 0 | 0 | 0 | 0 | 0 | 0 | 0 | 8472 | 23 | 11 | 2017-11-18 23:00 | WEEKEND | 23.7349 | 2.53 | 0 | 0 | 0 | 0 | 1664.7497 | 0 | 0 | NA | 55.49%
| 0 | 12 | 2017-12-20 | 0 | 0 | 0 | 0 | 0 | 0 | 0 | 0 | 0 | 0 | 0 | 0 | 0 | 0 | 0 | 0 | 0 | 8473 | 0 | 11 | 2017-11-19 | WEEKEND | 22.14 | 2.53 | 0 | 0 | 0 | 0 | 1664.7497 | 0 | 0 | NA | 55.49%
| 1 | 12 | 2017-12-20 01:00 | 0 | 0 | 0 | 0 | 0 | 0 | 0 | 0 | 0 | 0 | 0 | 0 | 0 | 0 | 0 | 0 | 0 | 8474 | 1 | 11 | 2017-11-19 01:00 | WEEKEND | 21.355 | 2.53 | 0 | 0 | 0 | 0 | 1664.7497 | 0 | 0 | NA | 55.49%
| 2 | 12 | 2017-12-20 02:00 | 0 | 0 | 0 | 0 | 0 | 0 | 0 | 0 | 0 | 0 | 0 | 0 | 0 | 0 | 0 | 0 | 0 | 8475 | 2 | 11 | 2017-11-19 02:00 | WEEKEND | 21.3216 | 2.53 | 0 | 0 | 0 | 0 | 1664.7497 | 0 | 0 | NA | 55.49%
| 3 | 12 | 2017-12-20 03:00 | 0 | 0 | 0 | 0 | 0 | 0 | 0 | 0 | 0 | 0 | 0 | 0 | 0 | 0 | 0 | 0 | 0 | 8476 | 3 | 11 | 2017-11-19 03:00 | WEEKEND | 21.3133 | 2.53 | 0 | 0 | 0 | 0 | 1664.7497 | 0 | 0 | NA | 55.49%
| 4 | 12 | 2017-12-20 04:00 | 0 | 0 | 0 | 0 | 0 | 0 | 0 | 0 | 0 | 0 | 0 | 0 | 0 | 0 | 0 | 0 | 0 | 8477 | 4 | 11 | 2017-11-19 04:00 | WEEKEND | 21.252 | 2.53 | 0 | 0 | 0 | 0 | 1664.7497 | 0 | 0 | NA | 55.49%
| 5 | 12 | 2017-12-20 05:00 | 0 | 0 | 0 | 0 | 0 | 0 | 0 | 0 | 0 | 0 | 0 | 0 | 0 | 0 | 0 | 0 | 0 | 8478 | 5 | 11 | 2017-11-19 05:00 | WEEKEND | 21.1268 | 2.53 | 0 | 0 | 0 | 0 | 1664.7497 | 0 | 0 | NA | 55.49%
| 6 | 12 | 2017-12-20 06:00 | 0 | 0 | 0 | 0 | 0 | 0 | 0 | 0 | 0 | 0 | 0 | 0 | 0 | 0 | 0 | 0 | 0 | 8479 | 6 | 11 | 2017-11-19 06:00 | WEEKEND | 21.3968 | 2.53 | 0 | 0 | 0 | 0 | 1664.7497 | 0 | 0 | NA | 55.49%
| 7 | 12 | 2017-12-20 07:00 | 12.1899 | 0 | 0 | 1.1255 | 0 | 0 | 0 | 12.2415 | 0 | 0 | 7.1699 | 2.1127 | 1.8106 | 0 | 12.1899 | 0 | 12.1899 | 8480 | 7 | 11 | 2017-11-19 07:00 | WEEKEND | 21.6 | 2.53 | 0 | 0 | 0 | 0 | 1664.7497 | 0 | 0 | NA | 55.49%
| 8 | 12 | 2017-12-20 08:00 | 37.9336 | 533.3436 | 166.0159 | 44.6993 | 37.371 | 269.3654 | 377.368 | 846.5195 | 328.9445 | 134.6827 | 325.6907 | 77.8091 | 82.2451 | 24.8409 | 37.9336 | 37.371 | 37.9336 | 8481 | 8 | 11 | 2017-11-19 08:00 | WEEKEND | 22.808 | 2.53 | 392.393 | 0 | 0 | 0 | 1664.7497 | 0 | 0 | NA | 55.49%
| 9 | 12 | 2017-12-20 09:00 | 141.3396 | 1287.3073 | 673.4608 | 96.6239 | 86.8698 | 650.1552 | 737.639 | 1410.1757 | 731.5934 | 325.0776 | 681.7595 | 164.4813 | 172.1615 | 80.6588 | 141.3396 | 86.8698 | 141.3396 | 8482 | 9 | 11 | 2017-11-19 09:00 | WEEKEND | 22.3348 | 2.53 | 768.066 | 0 | 0 | 0 | 2057.1427 | 0 | 0 | NA | 68.57%
| 10 | 12 | 2017-12-20 10:00 | 99.5466 | 377.5275 | 631.4126 | 143.3742 | 156.7234 | 190.6705 | 774.386 | 1438.5747 | 793.7074 | 95.3352 | 719.0325 | 172.6478 | 181.5739 | 90.808 | 99.5466 | 156.7234 | 99.5466 | 8483 | 10 | 11 | 2017-11-19 10:00 | WEEKEND | 21.3522 | 2.53 | 806.675 | 782.4747 | 0 | 782.4747 | 2825.2087 | 0 | 0 | NA | 94.17%
| 11 | 12 | 2017-12-20 11:00 | 122.2375 | 383.2107 | 625.8555 | 187.4642 | 232.8921 | 193.5408 | 718.248 | 1331.1076 | 759.2238 | 96.7704 | 665.2158 | 163.7828 | 167.9838 | 112.2126 | 122.2375 | 232.8921 | 122.2375 | 8484 | 11 | 11 | 2017-11-19 11:00 | WEEKEND | 21.4246 | 2.53 | 747.56 | 725.1332 | 0 | 725.1332 | 2825.2087 | 0 | 0 | NA | 94.17%
| 12 | 12 | 2017-12-20 12:00 | 115.6588 | 515.4343 | 611.519 | 205.8485 | 241.6112 | 260.3203 | 667.238 | 1250.1762 | 562.9376 | 130.1602 | 638.4181 | 154.5243 | 161.2167 | 128.5327 | 115.6588 | 241.6112 | 115.6588 | 8485 | 12 | 11 | 2017-11-19 12:00 | WEEKEND | 21.3327 | 2.53 | 694.037 | 673.2159 | 0 | 673.2159 | 2825.2087 | 0 | 0 | NA | 94.17%
| 13 | 12 | 2017-12-20 13:00 | 87.5231 | 195.1203 | 604.417 | 183.4657 | 233.8317 | 98.5456 | 668.88 | 1300.4884 | 687.761 | 49.2728 | 658.179 | 156.438 | 166.2068 | 109.4736 | 87.5231 | 233.8317 | 87.5231 | 8486 | 13 | 11 | 2017-11-19 13:00 | WEEKEND | 21.2075 | 2.53 | 695.743 | 674.8707 | 0 | 674.8707 | 2825.2087 | 0 | 0 | NA | 94.17%
| 14 | 12 | 2017-12-20 14:00 | 58.1423 | 250.4259 | 660.6598 | 139.2057 | 255.0092 | 126.4777 | 724.076 | 1369.6909 | 694.1737 | 63.2389 | 701.8656 | 166.521 | 177.2388 | 70.4522 | 58.1423 | 255.0092 | 58.1423 | 8487 | 14 | 11 | 2017-11-19 14:00 | WEEKEND | 20.9737 | 2.53 | 753.669 | 731.0589 | 159 | 890.0589 | 2825.2087 | 0 | 0 | NA | 94.17%
| 15 | 12 | 2017-12-20 15:00 | 45.5587 | 111.2525 | 677.6099 | 94.0286 | 232.7192 | 56.1881 | 766.82 | 1346.7394 | 517.4252 | 28.0941 | 697.5672 | 170.6321 | 176.1533 | 119.3742 | 45.5587 | 232.7192 | 45.5587 | 8488 | 15 | 11 | 2017-11-19 15:00 | WEEKEND | 21.1212 | 2.53 | 798.609 | 774.6507 | 215 | 989.6507 | 2661.2912 | 0 | 0 | NA | 88.71%
| 16 | 12 | 2017-12-20 16:00 | 19.4802 | 54.5581 | 469.8765 | 41.6301 | 132.2841 | 27.5546 | 725.429 | 790.7673 | 623.8458 | 13.7773 | 460.3881 | 109.9084 | 116.2596 | 53.2942 | 19.4802 | 132.2841 | 19.4802 | 8489 | 16 | 11 | 2017-11-19 16:00 | WEEKEND | 21.2576 | 2.53 | 755.109 | 732.4557 | 258 | 990.4557 | 2439.6417 | 0 | 0 | NA | 81.32%
| 17 | 12 | 2017-12-20 17:00 | 0 | 0 | 36.4575 | 0 | 8.5008 | 0 | 0 | 0 | 314.7883 | 0 | 46.2595 | 8.7512 | 11.6817 | 0 | 0 | 8.5008 | 0 | 8490 | 17 | 11 | 2017-11-19 17:00 | WEEKEND | 22.3432 | 2.53 | 0 | 0 | 970 | 970 | 2173.6623 | 0 | 0 | NA | 72.46%
| 18 | 12 | 2017-12-20 18:00 | 0 | 0 | 0 | 0 | 0 | 0 | 0 | 0 | 0 | 0 | 0 | 0 | 0 | 0 | 0 | 0 | 0 | 8491 | 18 | 11 | 2017-11-19 18:00 | WEEKEND | 22.4155 | 2.53 | 0 | 0 | 0 | 0 | 1173.6623 | 0 | 0 | NA | 39.12%
| 19 | 12 | 2017-12-20 19:00 | 0 | 0 | 0 | 0 | 0 | 0 | 0 | 0 | 0 | 0 | 0 | 0 | 0 | 0 | 0 | 0 | 0 | 8492 | 19 | 11 | 2017-11-19 19:00 | WEEKEND | 21.4664 | 2.53 | 0 | 0 | 0 | 0 | 1173.6623 | 0 | 0 | NA | 39.12%
| 20 | 12 | 2017-12-20 20:00 | 0 | 0 | 0 | 0 | 0 | 0 | 0 | 0 | 0 | 0 | 0 | 0 | 0 | 0 | 0 | 0 | 0 | 8493 | 20 | 11 | 2017-11-19 20:00 | WEEKEND | 21.2743 | 2.53 | 0 | 0 | 0 | 0 | 1173.6623 | 0 | 0 | NA | 39.12%
| 21 | 12 | 2017-12-20 21:00 | 0 | 0 | 0 | 0 | 0 | 0 | 0 | 0 | 0 | 0 | 0 | 0 | 0 | 0 | 0 | 0 | 0 | 8494 | 21 | 11 | 2017-11-19 21:00 | WEEKEND | 20.9681 | 2.53 | 0 | 0 | 0 | 0 | 1173.6623 | 0 | 0 | NA | 39.12%
| 22 | 12 | 2017-12-20 22:00 | 0 | 0 | 0 | 0 | 0 | 0 | 0 | 0 | 0 | 0 | 0 | 0 | 0 | 0 | 0 | 0 | 0 | 8495 | 22 | 11 | 2017-11-19 22:00 | WEEKEND | 19.3871 | 2.53 | 0 | 0 | 500 | 500 | 1173.6623 | 0 | 0 | NA | 39.12%
| 23 | 12 | 2017-12-20 23:00 | 0 | 0 | 0 | 0 | 0 | 0 | 0 | 0 | 0 | 0 | 0 | 0 | 0 | 0 | 0 | 0 | 0 | 8496 | 23 | 11 | 2017-11-19 23:00 | WEEKEND | 18.7719 | 2.53 | 0 | 0 | 0 | 0 | 658.1984 | 0 | 0 | NA | 21.94%
| 0 | 12 | 2017-12-21 | 0 | 0 | 0 | 0 | 0 | 0 | 0 | 0 | 0 | 0 | 0 | 0 | 0 | 0 | 0 | 0 | 0 | 8497 | 0 | 11 | 2017-11-20 | WEEKDAY | 18.0872 | 2.53 | 0 | 0 | 0 | 0 | 658.1984 | 0 | 0 | NA | 21.94%
| 1 | 12 | 2017-12-21 01:00 | 0 | 0 | 0 | 0 | 0 | 0 | 0 | 0 | 0 | 0 | 0 | 0 | 0 | 0 | 0 | 0 | 0 | 8498 | 1 | 11 | 2017-11-20 01:00 | WEEKDAY | 17.9007 | 2.53 | 0 | 0 | 0 | 0 | 658.1984 | 0 | 0 | NA | 21.94%
| 2 | 12 | 2017-12-21 02:00 | 0 | 0 | 0 | 0 | 0 | 0 | 0 | 0 | 0 | 0 | 0 | 0 | 0 | 0 | 0 | 0 | 0 | 8499 | 2 | 11 | 2017-11-20 02:00 | WEEKDAY | 17.806 | 2.53 | 0 | 0 | 0 | 0 | 658.1984 | 0 | 0 | NA | 21.94%
| 3 | 12 | 2017-12-21 03:00 | 0 | 0 | 0 | 0 | 0 | 0 | 0 | 0 | 0 | 0 | 0 | 0 | 0 | 0 | 0 | 0 | 0 | 8500 | 3 | 11 | 2017-11-20 03:00 | WEEKDAY | 18.2403 | 2.53 | 0 | 0 | -970 | -970 | 658.1984 | 0 | 0 | NA | 21.94%
| 4 | 12 | 2017-12-21 04:00 | 0 | 0 | 0 | 0 | 0 | 0 | 0 | 0 | 0 | 0 | 0 | 0 | 0 | 0 | 0 | 0 | 0 | 8501 | 4 | 11 | 2017-11-20 04:00 | WEEKDAY | 18.2319 | 2.53 | 0 | 0 | -970 | -970 | 1599.0984 | 0 | 0 | NA | 53.3%
| 5 | 12 | 2017-12-21 05:00 | 0 | 0 | 0 | 0 | 0 | 0 | 0 | 0 | 0 | 0 | 0 | 0 | 0 | 0 | 0 | 0 | 0 | 8502 | 5 | 11 | 2017-11-20 05:00 | WEEKDAY | 18.7998 | 2.53 | 0 | 0 | 0 | 0 | 2539.9984 | 0 | 0 | NA | 84.67%
| 6 | 12 | 2017-12-21 06:00 | 0 | 0 | 0 | 0 | 0 | 0 | 0 | 0 | 0 | 0 | 0 | 0 | 0 | 0 | 0 | 0 | 0 | 8503 | 6 | 11 | 2017-11-20 06:00 | WEEKDAY | 20.0579 | 17.57 | 0 | 0 | 0 | 0 | 2539.9984 | 2472 | 200 | YES | 84.67%
| 7 | 12 | 2017-12-21 07:00 | 97.392 | 0 | 0 | 0 | 0 | 0 | 0 | 10.363 | 0 | 0 | 8.045 | 0.85476 | 2.0316 | 1.139 | 97.392 | 0 | 97.392 | 8504 | 7 | 11 | 2017-11-20 07:00 | WEEKDAY | 20.7204 | 17.57 | 0 | 0 | 0 | 0 | 2539.9984 | 2472 | 200 | YES | 84.67%
| 8 | 12 | 2017-12-21 08:00 | 266.3772 | 117.281 | 238.2304 | 42.2593 | 60.1439 | 59.2328 | 372.383 | 900.0357 | 10.239 | 29.6164 | 88.1652 | 19.3289 | 22.2639 | 400.5719 | 266.3772 | 60.1439 | 266.3772 | 8505 | 8 | 11 | 2017-11-20 08:00 | WEEKDAY | 20.9904 | 17.57 | 387.239 | 0 | 0 | 0 | 2539.9984 | 2472 | 200 | YES | 84.67%
| 9 | 12 | 2017-12-21 09:00 | 70.7638 | 242.4798 | 612.9334 | 83.5128 | 132.4908 | 122.4646 | 743.005 | 1363.8333 | 606.8369 | 61.2323 | 202.949 | 26.5694 | 51.2497 | 690.5239 | 70.7638 | 132.4908 | 70.7638 | 8506 | 9 | 11 | 2017-11-20 09:00 | WEEKDAY | 21.6417 | 6.34 | 773.707 | 750.4958 | 0 | 750.4958 | 2927.2374 | 0 | 0 | NA | 97.57%
| 10 | 12 | 2017-12-21 10:00 | 355.522 | 445.191 | 668.5615 | 609.9053 | 198.7313 | 224.844 | 776.711 | 1394.2528 | 794.9596 | 112.422 | 212.4984 | 52.9715 | 53.6612 | 698.9524 | 355.522 | 198.7313 | 355.522 | 8507 | 10 | 11 | 2017-11-20 10:00 | WEEKDAY | 21.0739 | 6.34 | 809.115 | 784.8415 | 0 | 784.8415 | 2927.2374 | 0 | 0 | NA | 97.57%
| 11 | 12 | 2017-12-21 11:00 | 378.12 | 400.6783 | 654.164 | 498.6533 | 440.7837 | 202.3628 | 721.996 | 1307.8939 | 388.3899 | 101.1814 | 248.8419 | 71.4167 | 62.8389 | 623.2478 | 378.12 | 440.7837 | 378.12 | 8508 | 11 | 11 | 2017-11-20 11:00 | WEEKDAY | 20.815 | 6.34 | 751.525 | 728.9792 | 0 | 728.9792 | 2927.2374 | 0 | 0 | NA | 97.57%
| 12 | 12 | 2017-12-21 12:00 | 566.901 | 710.4061 | 612.1319 | 508.6659 | 990.751 | 358.7909 | 661.955 | 1225.7918 | 384.7738 | 179.3955 | 264.2052 | 74.8509 | 66.7185 | 616.28 | 566.901 | 990.751 | 566.901 | 8509 | 12 | 11 | 2017-11-20 12:00 | WEEKDAY | 20.4504 | 6.34 | 688.517 | 667.8615 | 0 | 667.8615 | 2927.2374 | 0 | 0 | NA | 97.57%
| 13 | 12 | 2017-12-21 13:00 | 265.0299 | 511.099 | 628.8912 | 182.9076 | 1310.3047 | 258.1308 | 657.826 | 1291.3611 | 563.0685 | 129.0654 | 278.3126 | 77.9826 | 70.281 | 642.7985 | 265.0299 | 1310.3047 | 265.0299 | 8510 | 13 | 11 | 2017-11-20 13:00 | WEEKDAY | 20.1331 | 6.34 | 684.178 | 663.6527 | 0 | 663.6527 | 2927.2374 | 0 | 0 | NA | 97.57%
| 14 | 12 | 2017-12-21 14:00 | 146.1959 | 145.8139 | 682.6821 | 139.1735 | 1411.2055 | 73.6434 | 707.593 | 1367.363 | 730.864 | 36.8217 | 135.7725 | 61.6444 | 34.286 | 680.3124 | 146.1959 | 1411.2055 | 146.1959 | 8511 | 14 | 11 | 2017-11-20 14:00 | WEEKDAY | 19.8909 | 2.2 | 736.377 | 714.2857 | 0 | 714.2857 | 2927.2374 | 0 | 0 | NA | 97.57%
| 15 | 12 | 2017-12-21 15:00 | 212.2078 | 102.895 | 667.2592 | 100.7777 | 1368.7517 | 51.9672 | 749.57 | 1296.3332 | 780.7811 | 25.9836 | 221.1544 | 48.2773 | 55.8471 | 650.0164 | 212.2078 | 1368.7517 | 212.2078 | 8512 | 15 | 11 | 2017-11-20 15:00 | WEEKDAY | 20.4058 | 2.2 | 780.513 | 757.0976 | 233 | 990.0976 | 2927.2374 | 0 | 0 | NA | 97.57%
| 16 | 12 | 2017-12-21 16:00 | 20.536 | 288.0271 | 443.416 | 62.0933 | 902.6934 | 145.4682 | 696.752 | 711.7976 | 774.1851 | 72.7341 | 111.7163 | 27.5608 | 28.2112 | 326.3147 | 20.536 | 902.6934 | 20.536 | 8513 | 16 | 11 | 2017-11-20 16:00 | WEEKDAY | 20.9347 | 2.2 | 725.031 | 703.2801 | 287 | 990.2801 | 2687.0312 | 0 | 0 | NA | 89.57%
| 17 | 12 | 2017-12-21 17:00 | 0 | 49.0443 | 16.5131 | 16.5665 | 34.0345 | 24.7698 | 304.313 | 0 | 604.6834 | 12.3849 | 24.2631 | 5.1766 | 6.127 | 0 | 0 | 34.0345 | 0 | 8514 | 17 | 11 | 2017-11-20 17:00 | WEEKDAY | 21.4998 | 17.18 | 316.88 | 0 | 0 | 0 | 2391.1549 | 0 | 0 | NA | 79.71%
| 18 | 12 | 2017-12-21 18:00 | 0 | 0 | 0 | 0 | 0 | 0 | 0 | 0 | 0 | 0 | 0 | 0 | 0 | 0 | 0 | 0 | 0 | 8515 | 18 | 11 | 2017-11-20 18:00 | WEEKDAY | 19.4483 | 17.18 | 0 | 0 | 0 | 0 | 2708.0349 | 0 | 0 | NA | 90.27%
| 19 | 12 | 2017-12-21 19:00 | 0 | 0 | 0 | 0 | 0 | 0 | 0 | 0 | 0 | 0 | 0 | 0 | 0 | 0 | 0 | 0 | 0 | 8516 | 19 | 11 | 2017-11-20 19:00 | WEEKDAY | 18.7775 | 17.18 | 0 | 0 | 0 | 0 | 2708.0349 | 0 | 0 | NA | 90.27%
| 20 | 12 | 2017-12-21 20:00 | 0 | 0 | 0 | 0 | 0 | 0 | 0 | 0 | 0 | 0 | 0 | 0 | 0 | 0 | 0 | 0 | 0 | 8517 | 20 | 11 | 2017-11-20 20:00 | WEEKDAY | 18.3433 | 18.29 | 0 | 0 | 0 | 0 | 2708.0349 | 2472 | 200 | YES | 90.27%
| 21 | 12 | 2017-12-21 21:00 | 0 | 0 | 0 | 0 | 0 | 0 | 0 | 0 | 0 | 0 | 0 | 0 | 0 | 0 | 0 | 0 | 0 | 8518 | 21 | 11 | 2017-11-20 21:00 | WEEKDAY | 18.3154 | 18.29 | 0 | 0 | 0 | 0 | 2708.0349 | 2472 | 200 | YES | 90.27%
| 22 | 12 | 2017-12-21 22:00 | 0 | 0 | 0 | 0 | 0 | 0 | 0 | 0 | 0 | 0 | 0 | 0 | 0 | 0 | 0 | 0 | 0 | 8519 | 22 | 11 | 2017-11-20 22:00 | WEEKDAY | 18.7163 | 18.29 | 0 | 0 | 0 | 0 | 2708.0349 | 2472 | 200 | YES | 90.27%
| 23 | 12 | 2017-12-21 23:00 | 0 | 0 | 0 | 0 | 0 | 0 | 0 | 0 | 0 | 0 | 0 | 0 | 0 | 0 | 0 | 0 | 0 | 8520 | 23 | 11 | 2017-11-20 23:00 | WEEKDAY | 15.2146 | 2.53 | 0 | 0 | 0 | 0 | 2708.0349 | 0 | 0 | NA | 90.27%
| 0 | 12 | 2017-12-22 | 0 | 0 | 0 | 0 | 0 | 0 | 0 | 0 | 0 | 0 | 0 | 0 | 0 | 0 | 0 | 0 | 0 | 8521 | 0 | 11 | 2017-11-21 | WEEKDAY | 17.6223 | 2.53 | 0 | 0 | 0 | 0 | 2708.0349 | 0 | 0 | NA | 90.27%
| 1 | 12 | 2017-12-22 01:00 | 0 | 0 | 0 | 0 | 0 | 0 | 0 | 0 | 0 | 0 | 0 | 0 | 0 | 0 | 0 | 0 | 0 | 8522 | 1 | 11 | 2017-11-21 01:00 | WEEKDAY | 17.7643 | 2.53 | 0 | 0 | 0 | 0 | 2708.0349 | 0 | 0 | NA | 90.27%
| 2 | 12 | 2017-12-22 02:00 | 0 | 0 | 0 | 0 | 0 | 0 | 0 | 0 | 0 | 0 | 0 | 0 | 0 | 0 | 0 | 0 | 0 | 8523 | 2 | 11 | 2017-11-21 02:00 | WEEKDAY | 17.1491 | 2.53 | 0 | 0 | 0 | 0 | 2708.0349 | 0 | 0 | NA | 90.27%
| 3 | 12 | 2017-12-22 03:00 | 0 | 0 | 0 | 0 | 0 | 0 | 0 | 0 | 0 | 0 | 0 | 0 | 0 | 0 | 0 | 0 | 0 | 8524 | 3 | 11 | 2017-11-21 03:00 | WEEKDAY | 16.4922 | 2.53 | 0 | 0 | 0 | 0 | 2708.0349 | 0 | 0 | NA | 90.27%
| 4 | 12 | 2017-12-22 04:00 | 0 | 0 | 0 | 0 | 0 | 0 | 0 | 0 | 0 | 0 | 0 | 0 | 0 | 0 | 0 | 0 | 0 | 8525 | 4 | 11 | 2017-11-21 04:00 | WEEKDAY | 18.6717 | 2.53 | 0 | 0 | 0 | 0 | 2708.0349 | 0 | 0 | NA | 90.27%
| 5 | 12 | 2017-12-22 05:00 | 0 | 0 | 0 | 0 | 0 | 0 | 0 | 0 | 0 | 0 | 0 | 0 | 0 | 0 | 0 | 0 | 0 | 8526 | 5 | 11 | 2017-11-21 05:00 | WEEKDAY | 18.9584 | 2.53 | 0 | 0 | 0 | 0 | 2708.0349 | 0 | 0 | NA | 90.27%
| 6 | 12 | 2017-12-22 06:00 | 0 | 0 | 0 | 0 | 0 | 0 | 0 | 0 | 0 | 0 | 0 | 0 | 0 | 0 | 0 | 0 | 0 | 8527 | 6 | 11 | 2017-11-21 06:00 | WEEKDAY | 20.9319 | 17.57 | 0 | 0 | 0 | 0 | 2708.0349 | 2472 | 200 | YES | 90.27%
| 7 | 12 | 2017-12-22 07:00 | 32.4972 | 0 | 0 | 10.8408 | 3.6283 | 0 | 0 | 3.0719 | 0 | 0 | 3.0458 | 3.559 | 0.76915 | 0 | 32.4972 | 3.6283 | 32.4972 | 8528 | 7 | 11 | 2017-11-21 07:00 | WEEKDAY | 21.188 | 17.57 | 0 | 0 | 0 | 0 | 2708.0349 | 2472 | 200 | YES | 90.27%
| 8 | 12 | 2017-12-22 08:00 | 345.7144 | 173.7273 | 203.3458 | 193.8162 | 85.0037 | 87.7411 | 331.264 | 728.6527 | 355.2547 | 43.8705 | 213.676 | 41.8924 | 53.9586 | 401.921 | 345.7144 | 85.0037 | 345.7144 | 8529 | 8 | 11 | 2017-11-21 08:00 | WEEKDAY | 21.9201 | 17.57 | 344.66 | 334.3202 | 0 | 334.3202 | 2708.0349 | 2472 | 200 | YES | 90.27%
| 9 | 12 | 2017-12-22 09:00 | 74.3796 | 559.6159 | 512.8056 | 479.2924 | 1268.9893 | 282.6343 | 697.974 | 99.1213 | 565.4537 | 141.3171 | 609.2845 | 72.1882 | 153.8597 | 701.3341 | 74.3796 | 1268.9893 | 74.3796 | 8530 | 9 | 11 | 2017-11-21 09:00 | WEEKDAY | 28.4724 | 6.34 | 726.246 | 704.4586 | 286 | 990.4586 | 2708.0349 | 0 | 0 | NA | 90.27%
| 10 | 12 | 2017-12-22 10:00 | 105.0155 | 526.0076 | 710.4788 | 395.9869 | 1431.0194 | 265.6604 | 748.511 | 144.2881 | 509.7311 | 132.8302 | 680.3516 | 92.0956 | 171.806 | 710.7894 | 105.0155 | 1431.0194 | 105.0155 | 8531 | 10 | 11 | 2017-11-21 10:00 | WEEKDAY | 21.1713 | 6.34 | 779.313 | 755.9336 | 0 | 755.9336 | 2413.1895 | 0 | 0 | NA | 80.44%
| 11 | 12 | 2017-12-22 11:00 | 126.8975 | 654.5746 | 647.7567 | 413.4502 | 1373.3541 | 330.5932 | 707.577 | 677.0043 | 292.3425 | 165.2966 | 651.0123 | 101.628 | 164.397 | 643.414 | 126.8975 | 1373.3541 | 126.8975 | 8532 | 11 | 11 | 2017-11-21 11:00 | WEEKDAY | 19.799 | 6.34 | 736.302 | 714.2129 | 0 | 714.2129 | 2413.1895 | 0 | 0 | NA | 80.44%
| 12 | 12 | 2017-12-22 12:00 | 121.8882 | 418.442 | 618.6948 | 357.3975 | 1312.8814 | 211.3343 | 656.157 | 217.9971 | 176.3858 | 105.6672 | 614.8825 | 110.4918 | 155.2734 | 614.4794 | 121.8882 | 1312.8814 | 121.8882 | 8533 | 12 | 11 | 2017-11-21 12:00 | WEEKDAY | 17.7476 | 6.34 | 682.367 | 661.896 | 0 | 661.896 | 2413.1895 | 0 | 0 | NA | 80.44%
| 13 | 12 | 2017-12-22 13:00 | 94.7164 | 287.1817 | 637.7102 | 604.7422 | 1387.9165 | 145.0413 | 658.682 | 186.2009 | 175.9425 | 72.5206 | 640.5346 | 113.5616 | 161.7512 | 634.9977 | 94.7164 | 1387.9165 | 94.7164 | 8534 | 13 | 11 | 2017-11-21 13:00 | WEEKDAY | 16.3531 | 6.34 | 685.016 | 664.4655 | 0 | 664.4655 | 2413.1895 | 0 | 0 | NA | 80.44%
| 14 | 12 | 2017-12-22 14:00 | 64.9266 | 511.2391 | 654.6038 | 534.5443 | 1376.9988 | 258.2016 | 714.005 | 146.4534 | 92.6293 | 129.1008 | 682.9373 | 92.1313 | 172.4589 | 685.0285 | 64.9266 | 1376.9988 | 64.9266 | 8535 | 14 | 11 | 2017-11-21 14:00 | WEEKDAY | 14.5104 | 2.2 | 743.064 | 720.7721 | 0 | 720.7721 | 2413.1895 | 0 | 0 | NA | 80.44%
| 15 | 12 | 2017-12-22 15:00 | 42.03 | 509.5667 | 691.9076 | 538.2948 | 1187.1417 | 257.3569 | 763.103 | 123.1739 | 85.7356 | 128.6785 | 678.5082 | 69.9673 | 171.3405 | 665.9889 | 42.03 | 1187.1417 | 42.03 | 8536 | 15 | 11 | 2017-11-21 15:00 | WEEKDAY | 13.0602 | 2.2 | 794.723 | 770.8813 | 219 | 989.8813 | 2413.1895 | 0 | 0 | NA | 80.44%
| 16 | 12 | 2017-12-22 16:00 | 1.1576 | 167.9395 | 491.2734 | 365.414 | 570.267 | 84.8179 | 721.928 | 137.5337 | 38.846 | 42.409 | 471.8297 | 44.7738 | 119.1489 | 320.0736 | 1.1576 | 570.267 | 1.1576 | 8537 | 16 | 11 | 2017-11-21 16:00 | WEEKDAY | 12.2196 | 2.2 | 751.457 | 0 | 0 | 0 | 2187.4163 | 0 | 0 | NA | 72.91%
| 17 | 12 | 2017-12-22 17:00 | 0 | 0 | 32.6176 | 18.2493 | 25.9888 | 0 | 329.607 | 0 | 26.6593 | 0 | 47.7202 | 9.3048 | 12.0506 | 0 | 0 | 25.9888 | 0 | 8538 | 17 | 11 | 2017-11-21 17:00 | WEEKDAY | 13.4137 | 17.18 | 342.97 | 332.6809 | 0 | 332.6809 | 2938.8733 | 0 | 0 | NA | 97.96%
| 18 | 12 | 2017-12-22 18:00 | 0 | 0 | 0 | 0 | 0 | 0 | 0 | 0 | 0 | 0 | 0 | 0 | 0 | 0 | 0 | 0 | 0 | 8539 | 18 | 11 | 2017-11-21 18:00 | WEEKDAY | 17.5221 | 17.18 | 0 | 0 | 0 | 0 | 2938.8733 | 0 | 0 | NA | 97.96%
| 19 | 12 | 2017-12-22 19:00 | 0 | 0 | 0 | 0 | 0 | 0 | 0 | 0 | 0 | 0 | 0 | 0 | 0 | 0 | 0 | 0 | 0 | 8540 | 19 | 11 | 2017-11-21 19:00 | WEEKDAY | 18.2403 | 17.18 | 0 | 0 | 0 | 0 | 2938.8733 | 0 | 0 | NA | 97.96%
| 20 | 12 | 2017-12-22 20:00 | 0 | 0 | 0 | 0 | 0 | 0 | 0 | 0 | 0 | 0 | 0 | 0 | 0 | 0 | 0 | 0 | 0 | 8541 | 20 | 11 | 2017-11-21 20:00 | WEEKDAY | 18.4379 | 18.29 | 0 | 0 | 0 | 0 | 2938.8733 | 2472 | 200 | YES | 97.96%
| 21 | 12 | 2017-12-22 21:00 | 0 | 0 | 0 | 0 | 0 | 0 | 0 | 0 | 0 | 0 | 0 | 0 | 0 | 0 | 0 | 0 | 0 | 8542 | 21 | 11 | 2017-11-21 21:00 | WEEKDAY | 17.82 | 18.29 | 0 | 0 | 0 | 0 | 2938.8733 | 2472 | 200 | YES | 97.96%
| 22 | 12 | 2017-12-22 22:00 | 0 | 0 | 0 | 0 | 0 | 0 | 0 | 0 | 500 | 0 | 0 | 0 | 0 | 0 | 0 | 0 | 0 | 8543 | 22 | 11 | 2017-11-21 22:00 | WEEKDAY | 19.1032 | 18.29 | 0 | 0 | 0 | 0 | 2938.8733 | 2472 | 200 | YES | 97.96%
| 23 | 12 | 2017-12-22 23:00 | 0 | 0 | 0 | 0 | 0 | 0 | 0 | 0 | 0 | 0 | 0 | 0 | 0 | 0 | 0 | 0 | 0 | 8544 | 23 | 11 | 2017-11-21 23:00 | WEEKDAY | 18.6411 | 2.53 | 0 | 0 | 0 | 0 | 2938.8733 | 0 | 0 | NA | 97.96%
| 0 | 12 | 2017-12-23 | 0 | 0 | 0 | 0 | 0 | 0 | 0 | 0 | 0 | 0 | 0 | 0 | 0 | 0 | 0 | 0 | 0 | 8545 | 0 | 11 | 2017-11-22 | WEEKDAY | 18.2291 | 2.53 | 0 | 0 | 0 | 0 | 2938.8733 | 0 | 0 | NA | 97.96%
| 1 | 12 | 2017-12-23 01:00 | 0 | 0 | 0 | 0 | 0 | 0 | 0 | 0 | 0 | 0 | 0 | 0 | 0 | 0 | 0 | 0 | 0 | 8546 | 1 | 11 | 2017-11-22 01:00 | WEEKDAY | 18.2041 | 2.53 | 0 | 0 | 0 | 0 | 2938.8733 | 0 | 0 | NA | 97.96%
| 2 | 12 | 2017-12-23 02:00 | 0 | 0 | 0 | 0 | 0 | 0 | 0 | 0 | 0 | 0 | 0 | 0 | 0 | 0 | 0 | 0 | 0 | 8547 | 2 | 11 | 2017-11-22 02:00 | WEEKDAY | 18.4212 | 2.53 | 0 | 0 | 0 | 0 | 2938.8733 | 0 | 0 | NA | 97.96%
| 3 | 12 | 2017-12-23 03:00 | 0 | 0 | 0 | 0 | 0 | 0 | 0 | 0 | 0 | 0 | 0 | 0 | 0 | 0 | 0 | 0 | 0 | 8548 | 3 | 11 | 2017-11-22 03:00 | WEEKDAY | 18.9696 | 2.53 | 0 | 0 | 0 | 0 | 2938.8733 | 0 | 0 | NA | 97.96%
| 4 | 12 | 2017-12-23 04:00 | 0 | 0 | 0 | 0 | 0 | 0 | 0 | 0 | 0 | 0 | 0 | 0 | 0 | 0 | 0 | 0 | 0 | 8549 | 4 | 11 | 2017-11-22 04:00 | WEEKDAY | 19.4093 | 2.53 | 0 | 0 | 0 | 0 | 2938.8733 | 0 | 0 | NA | 97.96%
| 5 | 12 | 2017-12-23 05:00 | 0 | 0 | 0 | 0 | 0 | 0 | 0 | 0 | 0 | 0 | 0 | 0 | 0 | 0 | 0 | 0 | 0 | 8550 | 5 | 11 | 2017-11-22 05:00 | WEEKDAY | 19.2284 | 2.53 | 0 | 0 | 0 | 0 | 2938.8733 | 0 | 0 | NA | 97.96%
| 6 | 12 | 2017-12-23 06:00 | 0 | 0 | 0 | 0 | 0 | 0 | 0 | 0 | 0 | 0 | 0 | 0 | 0 | 0 | 0 | 0 | 0 | 8551 | 6 | 11 | 2017-11-22 06:00 | WEEKDAY | 19.3871 | 17.57 | 0 | 0 | 0 | 0 | 2938.8733 | 2472 | 200 | YES | 97.96%
| 7 | 12 | 2017-12-23 07:00 | 20.9847 | 0 | 0 | 0 | 22.7595 | 0 | 0 | 9.3525 | 0 | 0 | 2.2299 | 1.9233 | 0.56311 | 0 | 20.9847 | 22.7595 | 20.9847 | 8552 | 7 | 11 | 2017-11-22 07:00 | WEEKDAY | 20.6202 | 17.57 | 0 | 0 | 0 | 0 | 2938.8733 | 2472 | 200 | YES | 97.96%
| 8 | 12 | 2017-12-23 08:00 | 242.2154 | 48.6245 | 181.1784 | 234.458 | 852.3876 | 24.5578 | 350.987 | 919.7071 | 0 | 12.2789 | 30.9232 | 86.6274 | 7.8089 | 406.9656 | 242.2154 | 852.3876 | 242.2154 | 8553 | 8 | 11 | 2017-11-22 08:00 | WEEKDAY | 21.6111 | 17.57 | 365.151 | 354.1965 | 0 | 354.1965 | 2938.8733 | 2472 | 200 | YES | 97.96%
| 9 | 12 | 2017-12-23 09:00 | 186.5301 | 96.1302 | 752.9246 | 507.4449 | 1462.7775 | 48.5506 | 733.109 | 1458.7854 | 800.8155 | 24.2753 | 175.2519 | 192.6148 | 44.2555 | 703.1692 | 186.5301 | 1462.7775 | 186.5301 | 8554 | 9 | 11 | 2017-11-22 09:00 | WEEKDAY | 22.3738 | 6.34 | 763.32 | 740.4204 | 0 | 740.4204 | 2938.8733 | 0 | 0 | NA | 97.96%
| 10 | 12 | 2017-12-23 10:00 | 289.607 | 139.1051 | 742.1353 | 552.2109 | 1495.1315 | 70.2551 | 777.458 | 1461.2195 | 863.9838 | 35.1276 | 193.2025 | 200.3138 | 48.7885 | 705.8581 | 289.607 | 1495.1315 | 289.607 | 8555 | 10 | 11 | 2017-11-22 10:00 | WEEKDAY | 21.7642 | 6.34 | 809.946 | 785.6476 | 0 | 785.6476 | 2938.8733 | 0 | 0 | NA | 97.96%
| 11 | 12 | 2017-12-23 11:00 | 527.581 | 189.8912 | 664.9542 | 184.231 | 1432.6424 | 95.9047 | 726.122 | 1399.8945 | 819.0816 | 47.9523 | 240.6933 | 188.9198 | 60.7811 | 642.5834 | 527.581 | 1432.6424 | 527.581 | 8556 | 11 | 11 | 2017-11-22 11:00 | WEEKDAY | 21.3884 | 6.34 | 755.896 | 733.2191 | 0 | 733.2191 | 2938.8733 | 0 | 0 | NA | 97.96%
| 12 | 12 | 2017-12-23 12:00 | 478.2562 | 253.0812 | 615.8158 | 203.2467 | 1410.7573 | 127.8188 | 670.58 | 1337.6703 | 748.8051 | 63.9094 | 497.0173 | 178.4702 | 125.5094 | 604.2302 | 478.2562 | 1410.7573 | 478.2562 | 8557 | 12 | 11 | 2017-11-22 12:00 | WEEKDAY | 21.1964 | 6.34 | 697.58 | 676.6526 | 0 | 676.6526 | 2938.8733 | 0 | 0 | NA | 97.96%
| 13 | 12 | 2017-12-23 13:00 | 330.8468 | 231.632 | 631.4707 | 580.968 | 1394.3571 | 116.9859 | 678.138 | 1380.2427 | 735.1931 | 58.4929 | 472.1002 | 184.5564 | 119.2172 | 634.2667 | 330.8468 | 1394.3571 | 330.8468 | 8558 | 13 | 11 | 2017-11-22 13:00 | WEEKDAY | 20.8846 | 6.34 | 705.527 | 684.3612 | 0 | 684.3612 | 2938.8733 | 0 | 0 | NA | 97.96%
| 14 | 12 | 2017-12-23 14:00 | 330.063 | 248.2795 | 655.0295 | 611.2458 | 1232.9184 | 125.3937 | 735.709 | 1447.8092 | 776.9477 | 62.6969 | 636.3907 | 195.0877 | 160.7047 | 671.8305 | 330.063 | 1232.9184 | 330.063 | 8559 | 14 | 11 | 2017-11-22 14:00 | WEEKDAY | 20.8846 | 2.2 | 765.985 | 743.0054 | 0 | 743.0054 | 2938.8733 | 0 | 0 | NA | 97.96%
| 15 | 12 | 2017-12-23 15:00 | 417.4021 | 201.5114 | 704.9414 | 367.4571 | 797.7262 | 101.7734 | 791.525 | 1454.0439 | 812.1393 | 50.8867 | 489.1987 | 193.1029 | 123.535 | 653.669 | 417.4021 | 797.7262 | 417.4021 | 8560 | 15 | 11 | 2017-11-22 15:00 | WEEKDAY | 20.7259 | 2.2 | 824.773 | 800.0298 | 0 | 800.0298 | 2938.8733 | 0 | 0 | NA | 97.96%
| 16 | 12 | 2017-12-23 16:00 | 47.7377 | 154.7129 | 519.3184 | 265.0404 | 178.3905 | 78.1378 | 761.209 | 878.1776 | 807.8121 | 39.0689 | 96.2497 | 123.8358 | 24.3055 | 327.6079 | 47.7377 | 178.3905 | 47.7377 | 8561 | 16 | 11 | 2017-11-22 16:00 | WEEKDAY | 20.8401 | 2.2 | 792.868 | 769.082 | 0 | 769.082 | 2938.8733 | 0 | 0 | NA | 97.96%
| 17 | 12 | 2017-12-23 17:00 | 0 | 0 | 41.1732 | 19.5016 | 15.6281 | 0 | 370.203 | 20.2934 | 631.081 | 0 | 15.6792 | 10.1307 | 3.9594 | 0 | 0 | 15.6281 | 0 | 8562 | 17 | 11 | 2017-11-22 17:00 | WEEKDAY | 21.7725 | 17.18 | 384.95 | 373.4015 | 0 | 373.4015 | 2938.8733 | 0 | 0 | NA | 97.96%
| 18 | 12 | 2017-12-23 18:00 | 0 | 0 | 0 | 0 | 0 | 0 | 0 | 0 | 0 | 0 | 0 | 0 | 0 | 0 | 0 | 0 | 0 | 8563 | 18 | 11 | 2017-11-22 18:00 | WEEKDAY | 21.7336 | 17.18 | 0 | 0 | 0 | 0 | 2938.8733 | 0 | 0 | NA | 97.96%
| 19 | 12 | 2017-12-23 19:00 | 0 | 0 | 0 | 0 | 0 | 0 | 0 | 0 | 0 | 0 | 0 | 0 | 0 | 0 | 0 | 0 | 0 | 8564 | 19 | 11 | 2017-11-22 19:00 | WEEKDAY | 21.2659 | 17.18 | 0 | 0 | 0 | 0 | 2938.8733 | 0 | 0 | NA | 97.96%
| 20 | 12 | 2017-12-23 20:00 | 0 | 0 | 0 | 0 | 0 | 0 | 0 | 0 | 0 | 0 | 0 | 0 | 0 | 0 | 0 | 0 | 0 | 8565 | 20 | 11 | 2017-11-22 20:00 | WEEKDAY | 21.2659 | 18.29 | 0 | 0 | 0 | 0 | 2938.8733 | 2472 | 200 | YES | 97.96%
| 21 | 12 | 2017-12-23 21:00 | 0 | 0 | 0 | 0 | 0 | 0 | 0 | 0 | 0 | 0 | 0 | 0 | 0 | 0 | 0 | 0 | 0 | 8566 | 21 | 11 | 2017-11-22 21:00 | WEEKDAY | 21.3049 | 18.29 | 0 | 0 | 0 | 0 | 2938.8733 | 2472 | 200 | YES | 97.96%
| 22 | 12 | 2017-12-23 22:00 | 0 | 0 | 0 | 0 | 0 | 0 | 0 | 0 | 0 | 0 | 0 | 0 | 0 | 0 | 0 | 0 | 0 | 8567 | 22 | 11 | 2017-11-22 22:00 | WEEKDAY | 21.2381 | 18.29 | 0 | 0 | 0 | 0 | 2938.8733 | 2472 | 200 | YES | 97.96%
| 23 | 12 | 2017-12-23 23:00 | 0 | 0 | 0 | 0 | 0 | 0 | 0 | 0 | 0 | 0 | 0 | 0 | 0 | 0 | 0 | 0 | 0 | 8568 | 23 | 11 | 2017-11-22 23:00 | WEEKDAY | 21.021 | 2.53 | 0 | 0 | 0 | 0 | 2938.8733 | 0 | 0 | NA | 97.96%
| 0 | 12 | 2017-12-24 | 0 | 0 | 0 | 0 | 0 | 0 | 0 | 0 | 0 | 0 | 0 | 0 | 0 | 0 | 0 | 0 | 0 | 8569 | 0 | 11 | 2017-11-23 | WEEKDAY | 20.545 | 2.53 | 0 | 0 | 0 | 0 | 2938.8733 | 0 | 0 | NA | 97.96%
| 1 | 12 | 2017-12-24 01:00 | 0 | 0 | 0 | 0 | 0 | 0 | 0 | 0 | 0 | 0 | 0 | 0 | 0 | 0 | 0 | 0 | 0 | 8570 | 1 | 11 | 2017-11-23 01:00 | WEEKDAY | 19.9744 | 2.53 | 0 | 0 | 0 | 0 | 2938.8733 | 0 | 0 | NA | 97.96%
| 2 | 12 | 2017-12-24 02:00 | 0 | 0 | 0 | 0 | 0 | 0 | 0 | 0 | 0 | 0 | 0 | 0 | 0 | 0 | 0 | 0 | 0 | 8571 | 2 | 11 | 2017-11-23 02:00 | WEEKDAY | 20.0997 | 2.53 | 0 | 0 | 0 | 0 | 2938.8733 | 0 | 0 | NA | 97.96%
| 3 | 12 | 2017-12-24 03:00 | 0 | 0 | 0 | 0 | 0 | 0 | 0 | 0 | 0 | 0 | 0 | 0 | 0 | 0 | 0 | 0 | 0 | 8572 | 3 | 11 | 2017-11-23 03:00 | WEEKDAY | 20.0496 | 2.53 | 0 | 0 | 0 | 0 | 2938.8733 | 0 | 0 | NA | 97.96%
| 4 | 12 | 2017-12-24 04:00 | 0 | 0 | 0 | 0 | 0 | 0 | 0 | 0 | 0 | 0 | 0 | 0 | 0 | 0 | 0 | 0 | 0 | 8573 | 4 | 11 | 2017-11-23 04:00 | WEEKDAY | 20.4866 | 2.53 | 0 | 0 | 0 | 0 | 2938.8733 | 0 | 0 | NA | 97.96%
| 5 | 12 | 2017-12-24 05:00 | 0 | 0 | 0 | 0 | 0 | 0 | 0 | 0 | 0 | 0 | 0 | 0 | 0 | 0 | 0 | 0 | 0 | 8574 | 5 | 11 | 2017-11-23 05:00 | WEEKDAY | 21.2075 | 2.53 | 0 | 0 | 0 | 0 | 2938.8733 | 0 | 0 | NA | 97.96%
| 6 | 12 | 2017-12-24 06:00 | 0 | 0 | 0 | 0 | 0 | 0 | 0 | 0 | 0 | 0 | 0 | 0 | 0 | 0 | 0 | 0 | 0 | 8575 | 6 | 11 | 2017-11-23 06:00 | WEEKDAY | 21.252 | 2.53 | 0 | 0 | 0 | 0 | 2938.8733 | 0 | 0 | NA | 97.96%
| 7 | 12 | 2017-12-24 07:00 | 116.3627 | 0 | 0 | 5.6662 | 0 | 0 | 0 | 0 | 0 | 0 | 4.7735 | 2.9008 | 1.2054 | 0 | 116.3627 | 0 | 116.3627 | 8576 | 7 | 11 | 2017-11-23 07:00 | WEEKDAY | 21.3661 | 2.53 | 0 | 0 | 0 | 0 | 2938.8733 | 0 | 0 | NA | 97.96%
| 8 | 12 | 2017-12-24 08:00 | 619.7987 | 91.0004 | 129.7201 | 331.4621 | 33.2259 | 45.9598 | 72.4459 | 51.1042 | 331.5538 | 22.9799 | 298.9823 | 84.4967 | 75.5006 | 409.6611 | 619.7987 | 33.2259 | 619.7987 | 8577 | 8 | 11 | 2017-11-23 08:00 | WEEKDAY | 21.8505 | 2.53 | 79.2109 | 76.8346 | 0 | 76.8346 | 2938.8733 | 0 | 0 | NA | 97.96%
| 9 | 12 | 2017-12-24 09:00 | 722.4388 | 186.4766 | 481.4608 | 533.3379 | 135.3568 | 94.1801 | 240.311 | 199.0477 | 989.5286 | 47.09 | 689.2565 | 185.3398 | 174.0547 | 710.8608 | 722.4388 | 135.3568 | 722.4388 | 8578 | 9 | 11 | 2017-11-23 09:00 | WEEKDAY | 27.1113 | 2.53 | 251.082 | 243.5495 | 0 | 243.5495 | 2938.8733 | 0 | 0 | NA | 97.96%
| 10 | 12 | 2017-12-24 10:00 | 694.9591 | 188.0557 | 209.7229 | 609.5913 | 208.9097 | 94.9776 | 377.976 | 653.5922 | 989.7459 | 47.4888 | 726.758 | 194.9502 | 183.5248 | 699.3821 | 694.9591 | 208.9097 | 694.9591 | 8579 | 10 | 11 | 2017-11-23 10:00 | WEEKDAY | 25.2742 | 2.53 | 392.951 | 381.1625 | 0 | 381.1625 | 2938.8733 | 0 | 0 | NA | 97.96%
| 11 | 12 | 2017-12-24 11:00 | 636.289 | 335.2873 | 193.9072 | 669.2431 | 412.9857 | 169.337 | 397.407 | 1115.6607 | 989.5282 | 84.6685 | 680.9114 | 176.7592 | 171.9473 | 646.0712 | 636.289 | 412.9857 | 636.289 | 8580 | 11 | 11 | 2017-11-23 11:00 | WEEKDAY | 23.348 | 2.53 | 413.018 | 400.6275 | 0 | 400.6275 | 2938.8733 | 0 | 0 | NA | 97.96%
| 12 | 12 | 2017-12-24 12:00 | 642.832 | 343.4975 | 343.8841 | 457.1373 | 418.7286 | 173.4836 | 374.848 | 671.2938 | 725.3126 | 86.7418 | 652.8158 | 173.6019 | 164.8525 | 617.0817 | 642.832 | 418.7286 | 642.832 | 8581 | 12 | 11 | 2017-11-23 12:00 | WEEKDAY | 22.1873 | 2.53 | 389.701 | 378.01 | 0 | 378.01 | 2938.8733 | 0 | 0 | NA | 97.96%
| 13 | 12 | 2017-12-24 13:00 | 714.983 | 204.4848 | 533.2415 | 466.0327 | 436.5415 | 103.2751 | 393.602 | 562.7883 | 707.5791 | 51.6376 | 663.7947 | 174.381 | 167.6249 | 638.4151 | 714.983 | 436.5415 | 714.983 | 8582 | 13 | 11 | 2017-11-23 13:00 | WEEKDAY | 21.4413 | 2.53 | 409.099 | 396.826 | 0 | 396.826 | 2938.8733 | 0 | 0 | NA | 97.96%
| 14 | 12 | 2017-12-24 14:00 | 622.9934 | 257.2882 | 576.1449 | 448.6326 | 517.8926 | 129.9435 | 530.709 | 1089.4417 | 747.289 | 64.9718 | 706.3506 | 186.8985 | 178.3714 | 683.7861 | 622.9934 | 517.8926 | 622.9934 | 8583 | 14 | 11 | 2017-11-23 14:00 | WEEKDAY | 21.2687 | 2.53 | 551.432 | 534.889 | 0 | 534.889 | 2938.8733 | 0 | 0 | NA | 97.96%
| 15 | 12 | 2017-12-24 15:00 | 560.2258 | 414.2703 | 244.9745 | 546.9826 | 814.4096 | 209.2274 | 709.142 | 706.8462 | 795.8772 | 104.6137 | 695.7232 | 189.88 | 175.6877 | 667.8596 | 560.2258 | 814.4096 | 560.2258 | 8584 | 15 | 11 | 2017-11-23 15:00 | WEEKDAY | 21.0544 | 2.53 | 738.083 | 715.9405 | 0 | 715.9405 | 2938.8733 | 0 | 0 | NA | 97.96%
| 16 | 12 | 2017-12-24 16:00 | 59.4814 | 396.4937 | 23.4514 | 180.0289 | 591.1156 | 200.2493 | 746.602 | 363.6551 | 792.5686 | 100.1247 | 493.6974 | 112.6764 | 124.6711 | 344.2624 | 59.4814 | 591.1156 | 59.4814 | 8585 | 16 | 11 | 2017-11-23 16:00 | WEEKDAY | 20.8456 | 2.53 | 777.488 | 754.1634 | 0 | 754.1634 | 2938.8733 | 0 | 0 | NA | 97.96%
| 17 | 12 | 2017-12-24 17:00 | 0 | 43.6377 | 0 | 10.2595 | 53.0114 | 22.0392 | 163.955 | 15.0999 | 0 | 11.0196 | 50.2303 | 10.4485 | 12.6844 | 0 | 0 | 53.0114 | 0 | 8586 | 17 | 11 | 2017-11-23 17:00 | WEEKDAY | 21.2158 | 2.53 | 172.73 | 167.5481 | 0 | 167.5481 | 2938.8733 | 0 | 0 | NA | 97.96%
| 18 | 12 | 2017-12-24 18:00 | 0 | 0 | 0 | 0 | 0 | 0 | 0 | 0 | 0 | 0 | 0 | 0 | 0 | 0 | 0 | 0 | 0 | 8587 | 18 | 11 | 2017-11-23 18:00 | WEEKDAY | 21.3244 | 2.53 | 0 | 0 | 0 | 0 | 2938.8733 | 0 | 0 | NA | 97.96%
| 19 | 12 | 2017-12-24 19:00 | 0 | 0 | 0 | 0 | 0 | 0 | 0 | 0 | 0 | 0 | 0 | 0 | 0 | 0 | 0 | 0 | 0 | 8588 | 19 | 11 | 2017-11-23 19:00 | WEEKDAY | 20.8874 | 2.53 | 0 | 0 | 0 | 0 | 2938.8733 | 0 | 0 | NA | 97.96%
| 20 | 12 | 2017-12-24 20:00 | 0 | 0 | 0 | 0 | 0 | 0 | 0 | 0 | 0 | 0 | 0 | 0 | 0 | 0 | 0 | 0 | 0 | 8589 | 20 | 11 | 2017-11-23 20:00 | WEEKDAY | 19.6543 | 2.53 | 0 | 0 | 0 | 0 | 2938.8733 | 0 | 0 | NA | 97.96%
| 21 | 12 | 2017-12-24 21:00 | 0 | 0 | 0 | 0 | 0 | 0 | 0 | 0 | 0 | 0 | 0 | 0 | 0 | 0 | 0 | 0 | 0 | 8590 | 21 | 11 | 2017-11-23 21:00 | WEEKDAY | 19.2423 | 2.53 | 0 | 0 | 0 | 0 | 2938.8733 | 0 | 0 | NA | 97.96%
| 22 | 12 | 2017-12-24 22:00 | 0 | 0 | 0 | 0 | 0 | 0 | 0 | 0 | 0 | 0 | 0 | 0 | 0 | 0 | 0 | 0 | 0 | 8591 | 22 | 11 | 2017-11-23 22:00 | WEEKDAY | 18.822 | 2.53 | 0 | 0 | 0 | 0 | 2938.8733 | 0 | 0 | NA | 97.96%
| 23 | 12 | 2017-12-24 23:00 | 0 | 0 | 0 | 0 | 0 | 0 | 0 | 0 | 0 | 0 | 0 | 0 | 0 | 0 | 0 | 0 | 0 | 8592 | 23 | 11 | 2017-11-23 23:00 | WEEKDAY | 18.4852 | 2.53 | 0 | 0 | 0 | 0 | 2938.8733 | 0 | 0 | NA | 97.96%
| 0 | 12 | 2017-12-25 | 0 | 0 | 0 | 0 | 0 | 0 | 0 | 0 | 0 | 0 | 0 | 0 | 0 | 0 | 0 | 0 | 0 | 8593 | 0 | 11 | 2017-11-24 | WEEKDAY | 18.1122 | 2.53 | 0 | 0 | 0 | 0 | 2938.8733 | 0 | 0 | NA | 97.96%
| 1 | 12 | 2017-12-25 01:00 | 0 | 0 | 0 | 0 | 0 | 0 | 0 | 0 | 0 | 0 | 0 | 0 | 0 | 0 | 0 | 0 | 0 | 8594 | 1 | 11 | 2017-11-24 01:00 | WEEKDAY | 17.7838 | 2.53 | 0 | 0 | 0 | 0 | 2938.8733 | 0 | 0 | NA | 97.96%
| 2 | 12 | 2017-12-25 02:00 | 0 | 0 | 0 | 0 | 0 | 0 | 0 | 0 | 0 | 0 | 0 | 0 | 0 | 0 | 0 | 0 | 0 | 8595 | 2 | 11 | 2017-11-24 02:00 | WEEKDAY | 17.5555 | 2.53 | 0 | 0 | 0 | 0 | 2938.8733 | 0 | 0 | NA | 97.96%
| 3 | 12 | 2017-12-25 03:00 | 0 | 0 | 0 | 0 | 0 | 0 | 0 | 0 | 0 | 0 | 0 | 0 | 0 | 0 | 0 | 0 | 0 | 8596 | 3 | 11 | 2017-11-24 03:00 | WEEKDAY | 17.6502 | 2.53 | 0 | 0 | 0 | 0 | 2938.8733 | 0 | 0 | NA | 97.96%
| 4 | 12 | 2017-12-25 04:00 | 0 | 0 | 0 | 0 | 0 | 0 | 0 | 0 | 0 | 0 | 0 | 0 | 0 | 0 | 0 | 0 | 0 | 8597 | 4 | 11 | 2017-11-24 04:00 | WEEKDAY | 17.8868 | 2.53 | 0 | 0 | 0 | 0 | 2938.8733 | 0 | 0 | NA | 97.96%
| 5 | 12 | 2017-12-25 05:00 | 0 | 0 | 0 | 0 | 0 | 0 | 0 | 0 | 0 | 0 | 0 | 0 | 0 | 0 | 0 | 0 | 0 | 8598 | 5 | 11 | 2017-11-24 05:00 | WEEKDAY | 19.1366 | 2.53 | 0 | 0 | 0 | 0 | 2938.8733 | 0 | 0 | NA | 97.96%
| 6 | 12 | 2017-12-25 06:00 | 0 | 0 | 0 | 0 | 0 | 0 | 0 | 0 | 0 | 0 | 0 | 0 | 0 | 0 | 0 | 0 | 0 | 8599 | 6 | 11 | 2017-11-24 06:00 | WEEKDAY | 18.7914 | 2.53 | 0 | 0 | 0 | 0 | 2938.8733 | 0 | 0 | NA | 97.96%
| 7 | 12 | 2017-12-25 07:00 | 59.8368 | 0 | 0 | 11.0721 | 25.0089 | 0 | 0 | 8.573 | 0 | 0 | 5.5606 | 1.9049 | 1.4042 | 0 | 59.8368 | 25.0089 | 59.8368 | 8600 | 7 | 11 | 2017-11-24 07:00 | WEEKDAY | 18.6411 | 2.53 | 0 | 0 | 0 | 0 | 2938.8733 | 0 | 0 | NA | 97.96%
| 8 | 12 | 2017-12-25 08:00 | 254.9198 | 69.598 | 235.6133 | 122.259 | 668.0597 | 35.1505 | 339.207 | 931.7838 | 336.6395 | 17.5753 | 303.6698 | 44.0644 | 76.6843 | 365.9496 | 254.9198 | 668.0597 | 254.9198 | 8601 | 8 | 11 | 2017-11-24 08:00 | WEEKDAY | 18.6717 | 2.53 | 352.968 | 342.379 | 0 | 342.379 | 2938.8733 | 0 | 0 | NA | 97.96%
| 9 | 12 | 2017-12-25 09:00 | 385.8102 | 237.645 | 691.7576 | 237.5836 | 1396.8925 | 120.0227 | 711.776 | 1413.3906 | 776.2086 | 60.0114 | 693.9095 | 49.5158 | 175.2297 | 661.6861 | 385.8102 | 1396.8925 | 385.8102 | 8602 | 9 | 11 | 2017-11-24 09:00 | WEEKDAY | 20.2611 | 2.53 | 740.718 | 718.4965 | 0 | 718.4965 | 2938.8733 | 0 | 0 | NA | 97.96%
| 10 | 12 | 2017-12-25 10:00 | 390.8517 | 298.7705 | 777.3142 | 148.4801 | 1462.6043 | 150.8942 | 746.26 | 1460.2012 | 700.9356 | 75.4471 | 735.9236 | 99.165 | 185.8393 | 697.5508 | 390.8517 | 1462.6043 | 390.8517 | 8603 | 10 | 11 | 2017-11-24 10:00 | WEEKDAY | 20.5478 | 2.53 | 776.864 | 753.5581 | 0 | 753.5581 | 2938.8733 | 0 | 0 | NA | 97.96%
| 11 | 12 | 2017-12-25 11:00 | 258.635 | 557.1405 | 710.2491 | 336.756 | 1419.2569 | 281.3841 | 716.868 | 1365.5342 | 624.3725 | 140.692 | 688.5645 | 121.2603 | 173.8799 | 638.0412 | 258.635 | 1419.2569 | 258.635 | 8604 | 11 | 11 | 2017-11-24 11:00 | WEEKDAY | 19.8937 | 2.53 | 746.067 | 723.685 | 0 | 723.685 | 2938.8733 | 0 | 0 | NA | 97.96%
| 12 | 12 | 2017-12-25 12:00 | 402.7704 | 727.8166 | 639.3708 | 568.6495 | 1381.2583 | 367.5841 | 661.236 | 1260.6205 | 626.104 | 183.7921 | 648.82 | 122.2219 | 163.8434 | 596.1385 | 402.7704 | 1381.2583 | 402.7704 | 8605 | 12 | 11 | 2017-11-24 12:00 | WEEKDAY | 19.0252 | 2.53 | 687.69 | 667.0593 | 0 | 667.0593 | 2938.8733 | 0 | 0 | NA | 97.96%
| 13 | 12 | 2017-12-25 13:00 | 146.4315 | 1298.1781 | 643.3306 | 365.9983 | 1421.8321 | 655.6455 | 670.896 | 1337.8785 | 637.4869 | 327.8227 | 665.7663 | 126.0726 | 168.1228 | 621.8921 | 146.4315 | 1421.8321 | 146.4315 | 8606 | 13 | 11 | 2017-11-24 13:00 | WEEKDAY | 18.5409 | 2.53 | 697.867 | 676.931 | 0 | 676.931 | 2938.8733 | 0 | 0 | NA | 97.96%
| 14 | 12 | 2017-12-25 14:00 | 106.1367 | 1347.9102 | 684.8147 | 403.95 | 1482.6981 | 680.7627 | 723.285 | 1351.2053 | 672.7581 | 340.3814 | 706.1764 | 121.3303 | 178.3274 | 667.9375 | 106.1367 | 1482.6981 | 106.1367 | 8607 | 14 | 11 | 2017-11-24 14:00 | WEEKDAY | 18.4518 | 2.53 | 752.844 | 730.2587 | 0 | 730.2587 | 2938.8733 | 0 | 0 | NA | 97.96%
| 15 | 12 | 2017-12-25 15:00 | 59.15 | 880.9673 | 719.9487 | 105.1283 | 1461.5351 | 444.933 | 770.35 | 1373.3448 | 769.0761 | 222.4665 | 703.992 | 119.4651 | 177.7757 | 647.6759 | 59.15 | 1461.5351 | 59.15 | 8608 | 15 | 11 | 2017-11-24 15:00 | WEEKDAY | 18.6662 | 2.53 | 802.36 | 778.2892 | 0 | 778.2892 | 2938.8733 | 0 | 0 | NA | 97.96%
| 16 | 12 | 2017-12-25 16:00 | 5.9073 | 616.9419 | 521.7431 | 53.4724 | 1000.9331 | 311.5868 | 731.47 | 834.4893 | 793.1486 | 155.7934 | 520.854 | 84.2854 | 131.5288 | 328.1595 | 5.9073 | 1000.9331 | 5.9073 | 8609 | 16 | 11 | 2017-11-24 16:00 | WEEKDAY | 19.0391 | 2.53 | 761.485 | 738.6404 | 0 | 738.6404 | 2938.8733 | 0 | 0 | NA | 97.96%
| 17 | 12 | 2017-12-25 17:00 | 0 | 41.7773 | 45.71 | 0.88348 | 58.0345 | 21.0996 | 169.477 | 20.2021 | 321.6132 | 10.5498 | 55.7387 | 7.9385 | 14.0754 | 0 | 0 | 58.0345 | 0 | 8610 | 17 | 11 | 2017-11-24 17:00 | WEEKDAY | 19.4678 | 2.53 | 178.363 | 173.0121 | 0 | 173.0121 | 2938.8733 | 0 | 0 | NA | 97.96%
| 18 | 12 | 2017-12-25 18:00 | 0 | 0 | 0 | 0 | 0 | 0 | 0 | 0 | 0 | 0 | 0 | 0 | 0 | 0 | 0 | 0 | 0 | 8611 | 18 | 11 | 2017-11-24 18:00 | WEEKDAY | 18.5131 | 2.53 | 0 | 0 | 0 | 0 | 2938.8733 | 0 | 0 | NA | 97.96%
| 19 | 12 | 2017-12-25 19:00 | 0 | 0 | 0 | 0 | 0 | 0 | 0 | 0 | 0 | 0 | 0 | 0 | 0 | 0 | 0 | 0 | 0 | 8612 | 19 | 11 | 2017-11-24 19:00 | WEEKDAY | 17.9786 | 2.53 | 0 | 0 | 0 | 0 | 2938.8733 | 0 | 0 | NA | 97.96%
| 20 | 12 | 2017-12-25 20:00 | 0 | 0 | 0 | 0 | 0 | 0 | 0 | 0 | 0 | 0 | 0 | 0 | 0 | 0 | 0 | 0 | 0 | 8613 | 20 | 11 | 2017-11-24 20:00 | WEEKDAY | 18.0176 | 2.53 | 0 | 0 | 0 | 0 | 2938.8733 | 0 | 0 | NA | 97.96%
| 21 | 12 | 2017-12-25 21:00 | 0 | 0 | 0 | 0 | 0 | 0 | 0 | 0 | 0 | 0 | 0 | 0 | 0 | 0 | 0 | 0 | 0 | 8614 | 21 | 11 | 2017-11-24 21:00 | WEEKDAY | 9.5808 | 2.53 | 0 | 0 | 0 | 0 | 2938.8733 | 0 | 0 | NA | 97.96%
| 22 | 12 | 2017-12-25 22:00 | 0 | 0 | 0 | 0 | 0 | 0 | 0 | 0 | 0 | 0 | 0 | 0 | 0 | 0 | 0 | 0 | 0 | 8615 | 22 | 11 | 2017-11-24 22:00 | WEEKDAY | 11.4819 | 2.53 | 0 | 0 | 0 | 0 | 2938.8733 | 0 | 0 | NA | 97.96%
| 23 | 12 | 2017-12-25 23:00 | 0 | 0 | 0 | 0 | 0 | 0 | 0 | 0 | 0 | 0 | 0 | 0 | 0 | 0 | 0 | 0 | 0 | 8616 | 23 | 11 | 2017-11-24 23:00 | WEEKDAY | 3.1871 | 2.53 | 0 | 0 | 0 | 0 | 2938.8733 | 0 | 0 | NA | 97.96%
| 0 | 12 | 2017-12-26 | 0 | 0 | 0 | 0 | 0 | 0 | 0 | 0 | 0 | 0 | 0 | 0 | 0 | 0 | 0 | 0 | 0 | 8617 | 0 | 11 | 2017-11-25 | WEEKEND | 3.8885 | 2.53 | 0 | 0 | 0 | 0 | 2938.8733 | 0 | 0 | NA | 97.96%
| 1 | 12 | 2017-12-26 01:00 | 0 | 0 | 0 | 0 | 0 | 0 | 0 | 0 | 0 | 0 | 0 | 0 | 0 | 0 | 0 | 0 | 0 | 8618 | 1 | 11 | 2017-11-25 01:00 | WEEKEND | 8.8181 | 2.53 | 0 | 0 | 0 | 0 | 2938.8733 | 0 | 0 | NA | 97.96%
| 2 | 12 | 2017-12-26 02:00 | 0 | 0 | 0 | 0 | 0 | 0 | 0 | 0 | 0 | 0 | 0 | 0 | 0 | 0 | 0 | 0 | 0 | 8619 | 2 | 11 | 2017-11-25 02:00 | WEEKEND | 14.5828 | 2.53 | 0 | 0 | 0 | 0 | 2938.8733 | 0 | 0 | NA | 97.96%
| 3 | 12 | 2017-12-26 03:00 | 0 | 0 | 0 | 0 | 0 | 0 | 0 | 0 | 0 | 0 | 0 | 0 | 0 | 0 | 0 | 0 | 0 | 8620 | 3 | 11 | 2017-11-25 03:00 | WEEKEND | 10.8417 | 2.53 | 0 | 0 | 0 | 0 | 2938.8733 | 0 | 0 | NA | 97.96%
| 4 | 12 | 2017-12-26 04:00 | 0 | 0 | 0 | 0 | 0 | 0 | 0 | 0 | 0 | 0 | 0 | 0 | 0 | 0 | 0 | 0 | 0 | 8621 | 4 | 11 | 2017-11-25 04:00 | WEEKEND | 2.5497 | 2.53 | 0 | 0 | 0 | 0 | 2938.8733 | 0 | 0 | NA | 97.96%
| 5 | 12 | 2017-12-26 05:00 | 0 | 0 | 0 | 0 | 0 | 0 | 0 | 0 | 0 | 0 | 0 | 0 | 0 | 0 | 0 | 0 | 0 | 8622 | 5 | 11 | 2017-11-25 05:00 | WEEKEND | 8.7485 | 2.53 | 0 | 0 | 0 | 0 | 2938.8733 | 0 | 0 | NA | 97.96%
| 6 | 12 | 2017-12-26 06:00 | 0 | 0 | 0 | 0 | 0 | 0 | 0 | 0 | 0 | 0 | 0 | 0 | 0 | 0 | 0 | 0 | 0 | 8623 | 6 | 11 | 2017-11-25 06:00 | WEEKEND | 14.3684 | 2.53 | 0 | 0 | 0 | 0 | 2938.8733 | 0 | 0 | NA | 97.96%
| 7 | 12 | 2017-12-26 07:00 | 143.7466 | 0 | 0 | 0 | 14.3817 | 0 | 0 | 6.3983 | 0 | 0 | 4.6936 | 0.96503 | 1.1852 | 0 | 143.7466 | 14.3817 | 143.7466 | 8624 | 7 | 11 | 2017-11-25 07:00 | WEEKEND | 16.74 | 2.53 | 0 | 0 | 0 | 0 | 2938.8733 | 0 | 0 | NA | 97.96%
| 8 | 12 | 2017-12-26 08:00 | 682.5521 | 483.0257 | 217.6635 | 32.4669 | 768.6161 | 243.9524 | 345.898 | 854.6913 | 345.5538 | 121.9762 | 206.6673 | 9.724 | 52.1887 | 372.1649 | 682.5521 | 768.6161 | 682.5521 | 8625 | 8 | 11 | 2017-11-25 08:00 | WEEKEND | 19.6404 | 2.53 | 359.942 | 349.1437 | 0 | 349.1437 | 2938.8733 | 0 | 0 | NA | 97.96%
| 9 | 12 | 2017-12-26 09:00 | 751.9118 | 138.0761 | 696.0385 | 66.8382 | 1379.6081 | 69.7354 | 765.637 | 1320.477 | 420.9043 | 34.8677 | 566.7043 | 50.9046 | 143.1071 | 679.5927 | 751.9118 | 1379.6081 | 751.9118 | 8626 | 9 | 11 | 2017-11-25 09:00 | WEEKEND | 18.8638 | 2.53 | 797.636 | 773.7069 | 0 | 773.7069 | 2938.8733 | 0 | 0 | NA | 97.96%
| 10 | 12 | 2017-12-26 10:00 | 703.1189 | 701.2919 | 713.2521 | 97.4861 | 1462.764 | 354.1878 | 811.124 | 1370.4188 | 859.484 | 177.0939 | 654.4056 | 58.5693 | 165.2539 | 693.177 | 703.1189 | 1462.764 | 703.1189 | 8627 | 10 | 11 | 2017-11-25 10:00 | WEEKEND | 18.6884 | 2.53 | 845.531 | 820.1651 | 0 | 820.1651 | 2938.8733 | 0 | 0 | NA | 97.96%
| 11 | 12 | 2017-12-26 11:00 | 645.003 | 387.9688 | 671.3006 | 128.3437 | 1395.809 | 195.9438 | 755.421 | 1316.5706 | 813.0026 | 97.9719 | 600.7293 | 74.4052 | 151.6993 | 629.3374 | 645.003 | 1395.809 | 645.003 | 8628 | 11 | 11 | 2017-11-25 11:00 | WEEKEND | 19.3509 | 2.53 | 786.779 | 763.1756 | 0 | 763.1756 | 2938.8733 | 0 | 0 | NA | 97.96%
| 12 | 12 | 2017-12-26 12:00 | 651.1068 | 342.2088 | 604.6856 | 174.7848 | 1330.2582 | 172.8327 | 695.192 | 1266.9571 | 749.9797 | 86.4164 | 585.998 | 83.5341 | 147.9793 | 594.1481 | 651.1068 | 1330.2582 | 651.1068 | 8629 | 12 | 11 | 2017-11-25 12:00 | WEEKEND | 20.8122 | 2.53 | 723.447 | 701.7436 | 0 | 701.7436 | 2938.8733 | 0 | 0 | NA | 97.96%
| 13 | 12 | 2017-12-26 13:00 | 704.7611 | 280.1556 | 645.6143 | 157.3612 | 1409.2889 | 141.4927 | 693.155 | 1285.4273 | 732.4645 | 70.7464 | 612.127 | 72.3393 | 154.5775 | 593.3994 | 704.7611 | 1409.2889 | 704.7611 | 8630 | 13 | 11 | 2017-11-25 13:00 | WEEKEND | 21.2966 | 2.53 | 721.293 | 699.6542 | 0 | 699.6542 | 2938.8733 | 0 | 0 | NA | 97.96%
| 14 | 12 | 2017-12-26 14:00 | 731.8672 | 280.4378 | 645.1733 | 119.0316 | 1482.3766 | 141.6353 | 747.078 | 1347.2295 | 990.2608 | 70.8176 | 638.3682 | 71.814 | 161.2041 | 634.323 | 731.8672 | 1482.3766 | 731.8672 | 8631 | 14 | 11 | 2017-11-25 14:00 | WEEKEND | 20.584 | 2.53 | 777.948 | 754.6096 | 0 | 754.6096 | 2938.8733 | 0 | 0 | NA | 97.96%
| 15 | 12 | 2017-12-26 15:00 | 572.6164 | 186.0795 | 711.5085 | 83.8465 | 1453.1734 | 93.9795 | 796.017 | 1309.6888 | 819.0214 | 46.9898 | 595.7149 | 50.5539 | 150.4331 | 619.7856 | 572.6164 | 1453.1734 | 572.6164 | 8632 | 15 | 11 | 2017-11-25 15:00 | WEEKEND | 20.8261 | 2.53 | 829.503 | 804.6179 | 0 | 804.6179 | 2938.8733 | 0 | 0 | NA | 97.96%
| 16 | 12 | 2017-12-26 16:00 | 67.7034 | 276.4798 | 524.5715 | 59.2599 | 1042.8341 | 139.6363 | 748.537 | 828.3297 | 990.1248 | 69.8181 | 218.8914 | 25.9473 | 55.2756 | 331.4755 | 67.7034 | 1042.8341 | 67.7034 | 8633 | 16 | 11 | 2017-11-25 16:00 | WEEKEND | 20.4253 | 2.53 | 779.469 | 756.0849 | 0 | 756.0849 | 2938.8733 | 0 | 0 | NA | 97.96%
| 17 | 12 | 2017-12-26 17:00 | 0 | 36.0449 | 45.7236 | 12.2344 | 60.289 | 18.2045 | 360.264 | 24.3458 | 989.6371 | 9.1023 | 44.5853 | 6.2664 | 11.2589 | 0 | 0 | 60.289 | 0 | 8634 | 17 | 11 | 2017-11-25 17:00 | WEEKEND | 21.8199 | 2.53 | 374.676 | 363.4357 | 0 | 363.4357 | 2938.8733 | 0 | 0 | NA | 97.96%
| 18 | 12 | 2017-12-26 18:00 | 0 | 0 | 0 | 0 | 0 | 0 | 0 | 0 | 970 | 0 | 0 | 0 | 0 | 0 | 0 | 0 | 0 | 8635 | 18 | 11 | 2017-11-25 18:00 | WEEKEND | 21.3801 | 2.53 | 0 | 0 | 0 | 0 | 2938.8733 | 0 | 0 | NA | 97.96%
| 19 | 12 | 2017-12-26 19:00 | 0 | 0 | 0 | 0 | 0 | 0 | 0 | 0 | 0 | 0 | 0 | 0 | 0 | 0 | 0 | 0 | 0 | 8636 | 19 | 11 | 2017-11-25 19:00 | WEEKEND | 20.2054 | 2.53 | 0 | 0 | 0 | 0 | 2938.8733 | 0 | 0 | NA | 97.96%
| 20 | 12 | 2017-12-26 20:00 | 0 | 0 | 0 | 0 | 0 | 0 | 0 | 0 | 0 | 0 | 0 | 0 | 0 | 0 | 0 | 0 | 0 | 8637 | 20 | 11 | 2017-11-25 20:00 | WEEKEND | 20.4114 | 2.53 | 0 | 0 | 0 | 0 | 2938.8733 | 0 | 0 | NA | 97.96%
| 21 | 12 | 2017-12-26 21:00 | 0 | 0 | 0 | 0 | 0 | 0 | 0 | 0 | 970 | 0 | 0 | 0 | 0 | 0 | 0 | 0 | 0 | 8638 | 21 | 11 | 2017-11-25 21:00 | WEEKEND | 21.06 | 2.53 | 0 | 0 | 0 | 0 | 2938.8733 | 0 | 0 | NA | 97.96%
| 22 | 12 | 2017-12-26 22:00 | 0 | 0 | 0 | 0 | 0 | 0 | 0 | 0 | 100 | 0 | 0 | 0 | 0 | 0 | 0 | 0 | 0 | 8639 | 22 | 11 | 2017-11-25 22:00 | WEEKEND | 21.5415 | 2.53 | 0 | 0 | 0 | 0 | 2938.8733 | 0 | 0 | NA | 97.96%
| 23 | 12 | 2017-12-26 23:00 | 0 | 0 | 0 | 0 | 0 | 0 | 0 | 0 | 0 | 0 | 0 | 0 | 0 | 0 | 0 | 0 | 0 | 8640 | 23 | 11 | 2017-11-25 23:00 | WEEKEND | 21.252 | 2.53 | 0 | 0 | 0 | 0 | 2938.8733 | 0 | 0 | NA | 97.96%
| 0 | 12 | 2017-12-27 | 0 | 0 | 0 | 0 | 0 | 0 | 0 | 0 | 0 | 0 | 0 | 0 | 0 | 0 | 0 | 0 | 0 | 8641 | 0 | 11 | 2017-11-26 | WEEKEND | 21.2214 | 2.53 | 0 | 0 | 0 | 0 | 2938.8733 | 0 | 0 | NA | 97.96%
| 1 | 12 | 2017-12-27 01:00 | 0 | 0 | 0 | 0 | 0 | 0 | 0 | 0 | 0 | 0 | 0 | 0 | 0 | 0 | 0 | 0 | 0 | 8642 | 1 | 11 | 2017-11-26 01:00 | WEEKEND | 21.1797 | 2.53 | 0 | 0 | 0 | 0 | 2938.8733 | 0 | 0 | NA | 97.96%
| 2 | 12 | 2017-12-27 02:00 | 0 | 0 | 0 | 0 | 0 | 0 | 0 | 0 | 0 | 0 | 0 | 0 | 0 | 0 | 0 | 0 | 0 | 8643 | 2 | 11 | 2017-11-26 02:00 | WEEKEND | 21.1908 | 2.53 | 0 | 0 | 0 | 0 | 2938.8733 | 0 | 0 | NA | 97.96%
| 3 | 12 | 2017-12-27 03:00 | 0 | 0 | 0 | 0 | 0 | 0 | 0 | 0 | 0 | 0 | 0 | 0 | 0 | 0 | 0 | 0 | 0 | 8644 | 3 | 11 | 2017-11-26 03:00 | WEEKEND | 21.2019 | 2.53 | 0 | 0 | 0 | 0 | 2938.8733 | 0 | 0 | NA | 97.96%
| 4 | 12 | 2017-12-27 04:00 | 0 | 0 | 0 | 0 | 0 | 0 | 0 | 0 | 0 | 0 | 0 | 0 | 0 | 0 | 0 | 0 | 0 | 8645 | 4 | 11 | 2017-11-26 04:00 | WEEKEND | 21.4302 | 2.53 | 0 | 0 | 0 | 0 | 2938.8733 | 0 | 0 | NA | 97.96%
| 5 | 12 | 2017-12-27 05:00 | 0 | 0 | 0 | 0 | 0 | 0 | 0 | 0 | 0 | 0 | 0 | 0 | 0 | 0 | 0 | 0 | 0 | 8646 | 5 | 11 | 2017-11-26 05:00 | WEEKEND | 21.7503 | 2.53 | 0 | 0 | 0 | 0 | 2938.8733 | 0 | 0 | NA | 97.96%
| 6 | 12 | 2017-12-27 06:00 | 0 | 0 | 0 | 0 | 0 | 0 | 0 | 0 | 0 | 0 | 0 | 0 | 0 | 0 | 0 | 0 | 0 | 8647 | 6 | 11 | 2017-11-26 06:00 | WEEKEND | 21.2799 | 2.53 | 0 | 0 | 0 | 0 | 2938.8733 | 0 | 0 | NA | 97.96%
| 7 | 12 | 2017-12-27 07:00 | 127.2837 | 0 | 0 | 5.1424 | 15.1101 | 0 | 0 | 7.3343 | 0 | 0 | 0 | 2.1392 | 0 | 0 | 127.2837 | 15.1101 | 127.2837 | 8648 | 7 | 11 | 2017-11-26 07:00 | WEEKEND | 21.4162 | 2.53 | 0 | 0 | 0 | 0 | 2938.8733 | 0 | 0 | NA | 97.96%
| 8 | 12 | 2017-12-27 08:00 | 653.7403 | 186.4446 | 181.7031 | 109.711 | 457.7637 | 94.1639 | 312.297 | 910.3073 | 0 | 47.082 | 47.5192 | 21.6927 | 11.9998 | 217.4427 | 653.7403 | 457.7637 | 653.7403 | 8649 | 8 | 11 | 2017-11-26 08:00 | WEEKEND | 22.4294 | 2.53 | 325.215 | 315.4585 | 0 | 315.4585 | 2938.8733 | 0 | 0 | NA | 97.96%
| 9 | 12 | 2017-12-27 09:00 | 729.8182 | 153.3648 | 366.9353 | 230.262 | 1154.4522 | 77.4569 | 717.324 | 1460.9004 | 0 | 38.7285 | 129.1937 | 45.4855 | 32.6247 | 478.0098 | 729.8182 | 1154.4522 | 729.8182 | 8650 | 9 | 11 | 2017-11-26 09:00 | WEEKEND | 35.8737 | 2.53 | 746.695 | 724.2942 | 0 | 724.2942 | 2938.8733 | 0 | 0 | NA | 97.96%
| 10 | 12 | 2017-12-27 10:00 | 681.9283 | 588.583 | 264.54 | 239.9764 | 923.5677 | 297.2642 | 751.931 | 1398.3014 | 0 | 148.6321 | 226.1457 | 57.8996 | 57.1075 | 659.0123 | 681.9283 | 923.5677 | 681.9283 | 8651 | 10 | 11 | 2017-11-26 10:00 | WEEKEND | 27.8768 | 2.53 | 782.927 | 759.4392 | 0 | 759.4392 | 2938.8733 | 0 | 0 | NA | 97.96%
| 11 | 12 | 2017-12-27 11:00 | 628.2138 | 1265.719 | 257.787 | 450.5264 | 1076.5644 | 639.252 | 700.941 | 1330.5378 | 0 | 319.626 | 232.1496 | 78.5507 | 58.6236 | 629.8916 | 628.2138 | 1076.5644 | 628.2138 | 8652 | 11 | 11 | 2017-11-26 11:00 | WEEKEND | 24.2638 | 2.53 | 729.288 | 707.4094 | 0 | 707.4094 | 2938.8733 | 0 | 0 | NA | 97.96%
| 12 | 12 | 2017-12-27 12:00 | 603.6801 | 1039.7012 | 156.3121 | 625.8004 | 1236.0477 | 525.1016 | 564.796 | 1149.6329 | 723.5075 | 262.5508 | 343.7324 | 95.907 | 86.8011 | 423.9853 | 603.6801 | 1236.0477 | 603.6801 | 8653 | 12 | 11 | 2017-11-26 12:00 | WEEKEND | 36.4304 | 2.53 | 586.842 | 569.2367 | 0 | 569.2367 | 2938.8733 | 0 | 0 | NA | 97.96%
| 13 | 12 | 2017-12-27 13:00 | 680.3659 | 1263.4629 | 188.1009 | 604.6746 | 1168.0324 | 638.1126 | 507.43 | 1307.8702 | 491.7425 | 319.0563 | 342.0863 | 165.8045 | 86.3854 | 413.8748 | 680.3659 | 1168.0324 | 680.3659 | 8654 | 13 | 11 | 2017-11-26 13:00 | WEEKEND | 35.8376 | 2.53 | 527.023 | 511.2123 | 0 | 511.2123 | 2938.8733 | 0 | 0 | NA | 97.96%
| 14 | 12 | 2017-12-27 14:00 | 623.7885 | 1393.1745 | 242.4562 | 630.828 | 783.236 | 703.6235 | 400.508 | 899.7411 | 0 | 351.8118 | 252.7335 | 155.953 | 63.8216 | 490.9184 | 623.7885 | 783.236 | 623.7885 | 8655 | 14 | 11 | 2017-11-26 14:00 | WEEKEND | 68.6328 | 2.53 | 416.121 | 403.6374 | 0 | 403.6374 | 2938.8733 | 0 | 0 | NA | 97.96%
| 15 | 12 | 2017-12-27 15:00 | 463.5008 | 1328.5934 | 355.5001 | 520.5385 | 607.0186 | 671.0068 | 452.1 | 1112.2086 | 484.3996 | 335.5034 | 216.8586 | 180.0575 | 54.7623 | 616.3913 | 463.5008 | 607.0186 | 463.5008 | 8656 | 15 | 11 | 2017-11-26 15:00 | WEEKEND | 31.4897 | 2.53 | 469.587 | 455.4994 | 0 | 455.4994 | 2938.8733 | 0 | 0 | NA | 97.96%
| 16 | 12 | 2017-12-27 16:00 | 52.4154 | 1074.6298 | 495.2384 | 330.4862 | 443.5323 | 542.7423 | 132.422 | 770.8769 | 777.7606 | 271.3712 | 131.1343 | 123.932 | 33.1147 | 350.8184 | 52.4154 | 443.5323 | 52.4154 | 8657 | 16 | 11 | 2017-11-26 16:00 | WEEKEND | 69.1449 | 2.53 | 140.381 | 136.1696 | 0 | 136.1696 | 2938.8733 | 0 | 0 | NA | 97.96%
| 17 | 12 | 2017-12-27 17:00 | 0 | 79.8142 | 48.7621 | 19.8656 | 46.8097 | 40.3102 | 25.8183 | 23.7858 | 990.2237 | 20.1551 | 21.8875 | 10.9497 | 5.5271 | 0 | 0 | 46.8097 | 0 | 8658 | 17 | 11 | 2017-11-26 17:00 | WEEKEND | 255.2442 | 2.53 | 31.579 | 30.6316 | 300 | 330.6316 | 2938.8733 | 0 | 0 | NA | 97.96%
| 18 | 12 | 2017-12-27 18:00 | 0 | 0 | 0 | 0 | 0 | 0 | 0 | 0 | 0 | 0 | 0 | 0 | 0 | 0 | 0 | 0 | 0 | 8659 | 18 | 11 | 2017-11-26 18:00 | WEEKEND | 28.6923 | 2.53 | 0 | 0 | 0 | 0 | 2629.595 | 0 | 0 | NA | 87.65%
| 19 | 12 | 2017-12-27 19:00 | 0 | 0 | 0 | 0 | 0 | 0 | 0 | 0 | 0 | 0 | 0 | 0 | 0 | 0 | 0 | 0 | 0 | 8660 | 19 | 11 | 2017-11-26 19:00 | WEEKEND | 23.9799 | 2.53 | 0 | 0 | 0 | 0 | 2629.595 | 0 | 0 | NA | 87.65%
| 20 | 12 | 2017-12-27 20:00 | 0 | 0 | 0 | 0 | 0 | 0 | 0 | 0 | 0 | 0 | 0 | 0 | 0 | 0 | 0 | 0 | 0 | 8661 | 20 | 11 | 2017-11-26 20:00 | WEEKEND | 21.8338 | 2.53 | 0 | 0 | 0 | 0 | 2629.595 | 0 | 0 | NA | 87.65%
| 21 | 12 | 2017-12-27 21:00 | 0 | 0 | 0 | 0 | 0 | 0 | 0 | 0 | 0 | 0 | 0 | 0 | 0 | 0 | 0 | 0 | 0 | 8662 | 21 | 11 | 2017-11-26 21:00 | WEEKEND | 20.5951 | 2.53 | 0 | 0 | 0 | 0 | 2629.595 | 0 | 0 | NA | 87.65%
| 22 | 12 | 2017-12-27 22:00 | 0 | 0 | 0 | 0 | 0 | 0 | 0 | 0 | 0 | 0 | 0 | 0 | 0 | 0 | 0 | 0 | 0 | 8663 | 22 | 11 | 2017-11-26 22:00 | WEEKEND | 18.7079 | 2.53 | 0 | 0 | 0 | 0 | 2629.595 | 0 | 0 | NA | 87.65%
| 23 | 12 | 2017-12-27 23:00 | 0 | 0 | 0 | 0 | 0 | 0 | 0 | 0 | 0 | 0 | 0 | 0 | 0 | 0 | 0 | 0 | 0 | 8664 | 23 | 11 | 2017-11-26 23:00 | WEEKEND | 16.3837 | 2.53 | 0 | 0 | 0 | 0 | 2629.595 | 0 | 0 | NA | 87.65%
| 0 | 12 | 2017-12-28 | 0 | 0 | 0 | 0 | 0 | 0 | 0 | 0 | 0 | 0 | 0 | 0 | 0 | 0 | 0 | 0 | 0 | 8665 | 0 | 11 | 2017-11-27 | WEEKDAY | 15.3287 | 2.53 | 0 | 0 | 0 | 0 | 2629.595 | 0 | 0 | NA | 87.65%
| 1 | 12 | 2017-12-28 01:00 | 0 | 0 | 0 | 0 | 0 | 0 | 0 | 0 | -400 | 0 | 0 | 0 | 0 | 0 | 0 | 0 | 0 | 8666 | 1 | 11 | 2017-11-27 01:00 | WEEKDAY | 13.2662 | 2.53 | 0 | 0 | 0 | 0 | 2629.595 | 0 | 0 | NA | 87.65%
| 2 | 12 | 2017-12-28 02:00 | 0 | 0 | 0 | 0 | 0 | 0 | 0 | 0 | 0 | 0 | 0 | 0 | 0 | 0 | 0 | 0 | 0 | 8667 | 2 | 11 | 2017-11-27 02:00 | WEEKDAY | 9.8842 | 2.53 | 0 | 0 | 0 | 0 | 2629.595 | 0 | 0 | NA | 87.65%
| 3 | 12 | 2017-12-28 03:00 | 0 | 0 | 0 | 0 | 0 | 0 | 0 | 0 | 0 | 0 | 0 | 0 | 0 | 0 | 0 | 0 | 0 | 8668 | 3 | 11 | 2017-11-27 03:00 | WEEKDAY | 13.2216 | 2.53 | 0 | 0 | 0 | 0 | 2629.595 | 0 | 0 | NA | 87.65%
| 4 | 12 | 2017-12-28 04:00 | 0 | 0 | 0 | 0 | 0 | 0 | 0 | 0 | 0 | 0 | 0 | 0 | 0 | 0 | 0 | 0 | 0 | 8669 | 4 | 11 | 2017-11-27 04:00 | WEEKDAY | 16.3252 | 2.53 | 0 | 0 | 0 | 0 | 2629.595 | 0 | 0 | NA | 87.65%
| 5 | 12 | 2017-12-28 05:00 | 0 | 0 | 0 | 0 | 0 | 0 | 0 | 0 | 0 | 0 | 0 | 0 | 0 | 0 | 0 | 0 | 0 | 8670 | 5 | 11 | 2017-11-27 05:00 | WEEKDAY | 17.6084 | 2.53 | 0 | 0 | 0 | 0 | 2629.595 | 0 | 0 | NA | 87.65%
| 6 | 12 | 2017-12-28 06:00 | 0 | 0 | 0 | 0 | 0 | 0 | 0 | 0 | 0 | 0 | 0 | 0 | 0 | 0 | 0 | 0 | 0 | 8671 | 6 | 11 | 2017-11-27 06:00 | WEEKDAY | 19.5875 | 17.57 | 0 | 0 | 0 | 0 | 2629.595 | 2472 | 200 | YES | 87.65%
| 7 | 12 | 2017-12-28 07:00 | 87.0441 | 0 | 0 | 4.4616 | 17.7231 | 0 | 0 | 0 | 0 | 0 | 3.3384 | 0.73787 | 0.84304 | 0 | 87.0441 | 17.7231 | 87.0441 | 8672 | 7 | 11 | 2017-11-27 07:00 | WEEKDAY | 19.7044 | 17.57 | 0 | 0 | 0 | 0 | 2629.595 | 2472 | 200 | YES | 87.65%
| 8 | 12 | 2017-12-28 08:00 | 572.6472 | 778.5883 | 148.1231 | 66.8101 | 772.0006 | 393.2264 | 315.432 | 120.301 | 7.2309 | 196.6132 | 44.5013 | 18.1028 | 11.2377 | 380.0291 | 572.6472 | 772.0006 | 572.6472 | 8673 | 8 | 11 | 2017-11-27 08:00 | WEEKDAY | 19.0141 | 17.57 | 328.411 | 0 | 0 | 0 | 2629.595 | 2472 | 200 | YES | 87.65%
| 9 | 12 | 2017-12-28 09:00 | 680.8794 | 1329.1189 | 564.594 | 327.2717 | 1408.9821 | 671.2722 | 470.237 | 206.932 | 110.0426 | 335.6361 | 192.1262 | 25.5944 | 48.5167 | 694.7697 | 680.8794 | 1408.9821 | 680.8794 | 8674 | 9 | 11 | 2017-11-27 09:00 | WEEKDAY | 19.9577 | 6.34 | 488.554 | 473.8974 | 0 | 473.8974 | 2958.006 | 0 | 0 | NA | 98.6%
| 10 | 12 | 2017-12-28 10:00 | 650.4784 | 1465.5984 | 647.4031 | 364.2689 | 1512.0938 | 740.2012 | 620.013 | 217.5053 | 339.8405 | 370.1006 | 246.7144 | 61.4748 | 62.3016 | 660.6211 | 650.4784 | 1512.0938 | 650.4784 | 8675 | 10 | 11 | 2017-11-27 10:00 | WEEKDAY | 19.6599 | 6.34 | 644.558 | 625.2213 | 0 | 625.2213 | 2958.006 | 0 | 0 | NA | 98.6%
| 11 | 12 | 2017-12-28 11:00 | 595.5819 | 1315.5309 | 442.0892 | 270.5334 | 1432.9034 | 664.4096 | 581.099 | 517.5023 | 298.8987 | 332.2048 | 189.7993 | 52.3974 | 47.9291 | 534.4357 | 595.5819 | 1432.9034 | 595.5819 | 8676 | 11 | 11 | 2017-11-27 11:00 | WEEKDAY | 19.7127 | 6.34 | 603.852 | 585.7364 | 0 | 585.7364 | 2958.006 | 0 | 0 | NA | 98.6%
| 12 | 12 | 2017-12-28 12:00 | 604.7443 | 1245.5426 | 248.1743 | 192.7214 | 1382.0484 | 629.0619 | 655.519 | 710.5849 | 200.9791 | 314.531 | 331.5676 | 67.3813 | 83.7292 | 366.2905 | 604.7443 | 1382.0484 | 604.7443 | 8677 | 12 | 11 | 2017-11-27 12:00 | WEEKDAY | 19.5903 | 6.34 | 681.621 | 661.1724 | 0 | 661.1724 | 2958.006 | 0 | 0 | NA | 98.6%
| 13 | 12 | 2017-12-28 13:00 | 651.7248 | 1317.7358 | 344.9028 | 220.4866 | 1419.5674 | 665.5231 | 609.788 | 1249.6297 | 239.2185 | 332.7616 | 324.1472 | 77.2 | 81.8553 | 391.2237 | 651.7248 | 1419.5674 | 651.7248 | 8678 | 13 | 11 | 2017-11-27 13:00 | WEEKDAY | 19.9326 | 6.34 | 633.834 | 614.819 | 0 | 614.819 | 2958.006 | 0 | 0 | NA | 98.6%
| 14 | 12 | 2017-12-28 14:00 | 640.426 | 1409.2451 | 465.8035 | 374.7351 | 1506.7785 | 711.7399 | 625.871 | 1302.3506 | 203.8474 | 355.87 | 262.6088 | 94.3838 | 66.3154 | 473.3596 | 640.426 | 1506.7785 | 640.426 | 8679 | 14 | 11 | 2017-11-27 14:00 | WEEKDAY | 19.5819 | 2.2 | 650.655 | 631.1353 | 0 | 631.1353 | 2958.006 | 0 | 0 | NA | 98.6%
| 15 | 12 | 2017-12-28 15:00 | 411.4793 | 1388.8691 | 118.8812 | 89.5228 | 1498.6163 | 701.4491 | 766.977 | 565.5515 | 39.9452 | 350.7245 | 218.9653 | 63.1403 | 55.2943 | 229.1265 | 411.4793 | 1498.6163 | 411.4793 | 8680 | 15 | 11 | 2017-11-27 15:00 | WEEKDAY | 19.8965 | 2.2 | 798.749 | 774.7865 | 0 | 774.7865 | 2958.006 | 0 | 0 | NA | 98.6%
| 16 | 12 | 2017-12-28 16:00 | 38.5937 | 1051.2882 | 334.3624 | 40.6502 | 1091.8612 | 530.9536 | 383.415 | 609.3398 | 42.9287 | 265.4768 | 122.5855 | 19.5078 | 30.9559 | 133.7678 | 38.5937 | 1091.8612 | 38.5937 | 8681 | 16 | 11 | 2017-11-27 16:00 | WEEKDAY | 19.2229 | 2.2 | 398.535 | 386.579 | 0 | 386.579 | 2958.006 | 0 | 0 | NA | 98.6%
| 17 | 12 | 2017-12-28 17:00 | 0 | 96.8798 | 39.0041 | 2.8961 | 68.3434 | 48.9292 | 74.3035 | 35.7641 | 0 | 24.4646 | 29.6199 | 4.5987 | 7.4798 | 0 | 0 | 68.3434 | 0 | 8682 | 17 | 11 | 2017-11-27 17:00 | WEEKDAY | 21.4357 | 17.18 | 81.0257 | 78.5949 | 0 | 78.5949 | 2958.006 | 0 | 0 | NA | 98.6%
| 18 | 12 | 2017-12-28 18:00 | 0 | 0 | 0 | 0 | 0 | 0 | 0 | 0 | 0 | 0 | 0 | 0 | 0 | 0 | 0 | 0 | 0 | 8683 | 18 | 11 | 2017-11-27 18:00 | WEEKDAY | 20.7733 | 17.18 | 0 | 0 | 0 | 0 | 2958.006 | 0 | 0 | NA | 98.6%
| 19 | 12 | 2017-12-28 19:00 | 0 | 0 | 0 | 0 | 0 | 0 | 0 | 0 | 0 | 0 | 0 | 0 | 0 | 0 | 0 | 0 | 0 | 8684 | 19 | 11 | 2017-11-27 19:00 | WEEKDAY | 20.275 | 17.18 | 0 | 0 | 0 | 0 | 2958.006 | 0 | 0 | NA | 98.6%
| 20 | 12 | 2017-12-28 20:00 | 0 | 0 | 0 | 0 | 0 | 0 | 0 | 0 | 0 | 0 | 0 | 0 | 0 | 0 | 0 | 0 | 0 | 8685 | 20 | 11 | 2017-11-27 20:00 | WEEKDAY | 18.694 | 18.29 | 0 | 0 | 0 | 0 | 2958.006 | 2472 | 200 | YES | 98.6%
| 21 | 12 | 2017-12-28 21:00 | 0 | 0 | 0 | 0 | 0 | 0 | 0 | 0 | 0 | 0 | 0 | 0 | 0 | 0 | 0 | 0 | 0 | 8686 | 21 | 11 | 2017-11-27 21:00 | WEEKDAY | 17.5305 | 18.29 | 0 | 0 | 0 | 0 | 2958.006 | 2472 | 200 | YES | 98.6%
| 22 | 12 | 2017-12-28 22:00 | 0 | 0 | 0 | 0 | 0 | 0 | 0 | 0 | 0 | 0 | 0 | 0 | 0 | 0 | 0 | 0 | 0 | 8687 | 22 | 11 | 2017-11-27 22:00 | WEEKDAY | 24.2777 | 18.29 | 0 | 0 | 0 | 0 | 2958.006 | 2472 | 200 | YES | 98.6%
| 23 | 12 | 2017-12-28 23:00 | 0 | 0 | 0 | 0 | 0 | 0 | 0 | 0 | 0 | 0 | 0 | 0 | 0 | 0 | 0 | 0 | 0 | 8688 | 23 | 11 | 2017-11-27 23:00 | WEEKDAY | 16.2946 | 2.53 | 0 | 0 | 0 | 0 | 2958.006 | 0 | 0 | NA | 98.6%
| 0 | 12 | 2017-12-29 | 0 | 0 | 0 | 0 | 0 | 0 | 0 | 0 | 0 | 0 | 0 | 0 | 0 | 0 | 0 | 0 | 0 | 8689 | 0 | 11 | 2017-11-28 | WEEKDAY | 10.9531 | 2.53 | 0 | 0 | 0 | 0 | 2958.006 | 0 | 0 | NA | 98.6%
| 1 | 12 | 2017-12-29 01:00 | 0 | 0 | 0 | 0 | 0 | 0 | 0 | 0 | 0 | 0 | 0 | 0 | 0 | 0 | 0 | 0 | 0 | 8690 | 1 | 11 | 2017-11-28 01:00 | WEEKDAY | 10.7248 | 2.53 | 0 | 0 | 0 | 0 | 2958.006 | 0 | 0 | NA | 98.6%
| 2 | 12 | 2017-12-29 02:00 | 0 | 0 | 0 | 0 | 0 | 0 | 0 | 0 | 0 | 0 | 0 | 0 | 0 | 0 | 0 | 0 | 0 | 8691 | 2 | 11 | 2017-11-28 02:00 | WEEKDAY | 10.5105 | 2.53 | 0 | 0 | 0 | 0 | 2958.006 | 0 | 0 | NA | 98.6%
| 3 | 12 | 2017-12-29 03:00 | 0 | 0 | 0 | 0 | 0 | 0 | 0 | 0 | 0 | 0 | 0 | 0 | 0 | 0 | 0 | 0 | 0 | 8692 | 3 | 11 | 2017-11-28 03:00 | WEEKDAY | 10.2461 | 2.53 | 0 | 0 | 0 | 0 | 2958.006 | 0 | 0 | NA | 98.6%
| 4 | 12 | 2017-12-29 04:00 | 0 | 0 | 0 | 0 | 0 | 0 | 0 | 0 | 0 | 0 | 0 | 0 | 0 | 0 | 0 | 0 | 0 | 8693 | 4 | 11 | 2017-11-28 04:00 | WEEKDAY | 11.3734 | 2.53 | 0 | 0 | 0 | 0 | 2958.006 | 0 | 0 | NA | 98.6%
| 5 | 12 | 2017-12-29 05:00 | 0 | 0 | 0 | 0 | 0 | 0 | 0 | 0 | 0 | 0 | 0 | 0 | 0 | 0 | 0 | 0 | 0 | 8694 | 5 | 11 | 2017-11-28 05:00 | WEEKDAY | 16.2779 | 2.53 | 0 | 0 | 0 | 0 | 2958.006 | 0 | 0 | NA | 98.6%
| 6 | 12 | 2017-12-29 06:00 | 0 | 0 | 0 | 0 | 0 | 0 | 0 | 0 | 0 | 0 | 0 | 0 | 0 | 0 | 0 | 0 | 0 | 8695 | 6 | 11 | 2017-11-28 06:00 | WEEKDAY | 17.4358 | 17.57 | 0 | 0 | 0 | 0 | 2958.006 | 2472 | 200 | YES | 98.6%
| 7 | 12 | 2017-12-29 07:00 | 83.1223 | 0 | 0 | 17.1734 | 49.0786 | 0 | 0 | 0 | 0 | 0 | 2.545 | 0.20688 | 0.64268 | 0 | 83.1223 | 49.0786 | 83.1223 | 8696 | 7 | 11 | 2017-11-28 07:00 | WEEKDAY | 18.3126 | 17.57 | 0 | 0 | 0 | 0 | 2958.006 | 2472 | 200 | YES | 98.6%
| 8 | 12 | 2017-12-29 08:00 | 440.263 | 829.6587 | 11.6829 | 396.0824 | 528.7104 | 419.0195 | 309.888 | 145.3962 | 0 | 209.5098 | 48.116 | 18.5314 | 12.1505 | 364.9211 | 440.263 | 528.7104 | 440.263 | 8697 | 8 | 11 | 2017-11-28 08:00 | WEEKDAY | 17.4665 | 17.57 | 322.774 | 313.0908 | 0 | 313.0908 | 2958.006 | 2472 | 200 | YES | 98.6%
| 9 | 12 | 2017-12-29 09:00 | 624.9367 | 1323.3615 | 554.9612 | 708.3154 | 1362.4361 | 668.3644 | 753.616 | 642.7333 | 174.3255 | 334.1822 | 84.8365 | 44.1394 | 21.4234 | 669.1581 | 624.9367 | 1362.4361 | 624.9367 | 8698 | 9 | 11 | 2017-11-28 09:00 | WEEKDAY | 16.9654 | 6.34 | 785.042 | 761.4907 | 0 | 761.4907 | 2958.006 | 0 | 0 | NA | 98.6%
| 10 | 12 | 2017-12-29 10:00 | 536.4799 | 1450.4343 | 687.2279 | 718.4889 | 1292.8283 | 732.5426 | 813.003 | 484.0188 | 121.4595 | 366.2713 | 173.2414 | 51.6759 | 43.7478 | 691.9612 | 536.4799 | 1292.8283 | 536.4799 | 8699 | 10 | 11 | 2017-11-28 10:00 | WEEKDAY | 16.7149 | 6.34 | 847.618 | 822.1895 | 0 | 822.1895 | 2958.006 | 0 | 0 | NA | 98.6%
| 11 | 12 | 2017-12-29 11:00 | 485.7325 | 1282.3997 | 210.2195 | 668.3504 | 1265.0541 | 647.6766 | 757.297 | 1011.0717 | 107.1249 | 323.8383 | 241.6536 | 71.6517 | 61.0236 | 627.8431 | 485.7325 | 1265.0541 | 485.7325 | 8700 | 11 | 11 | 2017-11-28 11:00 | WEEKDAY | 17.113 | 6.34 | 788.834 | 765.169 | 0 | 765.169 | 2958.006 | 0 | 0 | NA | 98.6%
| 12 | 12 | 2017-12-29 12:00 | 388.0128 | 1250.8051 | 417.2629 | 634.4787 | 957.6228 | 631.7197 | 699.192 | 968.4207 | 204.3887 | 315.8599 | 314.5923 | 71.5765 | 79.4425 | 602.9185 | 388.0128 | 957.6228 | 388.0128 | 8701 | 12 | 11 | 2017-11-28 12:00 | WEEKDAY | 18.9417 | 6.34 | 727.726 | 705.8942 | 0 | 705.8942 | 2958.006 | 0 | 0 | NA | 98.6%
| 13 | 12 | 2017-12-29 13:00 | 320.2704 | 1308.6999 | 374.8642 | 653.0646 | 1005.5008 | 660.9596 | 692.219 | 839.7971 | 209.0583 | 330.4798 | 500.691 | 71.2111 | 126.4371 | 631.6377 | 320.2704 | 1005.5008 | 320.2704 | 8702 | 13 | 11 | 2017-11-28 13:00 | WEEKDAY | 19.3899 | 6.34 | 720.362 | 698.7511 | 0 | 698.7511 | 2958.006 | 0 | 0 | NA | 98.6%
| 14 | 12 | 2017-12-29 14:00 | 424.0364 | 1327.0282 | 513.3639 | 693.9003 | 745.0858 | 670.2162 | 746.116 | 352.2384 | 223.5937 | 335.1081 | 691.87 | 39.3133 | 174.7147 | 669.7932 | 424.0364 | 745.0858 | 424.0364 | 8703 | 14 | 11 | 2017-11-28 14:00 | WEEKDAY | 19.2897 | 2.2 | 776.991 | 753.6813 | 0 | 753.6813 | 2958.006 | 0 | 0 | NA | 98.6%
| 15 | 12 | 2017-12-29 15:00 | 341.498 | 1121.9003 | 103.3186 | 683.1042 | 625.4588 | 566.6163 | 799.254 | 960.7183 | 7.119 | 283.3082 | 673.9972 | 28.2896 | 170.2013 | 651.2915 | 341.498 | 625.4588 | 341.498 | 8704 | 15 | 11 | 2017-11-28 15:00 | WEEKDAY | 20.1024 | 2.2 | 832.983 | 807.9935 | 0 | 807.9935 | 2958.006 | 0 | 0 | NA | 98.6%
| 16 | 12 | 2017-12-29 16:00 | 24.6131 | 409.7834 | 210.8282 | 469.0645 | 262.2408 | 206.9613 | 765.901 | 791.7178 | 27.774 | 103.4807 | 480.8238 | 29.0252 | 121.4201 | 350.3767 | 24.6131 | 262.2408 | 24.6131 | 8705 | 16 | 11 | 2017-11-28 16:00 | WEEKDAY | 19.5402 | 2.2 | 797.862 | 773.9261 | 0 | 773.9261 | 2958.006 | 0 | 0 | NA | 98.6%
| 17 | 12 | 2017-12-29 17:00 | 0 | 80.5769 | 41.2218 | 33.2599 | 19.679 | 40.6954 | 187.539 | 0 | 615.3418 | 20.3477 | 56.1593 | 6.4149 | 14.1816 | 0 | 0 | 19.679 | 0 | 8706 | 17 | 11 | 2017-11-28 17:00 | WEEKDAY | 19.671 | 17.18 | 196.937 | 191.0289 | 0 | 191.0289 | 2958.006 | 0 | 0 | NA | 98.6%
| 18 | 12 | 2017-12-29 18:00 | 0 | 0 | 0 | 0 | 0 | 0 | 0 | 0 | 0 | 0 | 0 | 0 | 0 | 0 | 0 | 0 | 0 | 8707 | 18 | 11 | 2017-11-28 18:00 | WEEKDAY | 19.6654 | 17.18 | 0 | 0 | 0 | 0 | 2958.006 | 0 | 0 | NA | 98.6%
| 19 | 12 | 2017-12-29 19:00 | 0 | 0 | 0 | 0 | 0 | 0 | 0 | 0 | 0 | 0 | 0 | 0 | 0 | 0 | 0 | 0 | 0 | 8708 | 19 | 11 | 2017-11-28 19:00 | WEEKDAY | 19.6014 | 17.18 | 0 | 0 | 0 | 0 | 2958.006 | 0 | 0 | NA | 98.6%
| 20 | 12 | 2017-12-29 20:00 | 0 | 0 | 0 | 0 | 0 | 0 | 0 | 0 | 0 | 0 | 0 | 0 | 0 | 0 | 0 | 0 | 0 | 8709 | 20 | 11 | 2017-11-28 20:00 | WEEKDAY | 19.6432 | 18.29 | 0 | 0 | 0 | 0 | 2958.006 | 2472 | 200 | YES | 98.6%
| 21 | 12 | 2017-12-29 21:00 | 0 | 0 | 0 | 0 | 0 | 0 | 0 | 0 | 0 | 0 | 0 | 0 | 0 | 0 | 0 | 0 | 0 | 8710 | 21 | 11 | 2017-11-28 21:00 | WEEKDAY | 19.4121 | 18.29 | 0 | 0 | 0 | 0 | 2958.006 | 2472 | 200 | YES | 98.6%
| 22 | 12 | 2017-12-29 22:00 | 0 | 0 | 0 | 0 | 0 | 0 | 0 | 0 | 0 | 0 | 0 | 0 | 0 | 0 | 0 | 0 | 0 | 8711 | 22 | 11 | 2017-11-28 22:00 | WEEKDAY | 21.6974 | 18.29 | 0 | 0 | 0 | 0 | 2958.006 | 2472 | 200 | YES | 98.6%
| 23 | 12 | 2017-12-29 23:00 | 0 | 0 | 0 | 0 | 0 | 0 | 0 | 0 | 0 | 0 | 0 | 0 | 0 | 0 | 0 | 0 | 0 | 8712 | 23 | 11 | 2017-11-28 23:00 | WEEKDAY | 19.6348 | 2.53 | 0 | 0 | 0 | 0 | 2958.006 | 0 | 0 | NA | 98.6%
| 0 | 12 | 2017-12-30 | 0 | 0 | 0 | 0 | 0 | 0 | 0 | 0 | 0 | 0 | 0 | 0 | 0 | 0 | 0 | 0 | 0 | 8713 | 0 | 11 | 2017-11-29 | WEEKDAY | 19.3871 | 2.53 | 0 | 0 | 0 | 0 | 2958.006 | 0 | 0 | NA | 98.6%
| 1 | 12 | 2017-12-30 01:00 | 0 | 0 | 0 | 0 | 0 | 0 | 0 | 0 | 0 | 0 | 0 | 0 | 0 | 0 | 0 | 0 | 0 | 8714 | 1 | 11 | 2017-11-29 01:00 | WEEKDAY | 18.9751 | 2.53 | 0 | 0 | 0 | 0 | 2958.006 | 0 | 0 | NA | 98.6%
| 2 | 12 | 2017-12-30 02:00 | 0 | 0 | 0 | 0 | 0 | 0 | 0 | 0 | 0 | 0 | 0 | 0 | 0 | 0 | 0 | 0 | 0 | 8715 | 2 | 11 | 2017-11-29 02:00 | WEEKDAY | 19.6599 | 2.53 | 0 | 0 | 0 | 0 | 2958.006 | 0 | 0 | NA | 98.6%
| 3 | 12 | 2017-12-30 03:00 | 0 | 0 | 0 | 0 | 0 | 0 | 0 | 0 | 0 | 0 | 0 | 0 | 0 | 0 | 0 | 0 | 0 | 8716 | 3 | 11 | 2017-11-29 03:00 | WEEKDAY | 19.7545 | 2.53 | 0 | 0 | 0 | 0 | 2958.006 | 0 | 0 | NA | 98.6%
| 4 | 12 | 2017-12-30 04:00 | 0 | 0 | 0 | 0 | 0 | 0 | 0 | 0 | 0 | 0 | 0 | 0 | 0 | 0 | 0 | 0 | 0 | 8717 | 4 | 11 | 2017-11-29 04:00 | WEEKDAY | 19.5318 | 2.53 | 0 | 0 | 0 | 0 | 2958.006 | 0 | 0 | NA | 98.6%
| 5 | 12 | 2017-12-30 05:00 | 0 | 0 | 0 | 0 | 0 | 0 | 0 | 0 | 0 | 0 | 0 | 0 | 0 | 0 | 0 | 0 | 0 | 8718 | 5 | 11 | 2017-11-29 05:00 | WEEKDAY | 19.426 | 2.53 | 0 | 0 | 0 | 0 | 2958.006 | 0 | 0 | NA | 98.6%
| 6 | 12 | 2017-12-30 06:00 | 0 | 0 | 0 | 0 | 0 | 0 | 0 | 0 | 0 | 0 | 0 | 0 | 0 | 0 | 0 | 0 | 0 | 8719 | 6 | 11 | 2017-11-29 06:00 | WEEKDAY | 20.2694 | 17.57 | 0 | 0 | 0 | 0 | 2958.006 | 2472 | 200 | YES | 98.6%
| 7 | 12 | 2017-12-30 07:00 | 117.2607 | 0 | 0 | 0 | 0 | 0 | 0 | 0 | 0 | 0 | 0.24017 | 1.0001 | 0.06065 | 0 | 117.2607 | 0 | 117.2607 | 8720 | 7 | 11 | 2017-11-29 07:00 | WEEKDAY | 21.0767 | 17.57 | 0 | 0 | 0 | 0 | 2958.006 | 2472 | 200 | YES | 98.6%
| 8 | 12 | 2017-12-30 08:00 | 467.6213 | 739.8587 | 11.822 | 29.4228 | 33.5839 | 373.666 | 5.0447 | 181.2757 | 394.5815 | 186.833 | 87.1711 | 20.3 | 22.0129 | 374.6472 | 467.6213 | 33.5839 | 467.6213 | 8721 | 8 | 11 | 2017-11-29 08:00 | WEEKDAY | 21.2826 | 17.57 | 10.4705 | 0 | 0 | 0 | 2958.006 | 2472 | 200 | YES | 98.6%
| 9 | 12 | 2017-12-30 09:00 | 722.0366 | 1224.6043 | 65.4774 | 96.6112 | 30.8989 | 618.487 | 158.204 | 202.6969 | 120.507 | 309.2435 | 155.6444 | 46.9806 | 39.3041 | 656.8308 | 722.0366 | 30.8989 | 722.0366 | 8722 | 9 | 11 | 2017-11-29 09:00 | WEEKDAY | 23.0362 | 6.34 | 166.889 | 161.8823 | 0 | 161.8823 | 2968.4765 | 0 | 0 | NA | 98.95%
| 10 | 12 | 2017-12-30 10:00 | 651.8315 | 1470.6059 | 75.5625 | 92.4208 | 91.9812 | 742.7302 | 91.3345 | 323.2917 | 129.8306 | 371.3651 | 237.5395 | 64.5587 | 59.9847 | 709.6969 | 651.8315 | 91.9812 | 651.8315 | 8723 | 10 | 11 | 2017-11-29 10:00 | WEEKDAY | 22.499 | 6.34 | 98.4933 | 95.5385 | 0 | 95.5385 | 2968.4765 | 0 | 0 | NA | 98.95%
| 11 | 12 | 2017-12-30 11:00 | 586.196 | 1389.9739 | 112.5077 | 151.5151 | 134.3557 | 702.007 | 94.4733 | 277.9005 | 303.1308 | 351.0035 | 231.9066 | 93.5078 | 58.5623 | 631.6169 | 586.196 | 134.3557 | 586.196 | 8724 | 11 | 11 | 2017-11-29 11:00 | WEEKDAY | 22.5102 | 6.34 | 101.691 | 98.6403 | 0 | 98.6403 | 2968.4765 | 0 | 0 | NA | 98.95%
| 12 | 12 | 2017-12-30 12:00 | 579.5559 | 1265.2949 | 110.7543 | 201.7692 | 259.0729 | 639.0378 | 299.902 | 922.6468 | 259.0715 | 319.5189 | 456.7038 | 82.557 | 115.3292 | 606.3464 | 579.5559 | 259.0729 | 579.5559 | 8725 | 12 | 11 | 2017-11-29 12:00 | WEEKDAY | 21.2799 | 6.34 | 312.426 | 303.0532 | 0 | 303.0532 | 2968.4765 | 0 | 0 | NA | 98.95%
| 13 | 12 | 2017-12-30 13:00 | 663.6951 | 225.3016 | 104.3747 | 183.6325 | 203.3991 | 113.7887 | 390.599 | 414.7938 | 201.5456 | 56.8943 | 582.164 | 106.6417 | 147.0111 | 637.1732 | 663.6951 | 203.3991 | 663.6951 | 8726 | 13 | 11 | 2017-11-29 13:00 | WEEKDAY | 20.1525 | 6.34 | 406.095 | 393.9121 | 596 | 989.9121 | 2968.4765 | 0 | 0 | NA | 98.95%
| 14 | 12 | 2017-12-30 14:00 | 595.5108 | 266.8874 | 83.5335 | 431.1642 | 113.9308 | 134.7916 | 228.466 | 629.6749 | 136.3626 | 67.3958 | 479.0685 | 62.6133 | 120.9769 | 674.3884 | 595.5108 | 113.9308 | 595.5108 | 8727 | 14 | 11 | 2017-11-29 14:00 | WEEKDAY | 19.5847 | 2.2 | 238.927 | 231.7592 | 758 | 989.7592 | 2354.0435 | 0 | 0 | NA | 78.47%
| 15 | 12 | 2017-12-30 15:00 | 513.0027 | 216.4913 | 141.6469 | 485.7888 | 59.8731 | 109.339 | 606.777 | 139.2775 | 238.7364 | 54.6695 | 687.838 | 59.4759 | 173.6965 | 664.0841 | 513.0027 | 59.8731 | 513.0027 | 8728 | 15 | 11 | 2017-11-29 15:00 | WEEKDAY | 20.0635 | 2.2 | 630.928 | 0 | 0 | 0 | 1572.6002 | 0 | 0 | NA | 52.42%
| 16 | 12 | 2017-12-30 16:00 | 76.1843 | 883.9739 | 62.6267 | 314.6611 | 32.627 | 446.4515 | 367.805 | 289.7672 | 59.4371 | 223.2257 | 533.785 | 129.9776 | 134.7942 | 374.4464 | 76.1843 | 32.627 | 76.1843 | 8729 | 16 | 11 | 2017-11-29 16:00 | WEEKDAY | 19.7628 | 2.2 | 382.539 | 0 | 0 | 0 | 2203.5282 | 0 | 0 | NA | 73.45%
| 17 | 12 | 2017-12-30 17:00 | 0 | 9.9628 | 6.0159 | 27.5902 | 2.1177 | 5.0317 | 73.683 | 16.8088 | 414.4417 | 2.5159 | 74.3482 | 13.3883 | 18.7748 | 0 | 0 | 2.1177 | 0 | 8730 | 17 | 11 | 2017-11-29 17:00 | WEEKDAY | 21.7308 | 17.18 | 80.479 | 0 | 0 | 0 | 2586.0672 | 0 | 0 | NA | 86.2%
| 18 | 12 | 2017-12-30 18:00 | 0 | 0 | 0 | 0 | 0 | 0 | 0 | 0 | 0 | 0 | 0 | 0 | 0 | 0 | 0 | 0 | 0 | 8731 | 18 | 11 | 2017-11-29 18:00 | WEEKDAY | 21.7308 | 17.18 | 0 | 0 | 0 | 0 | 2666.5462 | 0 | 0 | NA | 88.88%
| 19 | 12 | 2017-12-30 19:00 | 0 | 0 | 0 | 0 | 0 | 0 | 0 | 0 | 0 | 0 | 0 | 0 | 0 | 0 | 0 | 0 | 0 | 8732 | 19 | 11 | 2017-11-29 19:00 | WEEKDAY | 20.4587 | 17.18 | 0 | 0 | 0 | 0 | 2666.5462 | 0 | 0 | NA | 88.88%
| 20 | 12 | 2017-12-30 20:00 | 0 | 0 | 0 | 0 | 0 | 0 | 0 | 0 | 0 | 0 | 0 | 0 | 0 | 0 | 0 | 0 | 0 | 8733 | 20 | 11 | 2017-11-29 20:00 | WEEKDAY | 19.5931 | 18.29 | 0 | 0 | 0 | 0 | 2666.5462 | 2472 | 200 | YES | 88.88%
| 21 | 12 | 2017-12-30 21:00 | 0 | 0 | 0 | 0 | 0 | 0 | 0 | 0 | 0 | 0 | 0 | 0 | 0 | 0 | 0 | 0 | 0 | 8734 | 21 | 11 | 2017-11-29 21:00 | WEEKDAY | 19.2702 | 18.29 | 0 | 0 | 0 | 0 | 2666.5462 | 2472 | 200 | YES | 88.88%
| 22 | 12 | 2017-12-30 22:00 | 0 | 0 | 0 | 0 | 0 | 0 | 0 | 0 | 0 | 0 | 0 | 0 | 0 | 0 | 0 | 0 | 0 | 8735 | 22 | 11 | 2017-11-29 22:00 | WEEKDAY | 21.4246 | 18.29 | 0 | 0 | 0 | 0 | 2666.5462 | 2472 | 200 | YES | 88.88%
| 23 | 12 | 2017-12-30 23:00 | 0 | 0 | 0 | 0 | 0 | 0 | 0 | 0 | 0 | 0 | 0 | 0 | 0 | 0 | 0 | 0 | 0 | 8736 | 23 | 11 | 2017-11-29 23:00 | WEEKDAY | 20.4726 | 2.53 | 0 | 0 | 0 | 0 | 2666.5462 | 0 | 0 | NA | 88.88%
| 0 | 12 | 2017-12-31 | 0 | 0 | 0 | 0 | 0 | 0 | 0 | 0 | 0 | 0 | 0 | 0 | 0 | 0 | 0 | 0 | 0 | 8737 | 0 | 11 | 2017-11-30 | WEEKDAY | 18.7023 | 2.53 | 0 | 0 | 0 | 0 | 2666.5462 | 0 | 0 | NA | 88.88%
| 1 | 12 | 2017-12-31 01:00 | 0 | 0 | 0 | 0 | 0 | 0 | 0 | 0 | 0 | 0 | 0 | 0 | 0 | 0 | 0 | 0 | 0 | 8738 | 1 | 11 | 2017-11-30 01:00 | WEEKDAY | 18.6773 | 2.53 | 0 | 0 | 0 | 0 | 2666.5462 | 0 | 0 | NA | 88.88%
| 2 | 12 | 2017-12-31 02:00 | 0 | 0 | 0 | 0 | 0 | 0 | 0 | 0 | 0 | 0 | 0 | 0 | 0 | 0 | 0 | 0 | 0 | 8739 | 2 | 11 | 2017-11-30 02:00 | WEEKDAY | 19.8324 | 2.53 | 0 | 0 | 0 | 0 | 2666.5462 | 0 | 0 | NA | 88.88%
| 3 | 12 | 2017-12-31 03:00 | 0 | 0 | 0 | 0 | 0 | 0 | 0 | 0 | 0 | 0 | 0 | 0 | 0 | 0 | 0 | 0 | 0 | 8740 | 3 | 11 | 2017-11-30 03:00 | WEEKDAY | 20.0273 | 2.53 | 0 | 0 | 0 | 0 | 2666.5462 | 0 | 0 | NA | 88.88%
| 4 | 12 | 2017-12-31 04:00 | 0 | 0 | 0 | 0 | 0 | 0 | 0 | 0 | 0 | 0 | 0 | 0 | 0 | 0 | 0 | 0 | 0 | 8741 | 4 | 11 | 2017-11-30 04:00 | WEEKDAY | 20.1609 | 2.53 | 0 | 0 | 0 | 0 | 2666.5462 | 0 | 0 | NA | 88.88%
| 5 | 12 | 2017-12-31 05:00 | 0 | 0 | 0 | 0 | 0 | 0 | 0 | 0 | 0 | 0 | 0 | 0 | 0 | 0 | 0 | 0 | 0 | 8742 | 5 | 11 | 2017-11-30 05:00 | WEEKDAY | 22.538 | 2.53 | 0 | 0 | 0 | 0 | 2666.5462 | 0 | 0 | NA | 88.88%
| 6 | 12 | 2017-12-31 06:00 | 0 | 0 | 0 | 0 | 0 | 0 | 0 | 0 | 0 | 0 | 0 | 0 | 0 | 0 | 0 | 0 | 0 | 8743 | 6 | 11 | 2017-11-30 06:00 | WEEKDAY | 23.0223 | 17.57 | 0 | 0 | 0 | 0 | 2666.5462 | 2472 | 200 | YES | 88.88%
| 7 | 12 | 2017-12-31 07:00 | 123.9299 | 0 | 0 | 0 | 10.972 | 0 | 0 | 0 | 0 | 0 | 2.4962 | 1.574 | 0.63034 | 0 | 123.9299 | 10.972 | 123.9299 | 8744 | 7 | 11 | 2017-11-30 07:00 | WEEKDAY | 22.8748 | 17.57 | 0 | 0 | 0 | 0 | 2666.5462 | 2472 | 200 | YES | 88.88%
| 8 | 12 | 2017-12-31 08:00 | 580.3338 | 833.4415 | 30.5428 | 74.538 | 176.6354 | 420.93 | 51.7999 | 118.3892 | 0 | 210.465 | 269.1574 | 72.9266 | 67.969 | 383.5938 | 580.3338 | 176.6354 | 580.3338 | 8745 | 8 | 11 | 2017-11-30 08:00 | WEEKDAY | 21.4831 | 17.57 | 58.1725 | 0 | 0 | 0 | 2666.5462 | 2472 | 200 | YES | 88.88%
| 9 | 12 | 2017-12-31 09:00 | 640.0979 | 1361.7738 | 47.6122 | 74.1896 | 314.9789 | 687.7646 | 229.544 | 299.062 | 55.0315 | 343.8823 | 686.2892 | 138.9897 | 173.3053 | 701.9894 | 640.0979 | 314.9789 | 640.0979 | 8746 | 9 | 11 | 2017-11-30 09:00 | WEEKDAY | 21.1101 | 6.34 | 240.064 | 0 | 0 | 0 | 2724.7187 | 0 | 0 | NA | 90.82%
| 10 | 12 | 2017-12-31 10:00 | 671.2625 | 1384.6178 | 97.4402 | 110.918 | 781.9864 | 699.3019 | 470.732 | 238.8747 | 90.4652 | 349.651 | 734.6723 | 149.9321 | 185.5233 | 706.0025 | 671.2625 | 781.9864 | 671.2625 | 8747 | 10 | 11 | 2017-11-30 10:00 | WEEKDAY | 20.6063 | 6.34 | 489.168 | 474.493 | 0 | 474.493 | 2964.7827 | 0 | 0 | NA | 98.83%
| 11 | 12 | 2017-12-31 11:00 | 540.2997 | 1294.1484 | 126.0301 | 256.6823 | 1282.8379 | 653.6103 | 484.481 | 276.6634 | 145.3448 | 326.8052 | 701.6866 | 159.692 | 177.1936 | 626.5901 | 540.2997 | 1282.8379 | 540.2997 | 8748 | 11 | 11 | 2017-11-30 11:00 | WEEKDAY | 20.8762 | 6.34 | 503.39 | 488.2883 | 0 | 488.2883 | 2964.7827 | 0 | 0 | NA | 98.83%
| 12 | 12 | 2017-12-31 12:00 | 637.6756 | 1197.3852 | 217.8286 | 294.2438 | 1319.9806 | 604.74 | 670.314 | 1163.5261 | 235.3938 | 302.37 | 662.689 | 162.6551 | 167.3457 | 614.1894 | 637.6756 | 1319.9806 | 637.6756 | 8749 | 12 | 11 | 2017-11-30 12:00 | WEEKDAY | 21.3801 | 6.34 | 697.297 | 676.3781 | 0 | 676.3781 | 2964.7827 | 0 | 0 | NA | 98.83%
| 13 | 12 | 2017-12-31 13:00 | 691.7535 | 1254.9226 | 138.6115 | 181.1392 | 1383.3454 | 633.7993 | 667.473 | 1234.6818 | 176.5332 | 316.8997 | 678.3384 | 169.0887 | 171.2976 | 506.7353 | 691.7535 | 1383.3454 | 691.7535 | 8750 | 13 | 11 | 2017-11-30 13:00 | WEEKDAY | 21.6807 | 6.34 | 694.311 | 673.4817 | 0 | 673.4817 | 2964.7827 | 0 | 0 | NA | 98.83%
| 14 | 12 | 2017-12-31 14:00 | 712.1097 | 1294.9478 | 214.1841 | 140.1657 | 1463.8609 | 654.0141 | 718.592 | 1392.4677 | 149.6972 | 327.007 | 718.4361 | 172.5476 | 181.4232 | 380.3176 | 712.1097 | 1463.8609 | 712.1097 | 8751 | 14 | 11 | 2017-11-30 14:00 | WEEKDAY | 21.9061 | 2.2 | 747.947 | 725.5086 | 0 | 725.5086 | 2964.7827 | 0 | 0 | NA | 98.83%
| 15 | 12 | 2017-12-31 15:00 | 574.9043 | 1275.3789 | 251.3291 | 98.2282 | 1433.1677 | 644.1308 | 780.812 | 1227.4598 | 272.7184 | 322.0654 | 721.497 | 160.4778 | 182.1962 | 572.2818 | 574.9043 | 1433.1677 | 574.9043 | 8752 | 15 | 11 | 2017-11-30 15:00 | WEEKDAY | 22.9555 | 2.2 | 813.502 | 789.0969 | 201 | 990.0969 | 2964.7827 | 0 | 0 | NA | 98.83%
| 16 | 12 | 2017-12-31 16:00 | 72.1625 | 1021.9363 | 49.3712 | 233.582 | 1046.6803 | 516.1294 | 749.619 | 856.7522 | 44.1716 | 258.0647 | 551.8683 | 128.943 | 139.3607 | 361.4113 | 72.1625 | 1046.6803 | 72.1625 | 8753 | 16 | 11 | 2017-11-30 16:00 | WEEKDAY | 22.5464 | 2.2 | 780.688 | 757.2674 | 0 | 757.2674 | 2757.5662 | 0 | 0 | NA | 91.92%
| 17 | 12 | 2017-12-31 17:00 | 0 | 93.8803 | 33.8262 | 13.0652 | 80.3225 | 47.4143 | 183.568 | 15.9773 | 693.5403 | 23.7072 | 65.8086 | 13.1159 | 16.6183 | 0 | 0 | 80.3225 | 0 | 8754 | 17 | 11 | 2017-11-30 17:00 | WEEKDAY | 23.3285 | 17.18 | 192.868 | 0 | 0 | 0 | 2757.5662 | 0 | 0 | NA | 91.92%
| 18 | 12 | 2017-12-31 18:00 | 0 | 0 | 0 | 0 | 0 | 0 | 0 | 0 | 0 | 0 | 0 | 0 | 0 | 0 | 0 | 0 | 0 | 8755 | 18 | 11 | 2017-11-30 18:00 | WEEKDAY | 24.7982 | 17.18 | 0 | 0 | 0 | 0 | 2950.4342 | 0 | 0 | NA | 98.35%
| 19 | 12 | 2017-12-31 19:00 | 0 | 0 | 0 | 0 | 0 | 0 | 0 | 0 | 0 | 0 | 0 | 0 | 0 | 0 | 0 | 0 | 0 | 8756 | 19 | 11 | 2017-11-30 19:00 | WEEKDAY | 22.474 | 17.18 | 0 | 0 | 0 | 0 | 2950.4342 | 0 | 0 | NA | 98.35%
| 20 | 12 | 2017-12-31 20:00 | 0 | 0 | 0 | 0 | 0 | 0 | 0 | 0 | 0 | 0 | 0 | 0 | 0 | 0 | 0 | 0 | 0 | 8757 | 20 | 11 | 2017-11-30 20:00 | WEEKDAY | 21.87 | 18.29 | 0 | 0 | 0 | 0 | 2950.4342 | 2472 | 200 | YES | 98.35%
| 21 | 12 | 2017-12-31 21:00 | 0 | 0 | 0 | 0 | 0 | 0 | 0 | 0 | 0 | 0 | 0 | 0 | 0 | 0 | 0 | 0 | 0 | 8758 | 21 | 11 | 2017-11-30 21:00 | WEEKDAY | 21.6306 | 18.29 | 0 | 0 | 0 | 0 | 2950.4342 | 2472 | 200 | YES | 98.35%
| 22 | 12 | 2017-12-31 22:00 | 0 | 0 | 0 | 0 | 0 | 0 | 0 | 0 | 0 | 0 | 0 | 0 | 0 | 0 | 0 | 0 | 0 | 8759 | 22 | 11 | 2017-11-30 22:00 | WEEKDAY | 91.3656 | 18.29 | 0 | 0 | 0 | 0 | 2950.4342 | 2472 | 200 | YES | 98.35%
| 23 | 12 | 2017-12-31 23:00 | 0 | 0 | 0 | 0 | 0 | 0 | 0 | 0 | 0 | 0 | 0 | 0 | 0 | 0 | 0 | 0 | 0 | 8760 | 23 | 11 | 2017-11-30 23:00 | WEEKDAY | 21.2799 | 2.53 | 0 | 0 | 0 | 0 | 2950.4342 | 0 | 0 | NA | 98.35%

## Cash Flow
|  | YEAR |  | 2018 | 2019 | 2020 | 2021 | 2022 | 2023 | 2024 | 2025 | 2026 | 2027 | 2028 | 2029 | 2030 | 2031 | 2032 | 2033 | 2034 | 2035 | 2036 | 2037 | 2038 | 2039 | 2040
POWER BUYER COST SAVINGS
Project Generation (MWh-AC) |  |  |  |  | 1569.7825 | 2671.1729 | 2652.4747 | 2633.9073 | 2615.47 | 2597.1617 | 2578.9816 | 2560.9287 | 2543.0022 | 2525.2012 | 2507.5248 | 2494.9872 | 2482.5122 | 2470.0997 | 2457.7492 | 2445.4604 | 2433.2331 | 2421.0669 | 2408.9616 | 2396.9168 | 993.1773 | 0
Summer 4CP Fractional Generation |  |  |  |  | 0.75 | 1 | 1 | 1 | 1 | 1 | 1 | 1 | 1 | 1 | 1 | 1 | 1 | 1 | 1 | 1 | 1 | 1 | 1 | 1 | 0.25 | 0
Average ERCOT Coincident Peak PV Generation (MW) | bar: 2019 to 2040
Average G&T Utility Coincident Peak PV Generation (MW) | bar: 2019 to 2040
Substation upgrade deferred in Year? (YES / NO) | bar: 2019 to 2040
Solar Weighted Load Zone Price Settlement Point Price ($/MWh) | bar: 2019 to 2040
Energy Retail Mark-Up/Hedge Premium Avoided ($/MWh) | bar: 2019 to 2040
ERCOT net cost-adders avoided ($/MWh) | bar: 2019 to 2040
Transmission Demand Charge ($/kW-yr) | bar: 2019 to 2040
G&T Generation Capacity Demand Charge ($/kWh-yr) | bar: 2019 to 2040
Utility Tariff ($/MWh) |  |  |  |  | 49.3 | 49.3 | 49.3 | 49.3 | 49.3 | 49.3 | 49.3 | 49.3 | 49.3 | 49.3 | 49.3 | 49.3 | 49.3 | 49.3 | 49.3 | 49.3 | 49.3 | 49.3 | 49.3 | 49.3 | 49.3 | 49.3
Avoided Energy Costs |  |  |  |  | 77390.278 | 131688.823 | 130767.0013 | 129851.6323 | 128942.6708 | 128040.0721 | 127143.7916 | 126253.7851 | 125370.0086 | 124492.4185 | 123620.9716 | 123002.8667 | 122387.8524 | 121775.9131 | 121167.0336 | 120561.1984 | 119958.3924 | 119358.6005 | 118761.8075 | 118167.9984 | 48963.6386 | 0
Avoided Hedge Contract Cost Premiums |  |  |  |  | 0 | 0 | 0 | 0 | 0 | 0 | 0 | 0 | 0 | 0 | 0 | 0 | 0 | 0 | 0 | 0 | 0 | 0 | 0 | 0 | 0 | 0
Avoided ERCOT Administration Cost Adders |  |  |  |  | 0 | 0 | 0 | 0 | 0 | 0 | 0 | 0 | 0 | 0 | 0 | 0 | 0 | 0 | 0 | 0 | 0 | 0 | 0 | 0 | 0 | 0
Emergency Response Service (ERS) Capacity Value | bar: 2019 to 2040
Avoided Generation Capacity Demand Charges (saved 1yr in arrears) |  |  |  |  | 0 | 0 | 0 | 0 | 0 | 0 | 0 | 0 | 0 | 0 | 0 | 0 | 0 | 0 | 0 | 0 | 0 | 0 | 0 | 0 | 0 | 0
Deferred Substation Upgrades |  |  |  |  | 0 | 0 | 0 | 0 | 0 | 0 | 0 | 0 | 0 | 0 | 0 | 0 | 0 | 0 | 0 | 0 | 0 | 0 | 0 | 0 | 0 | 0
Avoided Transmission Demand Charges (saved 1yr in arrears) |  |  |  |  | 0 | 0 | 0 | 0 | 0 | 0 | 0 | 0 | 0 | 0 | 0 | 0 | 0 | 0 | 0 | 0 | 0 | 0 | 0 | 0 | 0 | 0
Utility Interconnection Costs |  |  |  | 0 | 0 | 0 | 0 | 0 | 0 | 0 | 0 | 0 | 0 | 0 | 0 | 0 | 0 | 0 | 0 | 0 | 0 | 0 | 0 | 0 | 0 | 0
Storage Capacity Contract Cost to Power Buyer |  |  |  |  | 0 | 0 | 0 | 0 | 0 | 0 | 0 | 0 | 0 | 0 | 0 | 0 | 0 | 0 | 0 | 0 | 0 | 0 | 0 | 0 | 0 | 0
Solar PPA Cost to Power Buyer |  |  |  |  | -56512.1705 | -96162.2237 | -95489.0881 | -94820.6645 | -94156.9199 | -93497.8214 | -92843.3367 | -92193.4333 | -91548.0793 | -90907.2427 | -90270.892 | -89819.5376 | -89370.4399 | -88923.5877 | -88478.9698 | -88036.5749 | -87596.392 | -87158.4101 | -86722.618 | -86289.0049 | -35754.3811 | 0
|  |  | TOTAL POWER BUYER SAVINGS OVER PPA TERM | 0 | 20878.1074 | 35526.5993 | 35277.9131 | 35030.9677 | 34785.751 | 34542.2507 | 34300.4549 | 34060.3518 | 33821.9293 | 33585.1758 | 33350.0796 | 33183.3292 | 33017.4125 | 32852.3255 | 32688.0638 | 32524.6235 | 32362.0004 | 32200.1904 | 32039.1894 | 31878.9935 | 13209.2575 | 0
| NPV over PPA TERM | 434895.595

## Power Price Forecast
Note: This worksheet requires no inputs from respondent directly into it. Instead, ERCOT load zone settlement point future prices are predicted based 8760 production profiles provided by respondent on different worksheet
Respondent-provided production profiles on separate worksheet are compared against historical ERCOT load zone and hub settlement point price data to produce hub to load zone pricing correlations, to enable load zone future pricing forecasts based hub settlement point price futures as found publicly-accessible with CME Group.
[9 empty] | Average Historical Pricing Data and Average Respondent-Provided Production Data by Hour by Month | [25 empty] | Hub Market Futures | [18 empty] | Hub and Load Zone Historical Settlement Price Point Data
[40 empty] | ERCOT North Futures Market Data Date | 2017-12-11 |  |  |  | ERCOT South Futures Market Data Date | 2017-12-11 |  | Project Production Data
Summary Load Zone Settlement Price Forecast | [9 empty] | TMY 1st Year Project Capacity Factor (by Hour - CST) | [43 empty] | 2017-11-05 02:00 | Fall Back CST to CPT Correction | [5 empty] | Hub of Selected Power Buyer | NA |  | Load Zone of Selected Power Buyer | NA
[9 empty] | MONTH | 0 | 1 | 2 | 3 | 4 | 5 | 6 | 7 | 8 | 9 | 10 | 11 | 12 | 13 | 14 | 15 | 16 | 17 | 18 | 19 | 20 | 21 | 22 | 23 | AVG |  | Natgas Futures Market Data Date | 2017-12-08 | [10 empty] | Note: Date in time stamp column is for TMY. Ignore any specific year in time stamp | [5 empty] | 2017-03-12 01:00 | Spring Forward CST to CPT Correction
Year | Production-Weighted Load Zone Settlement Point Price ($/MWh) | MONTH | Annual Production in Month | Days in Month |  | Year | Futures-based Solar-Wtd. Load Zone Price ($/MWh) |  | 1 | 0% | 0% | 0% | 0% | 0% | 0% | 0% | 5.525% | 46.98% | 51.55% | 53.58% | 51.51% | 52.6% | 54.87% | 59.73% | 50.44% | 12.95% | 0% | 0% | 0% | 0% | 0% | 0% | 0% | 18.32% |  |  |  |  | ERCOT North |  |  |  | ERCOT South |  |  |  | Power Buyer's Hub | TMY Time stamp (CST) | Month (CST) | Day (CST) | Hour (CST) | Power Generated (kW) | Capacity Factor | [7 empty] | Hubs |  |  | Load Zones
2018 | #DIV/0! | 1 | 5.014% | 31 |  | 2018 | #DIV/0! |  | 2 | 0% | 0% | 0% | 0% | 0% | 0% | 0.4517% | 26.09% | 56.79% | 65.15% | 60.73% | 63.39% | 59.29% | 62.82% | 66.19% | 66.33% | 39.55% | 2.177% | 0% | 0% | 0% | 0% | 0% | 0% | 23.71% | Futures Month | YEAR | MONTH | Henry Hub Natgas ($/MMBTU) | Peak ($/MWh) | Offpeak ($/MWh) | Simple Avg. ($/MWh) | Heat Rate (BTU/kWh) | Peak ($/MWh) | Offpeak ($/MWh) | Simple Avg. ($/MWh) | Heat Rate (BTU/kWh) | Simple Avg. | 2017-01-01 | 1 | 1 | 0 | 0 | 0% | Time stamp (CPT) | Month (CPT) | DAY (CPT) | Hour (CPT) | Month (CST) | DAY (CST) | Hour (CST) | ERCOT South | ERCOT North | Hub of Selected Power Buyer | ERCOT North | ERCOT LCRA | Load Zone of Selected Power Buyer
2019 | #DIV/0! | 2 | 5.912% | 28.25 |  | 2019 | #DIV/0! |  | 3 | 0% | 0% | 0% | 0% | 0% | 0% | 9.905% | 53.96% | 76.35% | 83.6% | 79.88% | 76.4% | 76.26% | 79.11% | 79.34% | 72.86% | 55.94% | 11.08% | 0% | 0% | 0% | 0% | 0% | 0% | 31.45% | 2018-01-01 | 2018 | 1 | 2.772 | 25.09 | 20.49 | 22.6805 | 8181.99 | 28.2 | 21.22 | 24.5438 | 8854.1881 | 24.5438 | 2017-01-01 01:00 | 1 | 1 | 1 | 0 | 0% | 2016-12-01 | 12 | 1 | 0 | 12 | 1 | 0 | 19.135 | 19.14 | 0 | 19.14 | 19.14 | 0
2020 | #DIV/0! | 3 | 8.606% | 31 |  | 2020 | #DIV/0! |  | 4 | 0% | 0% | 0% | 0% | 0% | 0.5141% | 39.92% | 65.49% | 76.22% | 80.71% | 84.57% | 85.04% | 88.8% | 85.64% | 84.6% | 72.16% | 59.83% | 22.55% | 0.03864% | 0% | 0% | 0% | 0% | 0% | 35.25% | 2018-02-01 | 2018 | 2 | 2.792 | 25.27 | 20.48 | 22.761 | 8152.2036 | 28.22 | 21.04 | 24.459 | 8760.4039 | 24.459 | 2017-01-01 02:00 | 1 | 1 | 2 | 0 | 0% | 2016-12-01 01:00 | 12 | 1 | 1 | 12 | 1 | 1 | 17.9225 | 17.9275 | 0 | 17.9275 | 17.9275 | 0
2021 | #DIV/0! | 4 | 9.337% | 30 |  | 2021 | #DIV/0! |  | 5 | 0% | 0% | 0% | 0% | 0% | 13.96% | 67.34% | 85.37% | 92.62% | 94.47% | 95.21% | 94.85% | 92.87% | 92.74% | 92.78% | 86.68% | 73.16% | 42.79% | 3.369% | 0% | 0% | 0% | 0% | 0% | 42.84% | 2018-03-01 | 2018 | 3 | 2.767 | 24.58 | 17.82 | 21.039 | 7603.559 | 27.59 | 19.38 | 23.2895 | 8416.8861 | 21.039 | 2017-01-01 03:00 | 1 | 1 | 3 | 0 | 0% | 2016-12-01 02:00 | 12 | 1 | 2 | 12 | 1 | 2 | 17.34 | 17.6975 | 0 | 17.6975 | 17.7225 | 0
2022 | #DIV/0! | 5 | 11.72% | 31 |  | 2022 | #DIV/0! |  | 6 | 0% | 0% | 0% | 0% | 0% | 16.79% | 56.31% | 75.76% | 85.59% | 86.78% | 91.31% | 92.24% | 89.55% | 92.99% | 90.63% | 86.71% | 76.13% | 55.74% | 9.523% | 0% | 0% | 0% | 0% | 0% | 41.92% | 2018-04-01 | 2018 | 4 | 2.698 | 28.94 | 19.42 | 23.9533 | 8878.1814 | 32.58 | 20.61 | 26.31 | 9751.6679 | 26.31 | 2017-01-01 04:00 | 1 | 1 | 4 | 0 | 0% | 2016-12-01 03:00 | 12 | 1 | 3 | 12 | 1 | 3 | 17.7125 | 17.96 | 0 | 17.9625 | 17.9775 | 0
2023 | #DIV/0! | 6 | 11.1% | 30 |  | 2023 | #DIV/0! |  | 7 | 0% | 0% | 0% | 0% | 0% | 11.63% | 62.89% | 81.54% | 94.13% | 92.46% | 94.65% | 93.45% | 97.19% | 96.08% | 96.02% | 91.25% | 80.15% | 55.65% | 8.493% | 0% | 0% | 0% | 0% | 0% | 43.98% | 2018-05-01 | 2018 | 5 | 2.704 | 28.18 | 19.59 | 23.6805 | 8757.5726 | 31.14 | 20.93 | 25.7919 | 9538.4263 | 25.7919 | 2017-01-01 05:00 | 1 | 1 | 5 | 0 | 0% | 2016-12-01 04:00 | 12 | 1 | 4 | 12 | 1 | 4 | 18.2375 | 18.2425 | 0 | 18.2425 | 18.2425 | 0
2024 | #DIV/0! | 7 | 12.04% | 31 |  | 2024 | #DIV/0! |  | 8 | 0% | 0% | 0% | 0% | 0% | 0.7003% | 41.05% | 74.73% | 87.71% | 89.89% | 90.63% | 90.01% | 90.93% | 88.46% | 82.38% | 78.7% | 67.53% | 33.18% | 1.233% | 0% | 0% | 0% | 0% | 0% | 38.21% | 2018-06-01 | 2018 | 6 | 2.742 | 34.55 | 21.78 | 27.861 | 10160.8141 | 37.84 | 23.82 | 30.4962 | 11121.8784 | 30.4962 | 2017-01-01 06:00 | 1 | 1 | 6 | 0 | 0% | 2016-12-01 05:00 | 12 | 1 | 5 | 12 | 1 | 5 | 19.06 | 19.06 | 0 | 19.06 | 19.06 | 0
2025 | #DIV/0! | 8 | 10.46% | 31 |  |  |  |  | 9 | 0% | 0% | 0% | 0% | 0% | 0.0533% | 31.94% | 69.8% | 80.48% | 83.83% | 86.96% | 85.32% | 83.54% | 83.35% | 83.69% | 76.61% | 53.32% | 8.378% | 0% | 0% | 0% | 0% | 0% | 0% | 34.47% | 2018-07-01 | 2018 | 7 | 2.782 | 64.37 | 24.83 | 43.6586 | 15693.232 | 61.1 | 26.38 | 42.9133 | 15425.3535 | 42.9133 | 2017-01-01 07:00 | 1 | 1 | 7 | 0 | 0% | 2016-12-01 06:00 | 12 | 1 | 6 | 12 | 1 | 6 | 21.8275 | 21.8275 | 0 | 21.8275 | 21.8275 | 0
2026 | #DIV/0! | 9 | 9.129% | 30 |  | CAGR | #DIV/0! |  | 10 | 0% | 0% | 0% | 0% | 0% | 0% | 6.69% | 38.94% | 49.11% | 51.8% | 56.23% | 62.86% | 62.92% | 63.77% | 62.77% | 51.57% | 18.29% | 0.01808% | 0% | 0% | 0% | 0% | 0% | 0% | 21.87% | 2018-08-01 | 2018 | 8 | 2.788 | 84.31 | 26.17 | 53.8557 | 19316.9707 | 87.65 | 27.71 | 56.2529 | 20176.778 | 56.2529 | 2017-01-01 08:00 | 1 | 1 | 8 | 668.2429 | 67.5% | 2016-12-01 07:00 | 12 | 1 | 7 | 12 | 1 | 7 | 20.745 | 20.745 | 0 | 20.745 | 20.745 | 0
2027 | #DIV/0! | 10 | 5.986% | 31 |  |  |  |  | 11 | 0% | 0% | 0% | 0% | 0% | 0% | 1.935% | 37.27% | 63.82% | 66.17% | 64.18% | 62.27% | 64.39% | 67.68% | 66.38% | 48.7% | 5.85% | 0% | 0% | 0% | 0% | 0% | 0% | 0% | 22.86% | 2018-09-01 | 2018 | 9 | 2.772 | 32.62 | 21.69 | 26.8948 | 9702.2951 | 35.62 | 23.69 | 29.371 | 10595.5817 | 29.371 | 2017-01-01 09:00 | 1 | 1 | 9 | 622.7499 | 62.9% | 2016-12-01 08:00 | 12 | 1 | 8 | 12 | 1 | 8 | 20.0025 | 19.7475 | 0 | 19.74 | 20.0575 | 0
2028 | #DIV/0! | 11 | 6.054% | 30 |  |  |  |  | 12 | 0% | 0% | 0% | 0% | 0% | 0% | 0% | 12.99% | 48.02% | 54.06% | 51.35% | 48.24% | 49.37% | 50.9% | 50.8% | 37.72% | 3.544% | 0% | 0% | 0% | 0% | 0% | 0% | 0% | 16.96% | 2018-10-01 | 2018 | 10 | 2.798 | 26 | 19.39 | 22.5376 | 8054.9032 | 28.76 | 20.44 | 24.4019 | 8721.1954 | 24.4019 | 2017-01-01 10:00 | 1 | 1 | 10 | 672.0973 | 67.89% | 2016-12-01 09:00 | 12 | 1 | 9 | 12 | 1 | 9 | 21.2825 | 21.5875 | 0 | 21.5725 | 21.5475 | 0
2029 | #DIV/0! | 12 | 4.641% | 31 | [30 empty] | 2018-11-01 | 2018 | 11 | 2.863 | 24.52 | 19.07 | 21.6652 | 7567.3203 | 26.72 | 20.09 | 23.2471 | 8119.8543 | 23.2471 | 2017-01-01 11:00 | 1 | 1 | 11 | 603.5344 | 60.96% | 2016-12-01 10:00 | 12 | 1 | 10 | 12 | 1 | 10 | 20.3175 | 19.9275 | 0 | 19.9175 | 20.435 | 0
2030 | #DIV/0! | [33 empty] | 2018-12-01 | 2018 | 12 | 3.001 | 24.33 | 19.56 | 21.8314 | 7274.718 | 26.51 | 20.7 | 23.4667 | 7819.6157 | 23.4667 | 2017-01-01 12:00 | 1 | 1 | 12 | 637.9222 | 64.44% | 2016-12-01 11:00 | 12 | 1 | 11 | 12 | 1 | 11 | 19.84 | 19.5725 | 0 | 19.5675 | 19.92 | 0
2031 | #DIV/0! | [8 empty] | TMY 1st Year Project Capacity Factor (by Hour - CST) 0: Historical Hub Price (by Hour - CST) |  | 2019-01-01 | 2019 | 1 | 3.096 | 29.24 | 21.65 | 25.2643 | 8160.299 | 31.99 | 22.51 | 27.0243 | 8728.7745 | 27.0243 | 2017-01-01 13:00 | 1 | 1 | 13 | 677.4196 | 68.43% | 2016-12-01 12:00 | 12 | 1 | 12 | 12 | 1 | 12 | 19.595 | 19.5575 | 0 | 19.555 | 19.61 | 0
2032 | #DIV/0! | [7 empty] | MONTH | 0 | 1 | 2 | 3 | 4 | 5 | 6 | 7 | 8 | 9 | 10 | 11 | 12 | 13 | 14 | 15 | 16 | 17 | 18 | 19 | 20 | 21 | 22 | 23 | AVG | 2019-02-01 | 2019 | 2 | 3.072 | 28.96 | 21.44 | 25.021 | 8144.8413 | 31.69 | 22.13 | 26.6824 | 8685.6709 | 26.6824 | 2017-01-01 14:00 | 1 | 1 | 14 | 713.5245 | 72.07% | 2016-12-01 13:00 | 12 | 1 | 13 | 12 | 1 | 13 | 19.6675 | 19.6675 | 0 | 19.6675 | 19.6675 | 0
2033 | #DIV/0! | [7 empty] | 1 | 0 | 0 | 0 | 0 | 0 | 0 | 0 | 0 | 0 | 0 | 0 | 0 | 0 | 0 | 0 | 0 | 0 | 0 | 0 | 0 | 0 | 0 | 0 | 0 | 0 | 2019-03-01 | 2019 | 3 | 3.007 | 25.92 | 19.18 | 22.3895 | 7445.8011 | 28.99 | 20.25 | 24.4119 | 8118.3588 | 24.4119 | 2017-01-01 15:00 | 1 | 1 | 15 | 601.9568 | 60.8% | 2016-12-01 14:00 | 12 | 1 | 14 | 12 | 1 | 14 | 20.3575 | 20.3575 | 0 | 20.3575 | 20.3575 | 0
2034 | #DIV/0! | [7 empty] | 2 | 0 | 0 | 0 | 0 | 0 | 0 | 0 | 0 | 0 | 0 | 0 | 0 | 0 | 0 | 0 | 0 | 0 | 0 | 0 | 0 | 0 | 0 | 0 | 0 | 0 | 2019-04-01 | 2019 | 4 | 2.706 | 28.44 | 19.4 | 23.7048 | 8760.0746 | 32.71 | 20.02 | 26.0629 | 9631.5067 | 26.0629 | 2017-01-01 16:00 | 1 | 1 | 16 | 70.44 | 7.115% | 2016-12-01 15:00 | 12 | 1 | 15 | 12 | 1 | 15 | 21.1425 | 21.1425 | 0 | 21.1425 | 21.1425 | 0
2035 | #DIV/0! | [7 empty] | 3 | 0 | 0 | 0 | 0 | 0 | 0 | 0 | 0 | 0 | 0 | 0 | 0 | 0 | 0 | 0 | 0 | 0 | 0 | 0 | 0 | 0 | 0 | 0 | 0 | 0 | 2019-05-01 | 2019 | 5 | 2.67 | 27.19 | 18.43 | 22.6014 | 8464.9545 | 29.63 | 19.28 | 24.2086 | 9066.8807 | 24.2086 | 2017-01-01 17:00 | 1 | 1 | 17 | 0 | 0% | 2016-12-01 16:00 | 12 | 1 | 16 | 12 | 1 | 16 | 20.995 | 20.995 | 0 | 20.995 | 20.995 | 0
2036 | #DIV/0! | [7 empty] | 4 | 0 | 0 | 0 | 0 | 0 | 0 | 0 | 0 | 0 | 0 | 0 | 0 | 0 | 0 | 0 | 0 | 0 | 0 | 0 | 0 | 0 | 0 | 0 | 0 | 0 | 2019-06-01 | 2019 | 6 | 2.694 | 34.39 | 21.4 | 27.5857 | 10239.6861 | 38.51 | 22.14 | 29.9352 | 11111.8181 | 29.9352 | 2017-01-01 18:00 | 1 | 1 | 18 | 0 | 0% | 2016-12-01 17:00 | 12 | 1 | 17 | 12 | 1 | 17 | 26.6275 | 26.6275 | 0 | 26.6275 | 26.6275 | 0
2037 | #DIV/0! | [7 empty] | 5 | 0 | 0 | 0 | 0 | 0 | 0 | 0 | 0 | 0 | 0 | 0 | 0 | 0 | 0 | 0 | 0 | 0 | 0 | 0 | 0 | 0 | 0 | 0 | 0 | 0 | 2019-07-01 | 2019 | 7 | 2.718 | 62.3 | 24.45 | 42.4738 | 15626.8615 | 59.48 | 24.52 | 41.1676 | 15146.291 | 41.1676 | 2017-01-01 19:00 | 1 | 1 | 19 | 0 | 0% | 2016-12-01 18:00 | 12 | 1 | 18 | 12 | 1 | 18 | 25.74 | 25.74 | 0 | 25.74 | 25.74 | 0
2038 | #DIV/0! | [7 empty] | 6 | 0 | 0 | 0 | 0 | 0 | 0 | 0 | 0 | 0 | 0 | 0 | 0 | 0 | 0 | 0 | 0 | 0 | 0 | 0 | 0 | 0 | 0 | 0 | 0 | 0 | 2019-08-01 | 2019 | 8 | 2.718 | 81.59 | 26.25 | 52.6024 | 19353.341 | 84.48 | 26.29 | 53.9995 | 19867.3745 | 53.9995 | 2017-01-01 20:00 | 1 | 1 | 20 | 0 | 0% | 2016-12-01 19:00 | 12 | 1 | 19 | 12 | 1 | 19 | 23.405 | 23.405 | 0 | 23.405 | 23.405 | 0
2039 | #DIV/0! | [7 empty] | 7 | 0 | 0 | 0 | 0 | 0 | 0 | 0 | 0 | 0 | 0 | 0 | 0 | 0 | 0 | 0 | 0 | 0 | 0 | 0 | 0 | 0 | 0 | 0 | 0 | 0 | 2019-09-01 | 2019 | 9 | 2.701 | 31.73 | 21.19 | 26.209 | 9703.4608 | 32.92 | 22.06 | 27.2314 | 10081.9802 | 27.2314 | 2017-01-01 21:00 | 1 | 1 | 21 | 0 | 0% | 2016-12-01 20:00 | 12 | 1 | 20 | 12 | 1 | 20 | 21.635 | 21.635 | 0 | 21.635 | 21.635 | 0
2040 | #DIV/0! | [7 empty] | 8 | 0 | 0 | 0 | 0 | 0 | 0 | 0 | 0 | 0 | 0 | 0 | 0 | 0 | 0 | 0 | 0 | 0 | 0 | 0 | 0 | 0 | 0 | 0 | 0 | 0 | 2019-10-01 | 2019 | 10 | 2.725 | 25.07 | 17.89 | 21.309 | 7819.834 | 27.95 | 18.6 | 23.0524 | 8459.5893 | 23.0524 | 2017-01-01 22:00 | 1 | 1 | 22 | 0 | 0% | 2016-12-01 21:00 | 12 | 1 | 21 | 12 | 1 | 21 | 21.035 | 21.08 | 0 | 21.0825 | 20.9775 | 0
[9 empty] | 9 | 0 | 0 | 0 | 0 | 0 | 0 | 0 | 0 | 0 | 0 | 0 | 0 | 0 | 0 | 0 | 0 | 0 | 0 | 0 | 0 | 0 | 0 | 0 | 0 | 0 | 2019-11-01 | 2019 | 11 | 2.774 | 23.3 | 17.85 | 20.4452 | 7370.3093 | 25.85 | 18.42 | 21.9581 | 7915.6796 | 21.9581 | 2017-01-01 23:00 | 1 | 1 | 23 | 0 | 0% | 2016-12-01 22:00 | 12 | 1 | 22 | 12 | 1 | 22 | 22.195 | 23.12 | 0 | 23.1625 | 20.9925 | 0
[9 empty] | 10 | 0 | 0 | 0 | 0 | 0 | 0 | 0 | 0 | 0 | 0 | 0 | 0 | 0 | 0 | 0 | 0 | 0 | 0 | 0 | 0 | 0 | 0 | 0 | 0 | 0 | 2019-12-01 | 2019 | 12 | 2.918 | 23.67 | 18.68 | 21.0562 | 7215.9666 | 26.25 | 19.25 | 22.5833 | 7739.3192 | 22.5833 | 2017-01-02 | 1 | 2 | 0 | 0 | 0% | 2016-12-01 23:00 | 12 | 1 | 23 | 12 | 1 | 23 | 19.2 | 20.085 | 0 | 20.13 | 18.03 | 0
[9 empty] | 11 | 0 | 0 | 0 | 0 | 0 | 0 | 0 | 0 | 0 | 0 | 0 | 0 | 0 | 0 | 0 | 0 | 0 | 0 | 0 | 0 | 0 | 0 | 0 | 0 | 0 | 2020-01-01 | 2020 | 1 | 3.028 | 28.1 | 20.39 | 24.0614 | 7946.3106 | 31.21 | 21.77 | 26.2652 | 8674.1209 | 26.2652 | 2017-01-02 01:00 | 1 | 2 | 1 | 0 | 0% | 2016-12-02 | 12 | 2 | 0 | 12 | 2 | 0 | 17.86 | 18.725 | 0 | 18.77 | 16.7075 | 0
[9 empty] | 12 | 0 | 0 | 0 | 0 | 0 | 0 | 0 | 0 | 0 | 0 | 0 | 0 | 0 | 0 | 0 | 0 | 0 | 0 | 0 | 0 | 0 | 0 | 0 | 0 | 0 | 2020-02-01 | 2020 | 2 | 3.004 | 27.87 | 20.32 | 23.9152 | 7961.1312 | 30.95 | 21.54 | 26.021 | 8662.1013 | 26.021 | 2017-01-02 02:00 | 1 | 2 | 2 | 0 | 0% | 2016-12-02 01:00 | 12 | 2 | 1 | 12 | 2 | 1 | 17.6975 | 17.9475 | 0 | 17.96 | 17.3625 | 0
[35 empty] | 2020-03-01 | 2020 | 3 | 2.954 | 27.25 | 18.55 | 22.6929 | 7682.0776 | 29.57 | 20.06 | 24.5886 | 8323.8224 | 24.5886 | 2017-01-02 03:00 | 1 | 2 | 3 | 0 | 0% | 2016-12-02 02:00 | 12 | 2 | 2 | 12 | 2 | 2 | 17.6575 | 17.6575 | 0 | 17.6575 | 17.6575 | 0
[35 empty] | 2020-04-01 | 2020 | 4 | 2.669 | 27.95 | 18.66 | 23.0838 | 8648.8608 | 31.63 | 19.76 | 25.4124 | 9521.3117 | 25.4124 | 2017-01-02 04:00 | 1 | 2 | 4 | 0 | 0% | 2016-12-02 03:00 | 12 | 2 | 3 | 12 | 2 | 3 | 18.9225 | 18.9225 | 0 | 18.9225 | 18.9225 | 0
[10 empty] | Historical Hub Price (by Hour - CST) 0: Historical Load Zone Price (by Hour - CST) |  | 2020-05-01 | 2020 | 5 | 2.645 | 25.47 | 18.24 | 21.6829 | 8197.6776 | 27.87 | 19.56 | 23.5171 | 8891.1693 | 23.5171 | 2017-01-02 05:00 | 1 | 2 | 5 | 0 | 0% | 2016-12-02 04:00 | 12 | 2 | 4 | 12 | 2 | 4 | 19.23 | 19.23 | 0 | 19.23 | 19.23 | 0
[9 empty] | MONTH | 0 | 1 | 2 | 3 | 4 | 5 | 6 | 7 | 8 | 9 | 10 | 11 | 12 | 13 | 14 | 15 | 16 | 17 | 18 | 19 | 20 | 21 | 22 | 23 | AVG | 2020-06-01 | 2020 | 6 | 2.673 | 33.02 | 21.34 | 26.9019 | 10064.3115 | 36.15 | 22.52 | 29.0105 | 10853.1523 | 29.0105 | 2017-01-02 06:00 | 1 | 2 | 6 | 0 | 0% | 2016-12-02 05:00 | 12 | 2 | 5 | 12 | 2 | 5 | 19.7 | 19.7 | 0 | 19.7 | 19.7 | 0
[9 empty] | 1 | 0 | 0 | 0 | 0 | 0 | 0 | 0 | 0 | 0 | 0 | 0 | 0 | 0 | 0 | 0 | 0 | 0 | 0 | 0 | 0 | 0 | 0 | 0 | 0 | 0 | 2020-07-01 | 2020 | 7 | 2.703 | 59.34 | 22.66 | 40.1267 | 14845.2337 | 62.79 | 23.19 | 42.0471 | 15555.7317 | 42.0471 | 2017-01-02 07:00 | 1 | 2 | 7 | 0 | 0% | 2016-12-02 06:00 | 12 | 2 | 6 | 12 | 2 | 6 | 25.04 | 25.04 | 0 | 25.04 | 25.04 | 0
[9 empty] | 2 | 0 | 0 | 0 | 0 | 0 | 0 | 0 | 0 | 0 | 0 | 0 | 0 | 0 | 0 | 0 | 0 | 0 | 0 | 0 | 0 | 0 | 0 | 0 | 0 | 0 | 2020-08-01 | 2020 | 8 | 2.718 | 80.32 | 25.23 | 51.4633 | 18934.2654 | 81.83 | 25.81 | 52.4862 | 19310.5925 | 52.4862 | 2017-01-02 08:00 | 1 | 2 | 8 | 389.4074 | 39.33% | 2016-12-02 07:00 | 12 | 2 | 7 | 12 | 2 | 7 | 22.8425 | 22.8425 | 0 | 22.8425 | 22.8425 | 0
[9 empty] | 3 | 0 | 0 | 0 | 0 | 0 | 0 | 0 | 0 | 0 | 0 | 0 | 0 | 0 | 0 | 0 | 0 | 0 | 0 | 0 | 0 | 0 | 0 | 0 | 0 | 0 | 2020-09-01 | 2020 | 9 | 2.718 | 30.83 | 21.07 | 25.7176 | 9461.9643 | 31.96 | 22.28 | 26.8895 | 9893.1287 | 26.8895 | 2017-01-02 09:00 | 1 | 2 | 9 | 623.2888 | 62.96% | 2016-12-02 08:00 | 12 | 2 | 8 | 12 | 2 | 8 | 23.8325 | 23.8325 | 0 | 23.8325 | 23.8325 | 0
[9 empty] | 4 | 0 | 0 | 0 | 0 | 0 | 0 | 0 | 0 | 0 | 0 | 0 | 0 | 0 | 0 | 0 | 0 | 0 | 0 | 0 | 0 | 0 | 0 | 0 | 0 | 0 | 2020-10-01 | 2020 | 10 | 2.748 | 24.78 | 18 | 21.2286 | 7725.0988 | 27.75 | 19.25 | 23.2976 | 8478.0273 | 23.2976 | 2017-01-02 10:00 | 1 | 2 | 10 | 637.5558 | 64.4% | 2016-12-02 09:00 | 12 | 2 | 9 | 12 | 2 | 9 | 24.32 | 24.32 | 0 | 24.32 | 24.32 | 0
[9 empty] | 5 | 0 | 0 | 0 | 0 | 0 | 0 | 0 | 0 | 0 | 0 | 0 | 0 | 0 | 0 | 0 | 0 | 0 | 0 | 0 | 0 | 0 | 0 | 0 | 0 | 0 | 2020-11-01 | 2020 | 11 | 2.818 | 23.13 | 17.99 | 20.4376 | 7252.5263 | 25.7 | 19.07 | 22.2271 | 7887.5596 | 22.2271 | 2017-01-02 11:00 | 1 | 2 | 11 | 597.8407 | 60.39% | 2016-12-02 10:00 | 12 | 2 | 10 | 12 | 2 | 10 | 23.7 | 23.7 | 0 | 23.7 | 23.7 | 0
[9 empty] | 6 | 0 | 0 | 0 | 0 | 0 | 0 | 0 | 0 | 0 | 0 | 0 | 0 | 0 | 0 | 0 | 0 | 0 | 0 | 0 | 0 | 0 | 0 | 0 | 0 | 0 | 2020-12-01 | 2020 | 12 | 2.966 | 23.53 | 18.65 | 20.9738 | 7071.4125 | 26.67 | 19.7 | 23.019 | 7760.9736 | 23.019 | 2017-01-02 12:00 | 1 | 2 | 12 | 625.6636 | 63.2% | 2016-12-02 11:00 | 12 | 2 | 11 | 12 | 2 | 11 | 21.9575 | 21.9575 | 0 | 21.9575 | 21.9575 | 0
[9 empty] | 7 | 0 | 0 | 0 | 0 | 0 | 0 | 0 | 0 | 0 | 0 | 0 | 0 | 0 | 0 | 0 | 0 | 0 | 0 | 0 | 0 | 0 | 0 | 0 | 0 | 0 | 2021-01-01 | 2021 | 1 | 3.076 | 28.25 | 20.95 | 24.4262 | 7940.8942 | 30.91 | 22.4 | 26.4524 | 8599.6037 | 26.4524 | 2017-01-02 13:00 | 1 | 2 | 13 | 635.0903 | 64.15% | 2016-12-02 12:00 | 12 | 2 | 12 | 12 | 2 | 12 | 20.455 | 20.455 | 0 | 20.455 | 20.455 | 0
[9 empty] | 8 | 0 | 0 | 0 | 0 | 0 | 0 | 0 | 0 | 0 | 0 | 0 | 0 | 0 | 0 | 0 | 0 | 0 | 0 | 0 | 0 | 0 | 0 | 0 | 0 | 0 | 2021-02-01 | 2021 | 2 | 3.05 | 28.01 | 20.92 | 24.2962 | 7965.9641 | 30.65 | 22.13 | 26.1871 | 8585.9485 | 26.1871 | 2017-01-02 14:00 | 1 | 2 | 14 | 684.1743 | 69.11% | 2016-12-02 13:00 | 12 | 2 | 13 | 12 | 2 | 13 | 20.2025 | 20.2025 | 0 | 20.2025 | 20.2025 | 0
[9 empty] | 9 | 0 | 0 | 0 | 0 | 0 | 0 | 0 | 0 | 0 | 0 | 0 | 0 | 0 | 0 | 0 | 0 | 0 | 0 | 0 | 0 | 0 | 0 | 0 | 0 | 0 | 2021-03-01 | 2021 | 3 | 2.995 | 24.54 | 19.66 | 21.9838 | 7340.1701 | 26.22 | 21.15 | 23.5643 | 7867.875 | 23.5643 | 2017-01-02 15:00 | 1 | 2 | 15 | 474.7594 | 47.96% | 2016-12-02 14:00 | 12 | 2 | 14 | 12 | 2 | 14 | 19.83 | 19.83 | 0 | 19.83 | 19.83 | 0
[9 empty] | 10 | 0 | 0 | 0 | 0 | 0 | 0 | 0 | 0 | 0 | 0 | 0 | 0 | 0 | 0 | 0 | 0 | 0 | 0 | 0 | 0 | 0 | 0 | 0 | 0 | 0 | 2021-04-01 | 2021 | 4 | 2.69 | 27.4 | 19.64 | 23.3352 | 8674.8097 | 30.48 | 20.74 | 25.3781 | 9434.2361 | 25.3781 | 2017-01-02 16:00 | 1 | 2 | 16 | 78.5141 | 7.931% | 2016-12-02 15:00 | 12 | 2 | 15 | 12 | 2 | 15 | 19.7725 | 19.7725 | 0 | 19.7725 | 19.7725 | 0
[9 empty] | 11 | 0 | 0 | 0 | 0 | 0 | 0 | 0 | 0 | 0 | 0 | 0 | 0 | 0 | 0 | 0 | 0 | 0 | 0 | 0 | 0 | 0 | 0 | 0 | 0 | 0 | 2021-05-01 | 2021 | 5 | 2.667 | 26.15 | 19.04 | 22.4257 | 8408.5918 | 28.47 | 20.34 | 24.2114 | 9078.1509 | 24.2114 | 2017-01-02 17:00 | 1 | 2 | 17 | 0 | 0% | 2016-12-02 16:00 | 12 | 2 | 16 | 12 | 2 | 16 | 20.2175 | 20.2175 | 0 | 20.2175 | 20.2175 | 0
[9 empty] | 12 | 0 | 0 | 0 | 0 | 0 | 0 | 0 | 0 | 0 | 0 | 0 | 0 | 0 | 0 | 0 | 0 | 0 | 0 | 0 | 0 | 0 | 0 | 0 | 0 | 0 | 2021-06-01 | 2021 | 6 | 2.691 | 33.07 | 20.51 | 26.491 | 9844.2781 | 35.65 | 21.7 | 28.3429 | 10532.4627 | 28.3429 | 2017-01-02 18:00 | 1 | 2 | 18 | 0 | 0% | 2016-12-02 17:00 | 12 | 2 | 17 | 12 | 2 | 17 | 22.67 | 22.67 | 0 | 22.67 | 22.67 | 0
[35 empty] | 2021-07-01 | 2021 | 7 | 2.717 | 55.84 | 22.81 | 38.5386 | 14184.2368 | 57.03 | 23.41 | 39.4195 | 14508.474 | 39.4195 | 2017-01-02 19:00 | 1 | 2 | 19 | 0 | 0% | 2016-12-02 18:00 | 12 | 2 | 18 | 12 | 2 | 18 | 22.4725 | 22.4725 | 0 | 22.4725 | 22.4725 | 0
[35 empty] | 2021-08-01 | 2021 | 8 | 2.731 | 76.86 | 25.18 | 49.7895 | 18231.2427 | 76.06 | 25.74 | 49.7019 | 18199.1596 | 49.7019 | 2017-01-02 20:00 | 1 | 2 | 20 | 0 | 0% | 2016-12-02 19:00 | 12 | 2 | 19 | 12 | 2 | 19 | 21.4875 | 21.4875 | 0 | 21.4875 | 21.4875 | 0
[10 empty] | Historical Load Zone Price (by Hour - CST) 0: Load Zone to Hub Correlation (by hour - CST) |  | 2021-09-01 | 2021 | 9 | 2.731 | 30.25 | 21.1 | 25.4571 | 9321.5463 | 31.16 | 22.31 | 26.5243 | 9712.298 | 26.5243 | 2017-01-02 21:00 | 1 | 2 | 21 | 0 | 0% | 2016-12-02 20:00 | 12 | 2 | 20 | 12 | 2 | 20 | 21.1225 | 21.1225 | 0 | 21.1225 | 21.1225 | 0
[9 empty] | MONTH | 0 | 1 | 2 | 3 | 4 | 5 | 6 | 7 | 8 | 9 | 10 | 11 | 12 | 13 | 14 | 15 | 16 | 17 | 18 | 19 | 20 | 21 | 22 | 23 | AVG | 2021-10-01 | 2021 | 10 | 2.758 | 24.66 | 18.65 | 21.5119 | 7799.8204 | 27.57 | 19.93 | 23.5681 | 8545.3572 | 23.5681 | 2017-01-02 22:00 | 1 | 2 | 22 | 0 | 0% | 2016-12-02 21:00 | 12 | 2 | 21 | 12 | 2 | 21 | 20.0475 | 20.0475 | 0 | 20.0475 | 20.0475 | 0
[9 empty] | 1 | #DIV/0! | #DIV/0! | #DIV/0! | #DIV/0! | #DIV/0! | #DIV/0! | #DIV/0! | #DIV/0! | #DIV/0! | #DIV/0! | #DIV/0! | #DIV/0! | #DIV/0! | #DIV/0! | #DIV/0! | #DIV/0! | #DIV/0! | #DIV/0! | #DIV/0! | #DIV/0! | #DIV/0! | #DIV/0! | #DIV/0! | #DIV/0! | #DIV/0! | 2021-11-01 | 2021 | 11 | 2.823 | 21.98 | 18.54 | 20.1781 | 7147.7489 | 24.5 | 19.57 | 21.9176 | 7763.9458 | 21.9176 | 2017-01-02 23:00 | 1 | 2 | 23 | 0 | 0% | 2016-12-02 22:00 | 12 | 2 | 22 | 12 | 2 | 22 | 20.005 | 20.005 | 0 | 20.005 | 20.005 | 0
[9 empty] | 2 | #DIV/0! | #DIV/0! | #DIV/0! | #DIV/0! | #DIV/0! | #DIV/0! | #DIV/0! | #DIV/0! | #DIV/0! | #DIV/0! | #DIV/0! | #DIV/0! | #DIV/0! | #DIV/0! | #DIV/0! | #DIV/0! | #DIV/0! | #DIV/0! | #DIV/0! | #DIV/0! | #DIV/0! | #DIV/0! | #DIV/0! | #DIV/0! | #DIV/0! | 2021-12-01 | 2021 | 12 | 2.968 | 22.23 | 19.19 | 20.6376 | 6953.3757 | 25.48 | 20.21 | 22.7195 | 7654.8261 | 22.7195 | 2017-01-03 | 1 | 3 | 0 | 0 | 0% | 2016-12-02 23:00 | 12 | 2 | 23 | 12 | 2 | 23 | 19.6925 | 19.6925 | 0 | 19.6925 | 19.6925 | 0
[9 empty] | 3 | #DIV/0! | #DIV/0! | #DIV/0! | #DIV/0! | #DIV/0! | #DIV/0! | #DIV/0! | #DIV/0! | #DIV/0! | #DIV/0! | #DIV/0! | #DIV/0! | #DIV/0! | #DIV/0! | #DIV/0! | #DIV/0! | #DIV/0! | #DIV/0! | #DIV/0! | #DIV/0! | #DIV/0! | #DIV/0! | #DIV/0! | #DIV/0! | #DIV/0! | 2022-01-01 | 2022 | 1 | 3.078 | 28.34 | 20.9 | 24.4429 | 7941.1492 | 30.26 | 22.32 | 26.101 | 8479.8416 | 26.101 | 2017-01-03 01:00 | 1 | 3 | 1 | 0 | 0% | 2016-12-03 | 12 | 3 | 0 | 12 | 3 | 0 | 19.5475 | 19.5475 | 0 | 19.5475 | 19.5475 | 0
[9 empty] | 4 | #DIV/0! | #DIV/0! | #DIV/0! | #DIV/0! | #DIV/0! | #DIV/0! | #DIV/0! | #DIV/0! | #DIV/0! | #DIV/0! | #DIV/0! | #DIV/0! | #DIV/0! | #DIV/0! | #DIV/0! | #DIV/0! | #DIV/0! | #DIV/0! | #DIV/0! | #DIV/0! | #DIV/0! | #DIV/0! | #DIV/0! | #DIV/0! | #DIV/0! | 2022-02-01 | 2022 | 2 | 3.052 | 28.09 | 20.85 | 24.2976 | 7961.212 | 29.99 | 22.06 | 25.8362 | 8465.3311 | 25.8362 | 2017-01-03 02:00 | 1 | 3 | 2 | 0 | 0% | 2016-12-03 01:00 | 12 | 3 | 1 | 12 | 3 | 1 | 19.81 | 19.81 | 0 | 19.81 | 19.81 | 0
[9 empty] | 5 | #DIV/0! | #DIV/0! | #DIV/0! | #DIV/0! | #DIV/0! | #DIV/0! | #DIV/0! | #DIV/0! | #DIV/0! | #DIV/0! | #DIV/0! | #DIV/0! | #DIV/0! | #DIV/0! | #DIV/0! | #DIV/0! | #DIV/0! | #DIV/0! | #DIV/0! | #DIV/0! | #DIV/0! | #DIV/0! | #DIV/0! | #DIV/0! | #DIV/0! | 2022-03-01 | 2022 | 3 | 2.996 | 25.83 | 19.54 | 22.5352 | 7521.7751 | 26.78 | 21.04 | 23.7733 | 7935.0245 | 23.7733 | 2017-01-03 03:00 | 1 | 3 | 3 | 0 | 0% | 2016-12-03 02:00 | 12 | 3 | 2 | 12 | 3 | 2 | 19.73 | 19.73 | 0 | 19.73 | 19.73 | 0
[9 empty] | 6 | #DIV/0! | #DIV/0! | #DIV/0! | #DIV/0! | #DIV/0! | #DIV/0! | #DIV/0! | #DIV/0! | #DIV/0! | #DIV/0! | #DIV/0! | #DIV/0! | #DIV/0! | #DIV/0! | #DIV/0! | #DIV/0! | #DIV/0! | #DIV/0! | #DIV/0! | #DIV/0! | #DIV/0! | #DIV/0! | #DIV/0! | #DIV/0! | #DIV/0! | 2022-04-01 | 2022 | 4 | 2.701 | 26.94 | 19.54 | 23.0638 | 8538.9891 | 29.38 | 20.67 | 24.8176 | 9188.3077 | 24.8176 | 2017-01-03 04:00 | 1 | 3 | 4 | 0 | 0% | 2016-12-03 03:00 | 12 | 3 | 3 | 12 | 3 | 3 | 19.5775 | 19.5775 | 0 | 19.5775 | 19.5775 | 0
[9 empty] | 7 | #DIV/0! | #DIV/0! | #DIV/0! | #DIV/0! | #DIV/0! | #DIV/0! | #DIV/0! | #DIV/0! | #DIV/0! | #DIV/0! | #DIV/0! | #DIV/0! | #DIV/0! | #DIV/0! | #DIV/0! | #DIV/0! | #DIV/0! | #DIV/0! | #DIV/0! | #DIV/0! | #DIV/0! | #DIV/0! | #DIV/0! | #DIV/0! | #DIV/0! | 2022-05-01 | 2022 | 5 | 2.683 | 25.41 | 18.53 | 21.8062 | 8127.5402 | 27.08 | 19.82 | 23.2771 | 8675.7894 | 23.2771 | 2017-01-03 05:00 | 1 | 3 | 5 | 0 | 0% | 2016-12-03 04:00 | 12 | 3 | 4 | 12 | 3 | 4 | 19.8625 | 19.8625 | 0 | 19.8625 | 19.8625 | 0
[9 empty] | 8 | #DIV/0! | #DIV/0! | #DIV/0! | #DIV/0! | #DIV/0! | #DIV/0! | #DIV/0! | #DIV/0! | #DIV/0! | #DIV/0! | #DIV/0! | #DIV/0! | #DIV/0! | #DIV/0! | #DIV/0! | #DIV/0! | #DIV/0! | #DIV/0! | #DIV/0! | #DIV/0! | #DIV/0! | #DIV/0! | #DIV/0! | #DIV/0! | #DIV/0! | 2022-06-01 | 2022 | 6 | 2.708 | 32.24 | 19.73 | 25.6871 | 9485.651 | 34.16 | 20.92 | 27.2248 | 10053.4571 | 27.2248 | 2017-01-03 06:00 | 1 | 3 | 6 | 0 | 0% | 2016-12-03 05:00 | 12 | 3 | 5 | 12 | 3 | 5 | 21 | 21 | 0 | 21 | 21 | 0
[9 empty] | 9 | #DIV/0! | #DIV/0! | #DIV/0! | #DIV/0! | #DIV/0! | #DIV/0! | #DIV/0! | #DIV/0! | #DIV/0! | #DIV/0! | #DIV/0! | #DIV/0! | #DIV/0! | #DIV/0! | #DIV/0! | #DIV/0! | #DIV/0! | #DIV/0! | #DIV/0! | #DIV/0! | #DIV/0! | #DIV/0! | #DIV/0! | #DIV/0! | #DIV/0! | 2022-07-01 | 2022 | 7 | 2.735 | 54.5 | 22.23 | 37.5967 | 13746.496 | 56.12 | 22.84 | 38.6876 | 14145.3817 | 38.6876 | 2017-01-03 07:00 | 1 | 3 | 7 | 0 | 0% | 2016-12-03 06:00 | 12 | 3 | 6 | 12 | 3 | 6 | 20.975 | 20.975 | 0 | 20.975 | 20.975 | 0
[9 empty] | 10 | #DIV/0! | #DIV/0! | #DIV/0! | #DIV/0! | #DIV/0! | #DIV/0! | #DIV/0! | #DIV/0! | #DIV/0! | #DIV/0! | #DIV/0! | #DIV/0! | #DIV/0! | #DIV/0! | #DIV/0! | #DIV/0! | #DIV/0! | #DIV/0! | #DIV/0! | #DIV/0! | #DIV/0! | #DIV/0! | #DIV/0! | #DIV/0! | #DIV/0! | 2022-08-01 | 2022 | 8 | 2.755 | 75.68 | 24.49 | 48.8662 | 17737.2742 | 74.81 | 25.04 | 48.74 | 17691.4701 | 48.74 | 2017-01-03 08:00 | 1 | 3 | 8 | 663.9692 | 67.07% | 2016-12-03 07:00 | 12 | 3 | 7 | 12 | 3 | 7 | 20.6425 | 20.68 | 0 | 20.6825 | 20.59 | 0
[9 empty] | 11 | #DIV/0! | #DIV/0! | #DIV/0! | #DIV/0! | #DIV/0! | #DIV/0! | #DIV/0! | #DIV/0! | #DIV/0! | #DIV/0! | #DIV/0! | #DIV/0! | #DIV/0! | #DIV/0! | #DIV/0! | #DIV/0! | #DIV/0! | #DIV/0! | #DIV/0! | #DIV/0! | #DIV/0! | #DIV/0! | #DIV/0! | #DIV/0! | #DIV/0! | 2022-09-01 | 2022 | 9 | 2.755 | 30.53 | 20.51 | 25.2814 | 9176.5621 | 30.78 | 21.74 | 26.0448 | 9453.6341 | 26.0448 | 2017-01-03 09:00 | 1 | 3 | 9 | 661.4078 | 66.81% | 2016-12-03 08:00 | 12 | 3 | 8 | 12 | 3 | 8 | 21.7325 | 21.7325 | 0 | 21.7325 | 21.7325 | 0
[9 empty] | 12 | #DIV/0! | #DIV/0! | #DIV/0! | #DIV/0! | #DIV/0! | #DIV/0! | #DIV/0! | #DIV/0! | #DIV/0! | #DIV/0! | #DIV/0! | #DIV/0! | #DIV/0! | #DIV/0! | #DIV/0! | #DIV/0! | #DIV/0! | #DIV/0! | #DIV/0! | #DIV/0! | #DIV/0! | #DIV/0! | #DIV/0! | #DIV/0! | #DIV/0! | 2022-10-01 | 2022 | 10 | 2.781 | 25.88 | 18.62 | 22.0771 | 7938.5627 | 28.13 | 19.92 | 23.8295 | 8568.6889 | 23.8295 | 2017-01-03 10:00 | 1 | 3 | 10 | 632.426 | 63.88% | 2016-12-03 09:00 | 12 | 3 | 9 | 12 | 3 | 9 | 24.6175 | 24.6175 | 0 | 24.6175 | 24.6175 | 0
[35 empty] | 2022-11-01 | 2022 | 11 | 2.853 | 23.21 | 18.46 | 20.7219 | 7263.1983 | 25.05 | 19.51 | 22.1481 | 7763.0898 | 22.1481 | 2017-01-03 11:00 | 1 | 3 | 11 | 562.9564 | 56.86% | 2016-12-03 10:00 | 12 | 3 | 10 | 12 | 3 | 10 | 29.9375 | 29.9375 | 0 | 29.9375 | 29.9375 | 0
[35 empty] | 2022-12-01 | 2022 | 12 | 3.003 | 23.56 | 19.21 | 21.2814 | 7086.7228 | 26.08 | 20.31 | 23.0576 | 7678.1948 | 23.0576 | 2017-01-03 12:00 | 1 | 3 | 12 | 607.148 | 61.33% | 2016-12-03 11:00 | 12 | 3 | 11 | 12 | 3 | 11 | 32.7775 | 32.7775 | 0 | 32.7775 | 32.7775 | 0
[5 empty] | Forecasted Load Zone Settlment Point Pricing By Hour By Month | [29 empty] | 2023-01-01 | 2023 | 1 | 3.123 | 26.92 | 19.98 | 23.2848 | 7455.8956 | 29.16 | 21.42 | 25.1057 | 8038.9735 | 25.1057 | 2017-01-03 13:00 | 1 | 3 | 13 | 652.3724 | 65.9% | 2016-12-03 12:00 | 12 | 3 | 12 | 12 | 3 | 12 | 31.9025 | 31.9025 | 0 | 31.9025 | 31.9025 | 0
[35 empty] | 2023-02-01 | 2023 | 2 | 3.096 | 26.7 | 19.88 | 23.1276 | 7470.1612 | 28.92 | 21.11 | 24.829 | 8019.7182 | 24.829 | 2017-01-03 14:00 | 1 | 3 | 14 | 684.2444 | 69.12% | 2016-12-03 13:00 | 12 | 3 | 13 | 12 | 3 | 13 | 30.88 | 30.88 | 0 | 30.88 | 30.88 | 0
[7 empty] | Load Zone Forecast (by hour - CST) | [27 empty] | 2023-03-01 | 2023 | 3 | 3.039 | 25.95 | 18.68 | 22.1419 | 7285.918 | 27.17 | 20.2 | 23.519 | 7739.0746 | 23.519 | 2017-01-03 15:00 | 1 | 3 | 15 | 505.7432 | 51.09% | 2016-12-03 14:00 | 12 | 3 | 14 | 12 | 3 | 14 | 25.8575 | 25.8575 | 0 | 25.8575 | 25.8575 | 0
[5 empty] | YEAR | MONTH | 0 | 1 | 2 | 3 | 4 | 5 | 6 | 7 | 8 | 9 | 10 | 11 | 12 | 13 | 14 | 15 | 16 | 17 | 18 | 19 | 20 | 21 | 22 | 23 | AVG | A = Solar-Wtd AVG | B = Annual Production Fraction | A x B | 2023-04-01 | 2023 | 4 | 2.734 | 27.12 | 18.96 | 22.8457 | 8356.1501 | 29.82 | 20.14 | 24.7495 | 9052.4959 | 24.7495 | 2017-01-03 16:00 | 1 | 3 | 16 | 71.011 | 7.173% | 2016-12-03 15:00 | 12 | 3 | 15 | 12 | 3 | 15 | 24.305 | 24.305 | 0 | 24.305 | 24.305 | 0
[5 empty] | 2018 | 1 | #DIV/0! | #DIV/0! | #DIV/0! | #DIV/0! | #DIV/0! | #DIV/0! | #DIV/0! | #DIV/0! | #DIV/0! | #DIV/0! | #DIV/0! | #DIV/0! | #DIV/0! | #DIV/0! | #DIV/0! | #DIV/0! | #DIV/0! | #DIV/0! | #DIV/0! | #DIV/0! | #DIV/0! | #DIV/0! | #DIV/0! | #DIV/0! | #DIV/0! | #DIV/0! | 0.050143 | #DIV/0! | 2023-05-01 | 2023 | 5 | 2.714 | 23.62 | 17.61 | 20.4719 | 7543.0747 | 25.46 | 18.89 | 22.0186 | 8112.9593 | 22.0186 | 2017-01-03 17:00 | 1 | 3 | 17 | 0 | 0% | 2016-12-03 16:00 | 12 | 3 | 16 | 12 | 3 | 16 | 24.125 | 24.125 | 0 | 24.125 | 24.125 | 0
[5 empty] | 2018 | 2 | #DIV/0! | #DIV/0! | #DIV/0! | #DIV/0! | #DIV/0! | #DIV/0! | #DIV/0! | #DIV/0! | #DIV/0! | #DIV/0! | #DIV/0! | #DIV/0! | #DIV/0! | #DIV/0! | #DIV/0! | #DIV/0! | #DIV/0! | #DIV/0! | #DIV/0! | #DIV/0! | #DIV/0! | #DIV/0! | #DIV/0! | #DIV/0! | #DIV/0! | #DIV/0! | 0.059123 | #DIV/0! | 2023-06-01 | 2023 | 6 | 2.739 | 29.49 | 18.98 | 23.9848 | 8756.7586 | 31.58 | 20.18 | 25.6086 | 9349.6062 | 25.6086 | 2017-01-03 18:00 | 1 | 3 | 18 | 0 | 0% | 2016-12-03 17:00 | 12 | 3 | 17 | 12 | 3 | 17 | 29.84 | 29.84 | 0 | 29.84 | 29.84 | 0
[5 empty] | 2018 | 3 | #DIV/0! | #DIV/0! | #DIV/0! | #DIV/0! | #DIV/0! | #DIV/0! | #DIV/0! | #DIV/0! | #DIV/0! | #DIV/0! | #DIV/0! | #DIV/0! | #DIV/0! | #DIV/0! | #DIV/0! | #DIV/0! | #DIV/0! | #DIV/0! | #DIV/0! | #DIV/0! | #DIV/0! | #DIV/0! | #DIV/0! | #DIV/0! | #DIV/0! | #DIV/0! | 0.086056 | #DIV/0! | 2023-07-01 | 2023 | 7 | 2.766 | 51.64 | 20.96 | 35.5695 | 12859.5531 | 53.47 | 21.58 | 36.7657 | 13292.0153 | 36.7657 | 2017-01-03 19:00 | 1 | 3 | 19 | 0 | 0% | 2016-12-03 18:00 | 12 | 3 | 18 | 12 | 3 | 18 | 25.2625 | 25.2625 | 0 | 25.2625 | 25.2625 | 0
[5 empty] | 2018 | 4 | #DIV/0! | #DIV/0! | #DIV/0! | #DIV/0! | #DIV/0! | #DIV/0! | #DIV/0! | #DIV/0! | #DIV/0! | #DIV/0! | #DIV/0! | #DIV/0! | #DIV/0! | #DIV/0! | #DIV/0! | #DIV/0! | #DIV/0! | #DIV/0! | #DIV/0! | #DIV/0! | #DIV/0! | #DIV/0! | #DIV/0! | #DIV/0! | #DIV/0! | #DIV/0! | 0.093366 | #DIV/0! | 2023-08-01 | 2023 | 8 | 2.789 | 73.11 | 23.14 | 46.9352 | 16828.6978 | 72.41 | 23.69 | 46.89 | 16812.4776 | 46.89 | 2017-01-03 20:00 | 1 | 3 | 20 | 0 | 0% | 2016-12-03 19:00 | 12 | 3 | 19 | 12 | 3 | 19 | 26.4 | 26.6375 | 0 | 26.6425 | 26.6575 | 0
[5 empty] | 2018 | 5 | #DIV/0! | #DIV/0! | #DIV/0! | #DIV/0! | #DIV/0! | #DIV/0! | #DIV/0! | #DIV/0! | #DIV/0! | #DIV/0! | #DIV/0! | #DIV/0! | #DIV/0! | #DIV/0! | #DIV/0! | #DIV/0! | #DIV/0! | #DIV/0! | #DIV/0! | #DIV/0! | #DIV/0! | #DIV/0! | #DIV/0! | #DIV/0! | #DIV/0! | #DIV/0! | 0.11725 | #DIV/0! | 2023-09-01 | 2023 | 9 | 2.792 | 27.98 | 20.03 | 23.8157 | 8529.9836 | 28.34 | 21.33 | 24.6681 | 8835.2777 | 24.6681 | 2017-01-03 21:00 | 1 | 3 | 21 | 0 | 0% | 2016-12-03 20:00 | 12 | 3 | 20 | 12 | 3 | 20 | 36.69 | 38.3475 | 0 | 38.3625 | 38.4525 | 0
[5 empty] | 2018 | 6 | #DIV/0! | #DIV/0! | #DIV/0! | #DIV/0! | #DIV/0! | #DIV/0! | #DIV/0! | #DIV/0! | #DIV/0! | #DIV/0! | #DIV/0! | #DIV/0! | #DIV/0! | #DIV/0! | #DIV/0! | #DIV/0! | #DIV/0! | #DIV/0! | #DIV/0! | #DIV/0! | #DIV/0! | #DIV/0! | #DIV/0! | #DIV/0! | #DIV/0! | #DIV/0! | 0.11102 | #DIV/0! | 2023-10-01 | 2023 | 10 | 2.822 | 23.63 | 17.79 | 20.571 | 7289.4941 | 26.02 | 19.09 | 22.39 | 7934.0893 | 22.39 | 2017-01-03 22:00 | 1 | 3 | 22 | 0 | 0% | 2016-12-03 21:00 | 12 | 3 | 21 | 12 | 3 | 21 | 48.24 | 48.24 | 0 | 48.24 | 48.24 | 0
[5 empty] | 2018 | 7 | #DIV/0! | #DIV/0! | #DIV/0! | #DIV/0! | #DIV/0! | #DIV/0! | #DIV/0! | #DIV/0! | #DIV/0! | #DIV/0! | #DIV/0! | #DIV/0! | #DIV/0! | #DIV/0! | #DIV/0! | #DIV/0! | #DIV/0! | #DIV/0! | #DIV/0! | #DIV/0! | #DIV/0! | #DIV/0! | #DIV/0! | #DIV/0! | #DIV/0! | #DIV/0! | 0.12037 | #DIV/0! | 2023-11-01 | 2023 | 11 | 2.897 | 21.16 | 17.72 | 19.3581 | 6682.1178 | 23.31 | 18.78 | 20.9371 | 7227.1808 | 20.9371 | 2017-01-03 23:00 | 1 | 3 | 23 | 0 | 0% | 2016-12-03 22:00 | 12 | 3 | 22 | 12 | 3 | 22 | 29.095 | 29.095 | 0 | 29.095 | 29.095 | 0
[5 empty] | 2018 | 8 | #DIV/0! | #DIV/0! | #DIV/0! | #DIV/0! | #DIV/0! | #DIV/0! | #DIV/0! | #DIV/0! | #DIV/0! | #DIV/0! | #DIV/0! | #DIV/0! | #DIV/0! | #DIV/0! | #DIV/0! | #DIV/0! | #DIV/0! | #DIV/0! | #DIV/0! | #DIV/0! | #DIV/0! | #DIV/0! | #DIV/0! | #DIV/0! | #DIV/0! | #DIV/0! | 0.10458 | #DIV/0! | 2023-12-01 | 2023 | 12 | 3.047 | 21.59 | 18.42 | 19.9295 | 6540.7036 | 24.25 | 19.56 | 21.7933 | 7152.3903 | 21.7933 | 2017-01-04 | 1 | 4 | 0 | 0 | 0% | 2016-12-03 23:00 | 12 | 3 | 23 | 12 | 3 | 23 | 89.1 | 89.1 | 0 | 89.1 | 89.1 | 0
[5 empty] | 2018 | 9 | #DIV/0! | #DIV/0! | #DIV/0! | #DIV/0! | #DIV/0! | #DIV/0! | #DIV/0! | #DIV/0! | #DIV/0! | #DIV/0! | #DIV/0! | #DIV/0! | #DIV/0! | #DIV/0! | #DIV/0! | #DIV/0! | #DIV/0! | #DIV/0! | #DIV/0! | #DIV/0! | #DIV/0! | #DIV/0! | #DIV/0! | #DIV/0! | #DIV/0! | #DIV/0! | 0.091289 | #DIV/0! | 2024-01-01 | 2024 | 1 | 3.167 |  |  | 22.1699 | 7000.294 |  |  | 24.1358 | 7621.0262 | 24.1358 | 2017-01-04 01:00 | 1 | 4 | 1 | 0 | 0% | 2016-12-04 | 12 | 4 | 0 | 12 | 4 | 0 | 22.08 | 22.08 | 0 | 22.08 | 22.08 | 0
[5 empty] | 2018 | 10 | #DIV/0! | #DIV/0! | #DIV/0! | #DIV/0! | #DIV/0! | #DIV/0! | #DIV/0! | #DIV/0! | #DIV/0! | #DIV/0! | #DIV/0! | #DIV/0! | #DIV/0! | #DIV/0! | #DIV/0! | #DIV/0! | #DIV/0! | #DIV/0! | #DIV/0! | #DIV/0! | #DIV/0! | #DIV/0! | #DIV/0! | #DIV/0! | #DIV/0! | #DIV/0! | 0.059862 | #DIV/0! | 2024-02-01 | 2024 | 2 | 3.139 |  |  | 22.0025 | 7009.3986 |  |  | 23.8487 | 7597.5623 | 23.8487 | 2017-01-04 02:00 | 1 | 4 | 2 | 0 | 0% | 2016-12-04 01:00 | 12 | 4 | 1 | 12 | 4 | 1 | 21.3475 | 21.3475 | 0 | 21.3475 | 21.3475 | 0
[5 empty] | 2018 | 11 | #DIV/0! | #DIV/0! | #DIV/0! | #DIV/0! | #DIV/0! | #DIV/0! | #DIV/0! | #DIV/0! | #DIV/0! | #DIV/0! | #DIV/0! | #DIV/0! | #DIV/0! | #DIV/0! | #DIV/0! | #DIV/0! | #DIV/0! | #DIV/0! | #DIV/0! | #DIV/0! | #DIV/0! | #DIV/0! | #DIV/0! | #DIV/0! | #DIV/0! | #DIV/0! | 0.060542 | #DIV/0! | 2024-03-01 | 2024 | 3 | 3.081 |  |  | 21.744 | 7057.4566 |  |  | 23.2553 | 7547.9635 | 23.2553 | 2017-01-04 03:00 | 1 | 4 | 3 | 0 | 0% | 2016-12-04 02:00 | 12 | 4 | 2 | 12 | 4 | 2 | 20.2525 | 20.2525 | 0 | 20.2525 | 20.2525 | 0
[5 empty] | 2018 | 12 | #DIV/0! | #DIV/0! | #DIV/0! | #DIV/0! | #DIV/0! | #DIV/0! | #DIV/0! | #DIV/0! | #DIV/0! | #DIV/0! | #DIV/0! | #DIV/0! | #DIV/0! | #DIV/0! | #DIV/0! | #DIV/0! | #DIV/0! | #DIV/0! | #DIV/0! | #DIV/0! | #DIV/0! | #DIV/0! | #DIV/0! | #DIV/0! | #DIV/0! | #DIV/0! | 0.046408 | #DIV/0! | 2024-04-01 | 2024 | 4 | 2.771 |  |  | 22.6591 | 8177.226 |  |  | 24.7137 | 8918.6916 | 24.7137 | 2017-01-04 04:00 | 1 | 4 | 4 | 0 | 0% | 2016-12-04 03:00 | 12 | 4 | 3 | 12 | 4 | 3 | 19.83 | 19.83 | 0 | 19.83 | 19.83 | 0
[5 empty] | 2019 | 1 | #DIV/0! | #DIV/0! | #DIV/0! | #DIV/0! | #DIV/0! | #DIV/0! | #DIV/0! | #DIV/0! | #DIV/0! | #DIV/0! | #DIV/0! | #DIV/0! | #DIV/0! | #DIV/0! | #DIV/0! | #DIV/0! | #DIV/0! | #DIV/0! | #DIV/0! | #DIV/0! | #DIV/0! | #DIV/0! | #DIV/0! | #DIV/0! | #DIV/0! | #DIV/0! | 0.050143 | #DIV/0! | 2024-05-01 | 2024 | 5 | 2.751 |  |  | 19.2588 | 7000.6391 |  |  | 20.8709 | 7586.642 | 20.8709 | 2017-01-04 05:00 | 1 | 4 | 5 | 0 | 0% | 2016-12-04 04:00 | 12 | 4 | 4 | 12 | 4 | 4 | 19.735 | 19.735 | 0 | 19.735 | 19.735 | 0
[5 empty] | 2019 | 2 | #DIV/0! | #DIV/0! | #DIV/0! | #DIV/0! | #DIV/0! | #DIV/0! | #DIV/0! | #DIV/0! | #DIV/0! | #DIV/0! | #DIV/0! | #DIV/0! | #DIV/0! | #DIV/0! | #DIV/0! | #DIV/0! | #DIV/0! | #DIV/0! | #DIV/0! | #DIV/0! | #DIV/0! | #DIV/0! | #DIV/0! | #DIV/0! | #DIV/0! | #DIV/0! | 0.059123 | #DIV/0! | 2024-06-01 | 2024 | 6 | 2.777 |  |  | 22.4489 | 8083.8755 |  |  | 24.1461 | 8695.0325 | 24.1461 | 2017-01-04 06:00 | 1 | 4 | 6 | 0 | 0% | 2016-12-04 05:00 | 12 | 4 | 5 | 12 | 4 | 5 | 19.715 | 19.715 | 0 | 19.715 | 19.715 | 0
[5 empty] | 2019 | 3 | #DIV/0! | #DIV/0! | #DIV/0! | #DIV/0! | #DIV/0! | #DIV/0! | #DIV/0! | #DIV/0! | #DIV/0! | #DIV/0! | #DIV/0! | #DIV/0! | #DIV/0! | #DIV/0! | #DIV/0! | #DIV/0! | #DIV/0! | #DIV/0! | #DIV/0! | #DIV/0! | #DIV/0! | #DIV/0! | #DIV/0! | #DIV/0! | #DIV/0! | #DIV/0! | 0.086056 | #DIV/0! | 2024-07-01 | 2024 | 7 | 2.805 |  |  | 33.7437 | 12029.8369 |  |  | 35.0348 | 12490.131 | 35.0348 | 2017-01-04 07:00 | 1 | 4 | 7 | 0 | 0% | 2016-12-04 06:00 | 12 | 4 | 6 | 12 | 4 | 6 | 19.7425 | 19.7425 | 0 | 19.7425 | 19.7425 | 0
[5 empty] | 2019 | 4 | #DIV/0! | #DIV/0! | #DIV/0! | #DIV/0! | #DIV/0! | #DIV/0! | #DIV/0! | #DIV/0! | #DIV/0! | #DIV/0! | #DIV/0! | #DIV/0! | #DIV/0! | #DIV/0! | #DIV/0! | #DIV/0! | #DIV/0! | #DIV/0! | #DIV/0! | #DIV/0! | #DIV/0! | #DIV/0! | #DIV/0! | #DIV/0! | #DIV/0! | #DIV/0! | 0.093366 | #DIV/0! | 2024-08-01 | 2024 | 8 | 2.828 |  |  | 45.1537 | 15966.6624 |  |  | 45.1834 | 15977.1575 | 45.1834 | 2017-01-04 08:00 | 1 | 4 | 8 | 685.1557 | 69.21% | 2016-12-04 07:00 | 12 | 4 | 7 | 12 | 4 | 7 | 19.64 | 19.64 | 0 | 19.64 | 19.64 | 0
[5 empty] | 2019 | 5 | #DIV/0! | #DIV/0! | #DIV/0! | #DIV/0! | #DIV/0! | #DIV/0! | #DIV/0! | #DIV/0! | #DIV/0! | #DIV/0! | #DIV/0! | #DIV/0! | #DIV/0! | #DIV/0! | #DIV/0! | #DIV/0! | #DIV/0! | #DIV/0! | #DIV/0! | #DIV/0! | #DIV/0! | #DIV/0! | #DIV/0! | #DIV/0! | #DIV/0! | #DIV/0! | 0.11725 | #DIV/0! | 2024-09-01 | 2024 | 9 | 2.832 |  |  | 22.4548 | 7928.9629 |  |  | 23.3849 | 8257.3676 | 23.3849 | 2017-01-04 09:00 | 1 | 4 | 9 | 743.2209 | 75.07% | 2016-12-04 08:00 | 12 | 4 | 8 | 12 | 4 | 8 | 19.6175 | 19.6175 | 0 | 19.6175 | 19.6175 | 0
[5 empty] | 2019 | 6 | #DIV/0! | #DIV/0! | #DIV/0! | #DIV/0! | #DIV/0! | #DIV/0! | #DIV/0! | #DIV/0! | #DIV/0! | #DIV/0! | #DIV/0! | #DIV/0! | #DIV/0! | #DIV/0! | #DIV/0! | #DIV/0! | #DIV/0! | #DIV/0! | #DIV/0! | #DIV/0! | #DIV/0! | #DIV/0! | #DIV/0! | #DIV/0! | #DIV/0! | #DIV/0! | 0.11102 | #DIV/0! | 2024-10-01 | 2024 | 10 | 2.864 |  |  | 19.1702 | 6693.4943 |  |  | 21.0403 | 7346.4883 | 21.0403 | 2017-01-04 10:00 | 1 | 4 | 10 | 693.0067 | 70% | 2016-12-04 09:00 | 12 | 4 | 9 | 12 | 4 | 9 | 20.515 | 20.515 | 0 | 20.515 | 20.515 | 0
[5 empty] | 2019 | 7 | #DIV/0! | #DIV/0! | #DIV/0! | #DIV/0! | #DIV/0! | #DIV/0! | #DIV/0! | #DIV/0! | #DIV/0! | #DIV/0! | #DIV/0! | #DIV/0! | #DIV/0! | #DIV/0! | #DIV/0! | #DIV/0! | #DIV/0! | #DIV/0! | #DIV/0! | #DIV/0! | #DIV/0! | #DIV/0! | #DIV/0! | #DIV/0! | #DIV/0! | #DIV/0! | 0.12037 | #DIV/0! | 2024-11-01 | 2024 | 11 | 2.939 |  |  | 18.0676 | 6147.5257 |  |  | 19.7744 | 6728.2672 | 19.7744 | 2017-01-04 11:00 | 1 | 4 | 11 | 611.8605 | 61.8% | 2016-12-04 10:00 | 12 | 4 | 10 | 12 | 4 | 10 | 21.565 | 21.565 | 0 | 21.565 | 21.565 | 0
[5 empty] | 2019 | 8 | #DIV/0! | #DIV/0! | #DIV/0! | #DIV/0! | #DIV/0! | #DIV/0! | #DIV/0! | #DIV/0! | #DIV/0! | #DIV/0! | #DIV/0! | #DIV/0! | #DIV/0! | #DIV/0! | #DIV/0! | #DIV/0! | #DIV/0! | #DIV/0! | #DIV/0! | #DIV/0! | #DIV/0! | #DIV/0! | #DIV/0! | #DIV/0! | #DIV/0! | #DIV/0! | 0.10458 | #DIV/0! | 2024-12-01 | 2024 | 12 | 3.091 |  |  | 18.6596 | 6036.7542 |  |  | 20.5941 | 6662.593 | 20.5941 | 2017-01-04 12:00 | 1 | 4 | 12 | 627.2671 | 63.36% | 2016-12-04 11:00 | 12 | 4 | 11 | 12 | 4 | 11 | 22.455 | 22.455 | 0 | 22.455 | 22.455 | 0
[5 empty] | 2019 | 9 | #DIV/0! | #DIV/0! | #DIV/0! | #DIV/0! | #DIV/0! | #DIV/0! | #DIV/0! | #DIV/0! | #DIV/0! | #DIV/0! | #DIV/0! | #DIV/0! | #DIV/0! | #DIV/0! | #DIV/0! | #DIV/0! | #DIV/0! | #DIV/0! | #DIV/0! | #DIV/0! | #DIV/0! | #DIV/0! | #DIV/0! | #DIV/0! | #DIV/0! | #DIV/0! | 0.091289 | #DIV/0! | [13 empty] | 2017-01-04 13:00 | 1 | 4 | 13 | 641.6304 | 64.81% | 2016-12-04 12:00 | 12 | 4 | 12 | 12 | 4 | 12 | 23.4775 | 23.4775 | 0 | 23.4775 | 23.4775 | 0
[5 empty] | 2019 | 10 | #DIV/0! | #DIV/0! | #DIV/0! | #DIV/0! | #DIV/0! | #DIV/0! | #DIV/0! | #DIV/0! | #DIV/0! | #DIV/0! | #DIV/0! | #DIV/0! | #DIV/0! | #DIV/0! | #DIV/0! | #DIV/0! | #DIV/0! | #DIV/0! | #DIV/0! | #DIV/0! | #DIV/0! | #DIV/0! | #DIV/0! | #DIV/0! | #DIV/0! | #DIV/0! | 0.059862 | #DIV/0! | [13 empty] | 2017-01-04 14:00 | 1 | 4 | 14 | 691.2423 | 69.82% | 2016-12-04 13:00 | 12 | 4 | 13 | 12 | 4 | 13 | 23.4575 | 23.4575 | 0 | 23.4575 | 23.4575 | 0
[5 empty] | 2019 | 11 | #DIV/0! | #DIV/0! | #DIV/0! | #DIV/0! | #DIV/0! | #DIV/0! | #DIV/0! | #DIV/0! | #DIV/0! | #DIV/0! | #DIV/0! | #DIV/0! | #DIV/0! | #DIV/0! | #DIV/0! | #DIV/0! | #DIV/0! | #DIV/0! | #DIV/0! | #DIV/0! | #DIV/0! | #DIV/0! | #DIV/0! | #DIV/0! | #DIV/0! | #DIV/0! | 0.060542 | #DIV/0! | [13 empty] | 2017-01-04 15:00 | 1 | 4 | 15 | 345.0078 | 34.85% | 2016-12-04 14:00 | 12 | 4 | 14 | 12 | 4 | 14 | 21.77 | 21.77 | 0 | 21.77 | 21.77 | 0
[5 empty] | 2019 | 12 | #DIV/0! | #DIV/0! | #DIV/0! | #DIV/0! | #DIV/0! | #DIV/0! | #DIV/0! | #DIV/0! | #DIV/0! | #DIV/0! | #DIV/0! | #DIV/0! | #DIV/0! | #DIV/0! | #DIV/0! | #DIV/0! | #DIV/0! | #DIV/0! | #DIV/0! | #DIV/0! | #DIV/0! | #DIV/0! | #DIV/0! | #DIV/0! | #DIV/0! | #DIV/0! | 0.046408 | #DIV/0! | [13 empty] | 2017-01-04 16:00 | 1 | 4 | 16 | 66.8405 | 6.752% | 2016-12-04 15:00 | 12 | 4 | 15 | 12 | 4 | 15 | 22.7475 | 22.7475 | 0 | 22.7475 | 22.7475 | 0
[5 empty] | 2020 | 1 | #DIV/0! | #DIV/0! | #DIV/0! | #DIV/0! | #DIV/0! | #DIV/0! | #DIV/0! | #DIV/0! | #DIV/0! | #DIV/0! | #DIV/0! | #DIV/0! | #DIV/0! | #DIV/0! | #DIV/0! | #DIV/0! | #DIV/0! | #DIV/0! | #DIV/0! | #DIV/0! | #DIV/0! | #DIV/0! | #DIV/0! | #DIV/0! | #DIV/0! | #DIV/0! | 0.050143 | #DIV/0! | [13 empty] | 2017-01-04 17:00 | 1 | 4 | 17 | 0 | 0% | 2016-12-04 16:00 | 12 | 4 | 16 | 12 | 4 | 16 | 25.9525 | 25.9525 | 0 | 25.9525 | 25.9525 | 0
[5 empty] | 2020 | 2 | #DIV/0! | #DIV/0! | #DIV/0! | #DIV/0! | #DIV/0! | #DIV/0! | #DIV/0! | #DIV/0! | #DIV/0! | #DIV/0! | #DIV/0! | #DIV/0! | #DIV/0! | #DIV/0! | #DIV/0! | #DIV/0! | #DIV/0! | #DIV/0! | #DIV/0! | #DIV/0! | #DIV/0! | #DIV/0! | #DIV/0! | #DIV/0! | #DIV/0! | #DIV/0! | 0.059123 | #DIV/0! | [13 empty] | 2017-01-04 18:00 | 1 | 4 | 18 | 0 | 0% | 2016-12-04 17:00 | 12 | 4 | 17 | 12 | 4 | 17 | 100.115 | 100.115 | 0 | 100.115 | 100.115 | 0
[5 empty] | 2020 | 3 | #DIV/0! | #DIV/0! | #DIV/0! | #DIV/0! | #DIV/0! | #DIV/0! | #DIV/0! | #DIV/0! | #DIV/0! | #DIV/0! | #DIV/0! | #DIV/0! | #DIV/0! | #DIV/0! | #DIV/0! | #DIV/0! | #DIV/0! | #DIV/0! | #DIV/0! | #DIV/0! | #DIV/0! | #DIV/0! | #DIV/0! | #DIV/0! | #DIV/0! | #DIV/0! | 0.086056 | #DIV/0! | [13 empty] | 2017-01-04 19:00 | 1 | 4 | 19 | 0 | 0% | 2016-12-04 18:00 | 12 | 4 | 18 | 12 | 4 | 18 | 32.0575 | 32.0575 | 0 | 32.0575 | 32.0575 | 0
[5 empty] | 2020 | 4 | #DIV/0! | #DIV/0! | #DIV/0! | #DIV/0! | #DIV/0! | #DIV/0! | #DIV/0! | #DIV/0! | #DIV/0! | #DIV/0! | #DIV/0! | #DIV/0! | #DIV/0! | #DIV/0! | #DIV/0! | #DIV/0! | #DIV/0! | #DIV/0! | #DIV/0! | #DIV/0! | #DIV/0! | #DIV/0! | #DIV/0! | #DIV/0! | #DIV/0! | #DIV/0! | 0.093366 | #DIV/0! | [13 empty] | 2017-01-04 20:00 | 1 | 4 | 20 | 0 | 0% | 2016-12-04 19:00 | 12 | 4 | 19 | 12 | 4 | 19 | 32.35 | 32.35 | 0 | 32.35 | 32.35 | 0
[5 empty] | 2020 | 5 | #DIV/0! | #DIV/0! | #DIV/0! | #DIV/0! | #DIV/0! | #DIV/0! | #DIV/0! | #DIV/0! | #DIV/0! | #DIV/0! | #DIV/0! | #DIV/0! | #DIV/0! | #DIV/0! | #DIV/0! | #DIV/0! | #DIV/0! | #DIV/0! | #DIV/0! | #DIV/0! | #DIV/0! | #DIV/0! | #DIV/0! | #DIV/0! | #DIV/0! | #DIV/0! | 0.11725 | #DIV/0! | [13 empty] | 2017-01-04 21:00 | 1 | 4 | 21 | 0 | 0% | 2016-12-04 20:00 | 12 | 4 | 20 | 12 | 4 | 20 | 29.4275 | 29.4275 | 0 | 29.4275 | 29.4275 | 0
[5 empty] | 2020 | 6 | #DIV/0! | #DIV/0! | #DIV/0! | #DIV/0! | #DIV/0! | #DIV/0! | #DIV/0! | #DIV/0! | #DIV/0! | #DIV/0! | #DIV/0! | #DIV/0! | #DIV/0! | #DIV/0! | #DIV/0! | #DIV/0! | #DIV/0! | #DIV/0! | #DIV/0! | #DIV/0! | #DIV/0! | #DIV/0! | #DIV/0! | #DIV/0! | #DIV/0! | #DIV/0! | 0.11102 | #DIV/0! | [13 empty] | 2017-01-04 22:00 | 1 | 4 | 22 | 0 | 0% | 2016-12-04 21:00 | 12 | 4 | 21 | 12 | 4 | 21 | 23.4025 | 23.4025 | 0 | 23.4025 | 23.4025 | 0
[5 empty] | 2020 | 7 | #DIV/0! | #DIV/0! | #DIV/0! | #DIV/0! | #DIV/0! | #DIV/0! | #DIV/0! | #DIV/0! | #DIV/0! | #DIV/0! | #DIV/0! | #DIV/0! | #DIV/0! | #DIV/0! | #DIV/0! | #DIV/0! | #DIV/0! | #DIV/0! | #DIV/0! | #DIV/0! | #DIV/0! | #DIV/0! | #DIV/0! | #DIV/0! | #DIV/0! | #DIV/0! | 0.12037 | #DIV/0! | [13 empty] | 2017-01-04 23:00 | 1 | 4 | 23 | 0 | 0% | 2016-12-04 22:00 | 12 | 4 | 22 | 12 | 4 | 22 | 21.5225 | 21.675 | 0 | 21.675 | 21.68 | 0
[5 empty] | 2020 | 8 | #DIV/0! | #DIV/0! | #DIV/0! | #DIV/0! | #DIV/0! | #DIV/0! | #DIV/0! | #DIV/0! | #DIV/0! | #DIV/0! | #DIV/0! | #DIV/0! | #DIV/0! | #DIV/0! | #DIV/0! | #DIV/0! | #DIV/0! | #DIV/0! | #DIV/0! | #DIV/0! | #DIV/0! | #DIV/0! | #DIV/0! | #DIV/0! | #DIV/0! | #DIV/0! | 0.10458 | #DIV/0! | [13 empty] | 2017-01-05 | 1 | 5 | 0 | 0 | 0% | 2016-12-04 23:00 | 12 | 4 | 23 | 12 | 4 | 23 | 20.39 | 20.5 | 0 | 20.5 | 20.5025 | 0
[5 empty] | 2020 | 9 | #DIV/0! | #DIV/0! | #DIV/0! | #DIV/0! | #DIV/0! | #DIV/0! | #DIV/0! | #DIV/0! | #DIV/0! | #DIV/0! | #DIV/0! | #DIV/0! | #DIV/0! | #DIV/0! | #DIV/0! | #DIV/0! | #DIV/0! | #DIV/0! | #DIV/0! | #DIV/0! | #DIV/0! | #DIV/0! | #DIV/0! | #DIV/0! | #DIV/0! | #DIV/0! | 0.091289 | #DIV/0! | [13 empty] | 2017-01-05 01:00 | 1 | 5 | 1 | 0 | 0% | 2016-12-05 | 12 | 5 | 0 | 12 | 5 | 0 | 19.8775 | 19.925 | 0 | 19.925 | 19.925 | 0
[5 empty] | 2020 | 10 | #DIV/0! | #DIV/0! | #DIV/0! | #DIV/0! | #DIV/0! | #DIV/0! | #DIV/0! | #DIV/0! | #DIV/0! | #DIV/0! | #DIV/0! | #DIV/0! | #DIV/0! | #DIV/0! | #DIV/0! | #DIV/0! | #DIV/0! | #DIV/0! | #DIV/0! | #DIV/0! | #DIV/0! | #DIV/0! | #DIV/0! | #DIV/0! | #DIV/0! | #DIV/0! | 0.059862 | #DIV/0! | [13 empty] | 2017-01-05 02:00 | 1 | 5 | 2 | 0 | 0% | 2016-12-05 01:00 | 12 | 5 | 1 | 12 | 5 | 1 | 19.7775 | 19.8025 | 0 | 19.8025 | 19.8025 | 0
[5 empty] | 2020 | 11 | #DIV/0! | #DIV/0! | #DIV/0! | #DIV/0! | #DIV/0! | #DIV/0! | #DIV/0! | #DIV/0! | #DIV/0! | #DIV/0! | #DIV/0! | #DIV/0! | #DIV/0! | #DIV/0! | #DIV/0! | #DIV/0! | #DIV/0! | #DIV/0! | #DIV/0! | #DIV/0! | #DIV/0! | #DIV/0! | #DIV/0! | #DIV/0! | #DIV/0! | #DIV/0! | 0.060542 | #DIV/0! | [13 empty] | 2017-01-05 03:00 | 1 | 5 | 3 | 0 | 0% | 2016-12-05 02:00 | 12 | 5 | 2 | 12 | 5 | 2 | 19.67 | 19.67 | 0 | 19.67 | 19.67 | 0
[5 empty] | 2020 | 12 | #DIV/0! | #DIV/0! | #DIV/0! | #DIV/0! | #DIV/0! | #DIV/0! | #DIV/0! | #DIV/0! | #DIV/0! | #DIV/0! | #DIV/0! | #DIV/0! | #DIV/0! | #DIV/0! | #DIV/0! | #DIV/0! | #DIV/0! | #DIV/0! | #DIV/0! | #DIV/0! | #DIV/0! | #DIV/0! | #DIV/0! | #DIV/0! | #DIV/0! | #DIV/0! | 0.046408 | #DIV/0! | [13 empty] | 2017-01-05 04:00 | 1 | 5 | 4 | 0 | 0% | 2016-12-05 03:00 | 12 | 5 | 3 | 12 | 5 | 3 | 19.73 | 19.73 | 0 | 19.73 | 19.73 | 0
[5 empty] | 2021 | 1 | #DIV/0! | #DIV/0! | #DIV/0! | #DIV/0! | #DIV/0! | #DIV/0! | #DIV/0! | #DIV/0! | #DIV/0! | #DIV/0! | #DIV/0! | #DIV/0! | #DIV/0! | #DIV/0! | #DIV/0! | #DIV/0! | #DIV/0! | #DIV/0! | #DIV/0! | #DIV/0! | #DIV/0! | #DIV/0! | #DIV/0! | #DIV/0! | #DIV/0! | #DIV/0! | 0.050143 | #DIV/0! | [13 empty] | 2017-01-05 05:00 | 1 | 5 | 5 | 0 | 0% | 2016-12-05 04:00 | 12 | 5 | 4 | 12 | 5 | 4 | 19.9575 | 19.9575 | 0 | 19.9575 | 19.9575 | 0
[5 empty] | 2021 | 2 | #DIV/0! | #DIV/0! | #DIV/0! | #DIV/0! | #DIV/0! | #DIV/0! | #DIV/0! | #DIV/0! | #DIV/0! | #DIV/0! | #DIV/0! | #DIV/0! | #DIV/0! | #DIV/0! | #DIV/0! | #DIV/0! | #DIV/0! | #DIV/0! | #DIV/0! | #DIV/0! | #DIV/0! | #DIV/0! | #DIV/0! | #DIV/0! | #DIV/0! | #DIV/0! | 0.059123 | #DIV/0! | [13 empty] | 2017-01-05 06:00 | 1 | 5 | 6 | 0 | 0% | 2016-12-05 05:00 | 12 | 5 | 5 | 12 | 5 | 5 | 21.545 | 21.545 | 0 | 21.545 | 21.545 | 0
[5 empty] | 2021 | 3 | #DIV/0! | #DIV/0! | #DIV/0! | #DIV/0! | #DIV/0! | #DIV/0! | #DIV/0! | #DIV/0! | #DIV/0! | #DIV/0! | #DIV/0! | #DIV/0! | #DIV/0! | #DIV/0! | #DIV/0! | #DIV/0! | #DIV/0! | #DIV/0! | #DIV/0! | #DIV/0! | #DIV/0! | #DIV/0! | #DIV/0! | #DIV/0! | #DIV/0! | #DIV/0! | 0.086056 | #DIV/0! | [13 empty] | 2017-01-05 07:00 | 1 | 5 | 7 | 0 | 0% | 2016-12-05 06:00 | 12 | 5 | 6 | 12 | 5 | 6 | 23.47 | 23.47 | 0 | 23.47 | 23.47 | 0
[5 empty] | 2021 | 4 | #DIV/0! | #DIV/0! | #DIV/0! | #DIV/0! | #DIV/0! | #DIV/0! | #DIV/0! | #DIV/0! | #DIV/0! | #DIV/0! | #DIV/0! | #DIV/0! | #DIV/0! | #DIV/0! | #DIV/0! | #DIV/0! | #DIV/0! | #DIV/0! | #DIV/0! | #DIV/0! | #DIV/0! | #DIV/0! | #DIV/0! | #DIV/0! | #DIV/0! | #DIV/0! | 0.093366 | #DIV/0! | [13 empty] | 2017-01-05 08:00 | 1 | 5 | 8 | 653.0783 | 65.97% | 2016-12-05 07:00 | 12 | 5 | 7 | 12 | 5 | 7 | 23.9325 | 23.9325 | 0 | 23.9325 | 23.9325 | 0
[5 empty] | 2021 | 5 | #DIV/0! | #DIV/0! | #DIV/0! | #DIV/0! | #DIV/0! | #DIV/0! | #DIV/0! | #DIV/0! | #DIV/0! | #DIV/0! | #DIV/0! | #DIV/0! | #DIV/0! | #DIV/0! | #DIV/0! | #DIV/0! | #DIV/0! | #DIV/0! | #DIV/0! | #DIV/0! | #DIV/0! | #DIV/0! | #DIV/0! | #DIV/0! | #DIV/0! | #DIV/0! | 0.11725 | #DIV/0! | [13 empty] | 2017-01-05 09:00 | 1 | 5 | 9 | 635.3027 | 64.17% | 2016-12-05 08:00 | 12 | 5 | 8 | 12 | 5 | 8 | 23.38 | 23.38 | 0 | 23.38 | 23.38 | 0
[5 empty] | 2021 | 6 | #DIV/0! | #DIV/0! | #DIV/0! | #DIV/0! | #DIV/0! | #DIV/0! | #DIV/0! | #DIV/0! | #DIV/0! | #DIV/0! | #DIV/0! | #DIV/0! | #DIV/0! | #DIV/0! | #DIV/0! | #DIV/0! | #DIV/0! | #DIV/0! | #DIV/0! | #DIV/0! | #DIV/0! | #DIV/0! | #DIV/0! | #DIV/0! | #DIV/0! | #DIV/0! | 0.11102 | #DIV/0! | [13 empty] | 2017-01-05 10:00 | 1 | 5 | 10 | 633.1948 | 63.96% | 2016-12-05 09:00 | 12 | 5 | 9 | 12 | 5 | 9 | 23.3025 | 23.3025 | 0 | 23.3025 | 23.3025 | 0
[5 empty] | 2021 | 7 | #DIV/0! | #DIV/0! | #DIV/0! | #DIV/0! | #DIV/0! | #DIV/0! | #DIV/0! | #DIV/0! | #DIV/0! | #DIV/0! | #DIV/0! | #DIV/0! | #DIV/0! | #DIV/0! | #DIV/0! | #DIV/0! | #DIV/0! | #DIV/0! | #DIV/0! | #DIV/0! | #DIV/0! | #DIV/0! | #DIV/0! | #DIV/0! | #DIV/0! | #DIV/0! | 0.12037 | #DIV/0! | [13 empty] | 2017-01-05 11:00 | 1 | 5 | 11 | 589.8899 | 59.58% | 2016-12-05 10:00 | 12 | 5 | 10 | 12 | 5 | 10 | 22.9475 | 22.9475 | 0 | 22.9475 | 22.9475 | 0
[5 empty] | 2021 | 8 | #DIV/0! | #DIV/0! | #DIV/0! | #DIV/0! | #DIV/0! | #DIV/0! | #DIV/0! | #DIV/0! | #DIV/0! | #DIV/0! | #DIV/0! | #DIV/0! | #DIV/0! | #DIV/0! | #DIV/0! | #DIV/0! | #DIV/0! | #DIV/0! | #DIV/0! | #DIV/0! | #DIV/0! | #DIV/0! | #DIV/0! | #DIV/0! | #DIV/0! | #DIV/0! | 0.10458 | #DIV/0! | [13 empty] | 2017-01-05 12:00 | 1 | 5 | 12 | 628.7284 | 63.51% | 2016-12-05 11:00 | 12 | 5 | 11 | 12 | 5 | 11 | 21.785 | 21.785 | 0 | 21.785 | 21.785 | 0
[5 empty] | 2021 | 9 | #DIV/0! | #DIV/0! | #DIV/0! | #DIV/0! | #DIV/0! | #DIV/0! | #DIV/0! | #DIV/0! | #DIV/0! | #DIV/0! | #DIV/0! | #DIV/0! | #DIV/0! | #DIV/0! | #DIV/0! | #DIV/0! | #DIV/0! | #DIV/0! | #DIV/0! | #DIV/0! | #DIV/0! | #DIV/0! | #DIV/0! | #DIV/0! | #DIV/0! | #DIV/0! | 0.091289 | #DIV/0! | [13 empty] | 2017-01-05 13:00 | 1 | 5 | 13 | 652.5761 | 65.92% | 2016-12-05 12:00 | 12 | 5 | 12 | 12 | 5 | 12 | 20.8875 | 20.8875 | 0 | 20.8875 | 20.8875 | 0
[5 empty] | 2021 | 10 | #DIV/0! | #DIV/0! | #DIV/0! | #DIV/0! | #DIV/0! | #DIV/0! | #DIV/0! | #DIV/0! | #DIV/0! | #DIV/0! | #DIV/0! | #DIV/0! | #DIV/0! | #DIV/0! | #DIV/0! | #DIV/0! | #DIV/0! | #DIV/0! | #DIV/0! | #DIV/0! | #DIV/0! | #DIV/0! | #DIV/0! | #DIV/0! | #DIV/0! | #DIV/0! | 0.059862 | #DIV/0! | [13 empty] | 2017-01-05 14:00 | 1 | 5 | 14 | 674.6575 | 68.15% | 2016-12-05 13:00 | 12 | 5 | 13 | 12 | 5 | 13 | 20.4275 | 20.4275 | 0 | 20.4275 | 20.4275 | 0
[5 empty] | 2021 | 11 | #DIV/0! | #DIV/0! | #DIV/0! | #DIV/0! | #DIV/0! | #DIV/0! | #DIV/0! | #DIV/0! | #DIV/0! | #DIV/0! | #DIV/0! | #DIV/0! | #DIV/0! | #DIV/0! | #DIV/0! | #DIV/0! | #DIV/0! | #DIV/0! | #DIV/0! | #DIV/0! | #DIV/0! | #DIV/0! | #DIV/0! | #DIV/0! | #DIV/0! | #DIV/0! | 0.060542 | #DIV/0! | [13 empty] | 2017-01-05 15:00 | 1 | 5 | 15 | 338.2956 | 34.17% | 2016-12-05 14:00 | 12 | 5 | 14 | 12 | 5 | 14 | 19.8275 | 19.8275 | 0 | 19.8275 | 19.8275 | 0
[5 empty] | 2021 | 12 | #DIV/0! | #DIV/0! | #DIV/0! | #DIV/0! | #DIV/0! | #DIV/0! | #DIV/0! | #DIV/0! | #DIV/0! | #DIV/0! | #DIV/0! | #DIV/0! | #DIV/0! | #DIV/0! | #DIV/0! | #DIV/0! | #DIV/0! | #DIV/0! | #DIV/0! | #DIV/0! | #DIV/0! | #DIV/0! | #DIV/0! | #DIV/0! | #DIV/0! | #DIV/0! | 0.046408 | #DIV/0! | [13 empty] | 2017-01-05 16:00 | 1 | 5 | 16 | 73.5436 | 7.429% | 2016-12-05 15:00 | 12 | 5 | 15 | 12 | 5 | 15 | 19.82 | 19.82 | 0 | 19.82 | 19.82 | 0
[5 empty] | 2022 | 1 | #DIV/0! | #DIV/0! | #DIV/0! | #DIV/0! | #DIV/0! | #DIV/0! | #DIV/0! | #DIV/0! | #DIV/0! | #DIV/0! | #DIV/0! | #DIV/0! | #DIV/0! | #DIV/0! | #DIV/0! | #DIV/0! | #DIV/0! | #DIV/0! | #DIV/0! | #DIV/0! | #DIV/0! | #DIV/0! | #DIV/0! | #DIV/0! | #DIV/0! | #DIV/0! | 0.050143 | #DIV/0! | [13 empty] | 2017-01-05 17:00 | 1 | 5 | 17 | 0 | 0% | 2016-12-05 16:00 | 12 | 5 | 16 | 12 | 5 | 16 | 19.795 | 19.795 | 0 | 19.795 | 19.795 | 0
[5 empty] | 2022 | 2 | #DIV/0! | #DIV/0! | #DIV/0! | #DIV/0! | #DIV/0! | #DIV/0! | #DIV/0! | #DIV/0! | #DIV/0! | #DIV/0! | #DIV/0! | #DIV/0! | #DIV/0! | #DIV/0! | #DIV/0! | #DIV/0! | #DIV/0! | #DIV/0! | #DIV/0! | #DIV/0! | #DIV/0! | #DIV/0! | #DIV/0! | #DIV/0! | #DIV/0! | #DIV/0! | 0.059123 | #DIV/0! | [13 empty] | 2017-01-05 18:00 | 1 | 5 | 18 | 0 | 0% | 2016-12-05 17:00 | 12 | 5 | 17 | 12 | 5 | 17 | 21.4275 | 21.4275 | 0 | 21.4275 | 21.4275 | 0
[5 empty] | 2022 | 3 | #DIV/0! | #DIV/0! | #DIV/0! | #DIV/0! | #DIV/0! | #DIV/0! | #DIV/0! | #DIV/0! | #DIV/0! | #DIV/0! | #DIV/0! | #DIV/0! | #DIV/0! | #DIV/0! | #DIV/0! | #DIV/0! | #DIV/0! | #DIV/0! | #DIV/0! | #DIV/0! | #DIV/0! | #DIV/0! | #DIV/0! | #DIV/0! | #DIV/0! | #DIV/0! | 0.086056 | #DIV/0! | [13 empty] | 2017-01-05 19:00 | 1 | 5 | 19 | 0 | 0% | 2016-12-05 18:00 | 12 | 5 | 18 | 12 | 5 | 18 | 21.7425 | 21.73 | 0 | 21.73 | 21.725 | 0
[5 empty] | 2022 | 4 | #DIV/0! | #DIV/0! | #DIV/0! | #DIV/0! | #DIV/0! | #DIV/0! | #DIV/0! | #DIV/0! | #DIV/0! | #DIV/0! | #DIV/0! | #DIV/0! | #DIV/0! | #DIV/0! | #DIV/0! | #DIV/0! | #DIV/0! | #DIV/0! | #DIV/0! | #DIV/0! | #DIV/0! | #DIV/0! | #DIV/0! | #DIV/0! | #DIV/0! | #DIV/0! | 0.093366 | #DIV/0! | [13 empty] | 2017-01-05 20:00 | 1 | 5 | 20 | 0 | 0% | 2016-12-05 19:00 | 12 | 5 | 19 | 12 | 5 | 19 | 20.7325 | 20.7225 | 0 | 20.7225 | 20.72 | 0
[5 empty] | 2022 | 5 | #DIV/0! | #DIV/0! | #DIV/0! | #DIV/0! | #DIV/0! | #DIV/0! | #DIV/0! | #DIV/0! | #DIV/0! | #DIV/0! | #DIV/0! | #DIV/0! | #DIV/0! | #DIV/0! | #DIV/0! | #DIV/0! | #DIV/0! | #DIV/0! | #DIV/0! | #DIV/0! | #DIV/0! | #DIV/0! | #DIV/0! | #DIV/0! | #DIV/0! | #DIV/0! | 0.11725 | #DIV/0! | [13 empty] | 2017-01-05 21:00 | 1 | 5 | 21 | 0 | 0% | 2016-12-05 20:00 | 12 | 5 | 20 | 12 | 5 | 20 | 20.235 | 20.235 | 0 | 20.235 | 20.235 | 0
[5 empty] | 2022 | 6 | #DIV/0! | #DIV/0! | #DIV/0! | #DIV/0! | #DIV/0! | #DIV/0! | #DIV/0! | #DIV/0! | #DIV/0! | #DIV/0! | #DIV/0! | #DIV/0! | #DIV/0! | #DIV/0! | #DIV/0! | #DIV/0! | #DIV/0! | #DIV/0! | #DIV/0! | #DIV/0! | #DIV/0! | #DIV/0! | #DIV/0! | #DIV/0! | #DIV/0! | #DIV/0! | 0.11102 | #DIV/0! | [13 empty] | 2017-01-05 22:00 | 1 | 5 | 22 | 0 | 0% | 2016-12-05 21:00 | 12 | 5 | 21 | 12 | 5 | 21 | 19.4925 | 19.525 | 0 | 19.5175 | 19.49 | 0
[5 empty] | 2022 | 7 | #DIV/0! | #DIV/0! | #DIV/0! | #DIV/0! | #DIV/0! | #DIV/0! | #DIV/0! | #DIV/0! | #DIV/0! | #DIV/0! | #DIV/0! | #DIV/0! | #DIV/0! | #DIV/0! | #DIV/0! | #DIV/0! | #DIV/0! | #DIV/0! | #DIV/0! | #DIV/0! | #DIV/0! | #DIV/0! | #DIV/0! | #DIV/0! | #DIV/0! | #DIV/0! | 0.12037 | #DIV/0! | [13 empty] | 2017-01-05 23:00 | 1 | 5 | 23 | 0 | 0% | 2016-12-05 22:00 | 12 | 5 | 22 | 12 | 5 | 22 | 18.93 | 19.28 | 0 | 19.2075 | 18.9075 | 0
[5 empty] | 2022 | 8 | #DIV/0! | #DIV/0! | #DIV/0! | #DIV/0! | #DIV/0! | #DIV/0! | #DIV/0! | #DIV/0! | #DIV/0! | #DIV/0! | #DIV/0! | #DIV/0! | #DIV/0! | #DIV/0! | #DIV/0! | #DIV/0! | #DIV/0! | #DIV/0! | #DIV/0! | #DIV/0! | #DIV/0! | #DIV/0! | #DIV/0! | #DIV/0! | #DIV/0! | #DIV/0! | 0.10458 | #DIV/0! | [13 empty] | 2017-01-06 | 1 | 6 | 0 | 0 | 0% | 2016-12-05 23:00 | 12 | 5 | 23 | 12 | 5 | 23 | 10.175 | 14.595 | 0 | 13.74 | 9.8875 | 0
[5 empty] | 2022 | 9 | #DIV/0! | #DIV/0! | #DIV/0! | #DIV/0! | #DIV/0! | #DIV/0! | #DIV/0! | #DIV/0! | #DIV/0! | #DIV/0! | #DIV/0! | #DIV/0! | #DIV/0! | #DIV/0! | #DIV/0! | #DIV/0! | #DIV/0! | #DIV/0! | #DIV/0! | #DIV/0! | #DIV/0! | #DIV/0! | #DIV/0! | #DIV/0! | #DIV/0! | #DIV/0! | 0.091289 | #DIV/0! | [13 empty] | 2017-01-06 01:00 | 1 | 6 | 1 | 0 | 0% | 2016-12-06 | 12 | 6 | 0 | 12 | 6 | 0 | 14.5275 | 15.83 | 0 | 15.3625 | 14.145 | 0
[5 empty] | 2022 | 10 | #DIV/0! | #DIV/0! | #DIV/0! | #DIV/0! | #DIV/0! | #DIV/0! | #DIV/0! | #DIV/0! | #DIV/0! | #DIV/0! | #DIV/0! | #DIV/0! | #DIV/0! | #DIV/0! | #DIV/0! | #DIV/0! | #DIV/0! | #DIV/0! | #DIV/0! | #DIV/0! | #DIV/0! | #DIV/0! | #DIV/0! | #DIV/0! | #DIV/0! | #DIV/0! | 0.059862 | #DIV/0! | [13 empty] | 2017-01-06 02:00 | 1 | 6 | 2 | 0 | 0% | 2016-12-06 01:00 | 12 | 6 | 1 | 12 | 6 | 1 | 12.59 | 15.145 | 0 | 14.795 | 11.51 | 0
[5 empty] | 2022 | 11 | #DIV/0! | #DIV/0! | #DIV/0! | #DIV/0! | #DIV/0! | #DIV/0! | #DIV/0! | #DIV/0! | #DIV/0! | #DIV/0! | #DIV/0! | #DIV/0! | #DIV/0! | #DIV/0! | #DIV/0! | #DIV/0! | #DIV/0! | #DIV/0! | #DIV/0! | #DIV/0! | #DIV/0! | #DIV/0! | #DIV/0! | #DIV/0! | #DIV/0! | #DIV/0! | 0.060542 | #DIV/0! | [13 empty] | 2017-01-06 03:00 | 1 | 6 | 3 | 0 | 0% | 2016-12-06 02:00 | 12 | 6 | 2 | 12 | 6 | 2 | 7.235 | 9.935 | 0 | 9.55 | 6.2575 | 0
[5 empty] | 2022 | 12 | #DIV/0! | #DIV/0! | #DIV/0! | #DIV/0! | #DIV/0! | #DIV/0! | #DIV/0! | #DIV/0! | #DIV/0! | #DIV/0! | #DIV/0! | #DIV/0! | #DIV/0! | #DIV/0! | #DIV/0! | #DIV/0! | #DIV/0! | #DIV/0! | #DIV/0! | #DIV/0! | #DIV/0! | #DIV/0! | #DIV/0! | #DIV/0! | #DIV/0! | #DIV/0! | 0.046408 | #DIV/0! | [13 empty] | 2017-01-06 04:00 | 1 | 6 | 4 | 0 | 0% | 2016-12-06 03:00 | 12 | 6 | 3 | 12 | 6 | 3 | 6.7625 | 10.7 | 0 | 10.0525 | 5.7775 | 0
[5 empty] | 2023 | 1 | #DIV/0! | #DIV/0! | #DIV/0! | #DIV/0! | #DIV/0! | #DIV/0! | #DIV/0! | #DIV/0! | #DIV/0! | #DIV/0! | #DIV/0! | #DIV/0! | #DIV/0! | #DIV/0! | #DIV/0! | #DIV/0! | #DIV/0! | #DIV/0! | #DIV/0! | #DIV/0! | #DIV/0! | #DIV/0! | #DIV/0! | #DIV/0! | #DIV/0! | #DIV/0! | 0.050143 | #DIV/0! | [13 empty] | 2017-01-06 05:00 | 1 | 6 | 5 | 0 | 0% | 2016-12-06 04:00 | 12 | 6 | 4 | 12 | 6 | 4 | 14.28 | 12.7025 | 0 | 11.94 | 14.3 | 0
[5 empty] | 2023 | 2 | #DIV/0! | #DIV/0! | #DIV/0! | #DIV/0! | #DIV/0! | #DIV/0! | #DIV/0! | #DIV/0! | #DIV/0! | #DIV/0! | #DIV/0! | #DIV/0! | #DIV/0! | #DIV/0! | #DIV/0! | #DIV/0! | #DIV/0! | #DIV/0! | #DIV/0! | #DIV/0! | #DIV/0! | #DIV/0! | #DIV/0! | #DIV/0! | #DIV/0! | #DIV/0! | 0.059123 | #DIV/0! | [13 empty] | 2017-01-06 06:00 | 1 | 6 | 6 | 0 | 0% | 2016-12-06 05:00 | 12 | 6 | 5 | 12 | 6 | 5 | 15.775 | 11.7025 | 0 | 11.0775 | 16.395 | 0
[5 empty] | 2023 | 3 | #DIV/0! | #DIV/0! | #DIV/0! | #DIV/0! | #DIV/0! | #DIV/0! | #DIV/0! | #DIV/0! | #DIV/0! | #DIV/0! | #DIV/0! | #DIV/0! | #DIV/0! | #DIV/0! | #DIV/0! | #DIV/0! | #DIV/0! | #DIV/0! | #DIV/0! | #DIV/0! | #DIV/0! | #DIV/0! | #DIV/0! | #DIV/0! | #DIV/0! | #DIV/0! | 0.086056 | #DIV/0! | [13 empty] | 2017-01-06 07:00 | 1 | 6 | 7 | 0 | 0% | 2016-12-06 06:00 | 12 | 6 | 6 | 12 | 6 | 6 | 21.0075 | 16.46 | 0 | 16.0975 | 21.6125 | 0
[5 empty] | 2023 | 4 | #DIV/0! | #DIV/0! | #DIV/0! | #DIV/0! | #DIV/0! | #DIV/0! | #DIV/0! | #DIV/0! | #DIV/0! | #DIV/0! | #DIV/0! | #DIV/0! | #DIV/0! | #DIV/0! | #DIV/0! | #DIV/0! | #DIV/0! | #DIV/0! | #DIV/0! | #DIV/0! | #DIV/0! | #DIV/0! | #DIV/0! | #DIV/0! | #DIV/0! | #DIV/0! | 0.093366 | #DIV/0! | [13 empty] | 2017-01-06 08:00 | 1 | 6 | 8 | 712.0595 | 71.93% | 2016-12-06 07:00 | 12 | 6 | 7 | 12 | 6 | 7 | 18.8575 | 18.245 | 0 | 18.05 | 18.9925 | 0
[5 empty] | 2023 | 5 | #DIV/0! | #DIV/0! | #DIV/0! | #DIV/0! | #DIV/0! | #DIV/0! | #DIV/0! | #DIV/0! | #DIV/0! | #DIV/0! | #DIV/0! | #DIV/0! | #DIV/0! | #DIV/0! | #DIV/0! | #DIV/0! | #DIV/0! | #DIV/0! | #DIV/0! | #DIV/0! | #DIV/0! | #DIV/0! | #DIV/0! | #DIV/0! | #DIV/0! | #DIV/0! | 0.11725 | #DIV/0! | [13 empty] | 2017-01-06 09:00 | 1 | 6 | 9 | 756.3743 | 76.4% | 2016-12-06 08:00 | 12 | 6 | 8 | 12 | 6 | 8 | 17.51 | 17.92 | 0 | 17.7 | 17.5425 | 0
[5 empty] | 2023 | 6 | #DIV/0! | #DIV/0! | #DIV/0! | #DIV/0! | #DIV/0! | #DIV/0! | #DIV/0! | #DIV/0! | #DIV/0! | #DIV/0! | #DIV/0! | #DIV/0! | #DIV/0! | #DIV/0! | #DIV/0! | #DIV/0! | #DIV/0! | #DIV/0! | #DIV/0! | #DIV/0! | #DIV/0! | #DIV/0! | #DIV/0! | #DIV/0! | #DIV/0! | #DIV/0! | 0.11102 | #DIV/0! | [13 empty] | 2017-01-06 10:00 | 1 | 6 | 10 | 692.732 | 69.97% | 2016-12-06 09:00 | 12 | 6 | 9 | 12 | 6 | 9 | 17.53 | 17.3825 | 0 | 17.06 | 16.215 | 0
[5 empty] | 2023 | 7 | #DIV/0! | #DIV/0! | #DIV/0! | #DIV/0! | #DIV/0! | #DIV/0! | #DIV/0! | #DIV/0! | #DIV/0! | #DIV/0! | #DIV/0! | #DIV/0! | #DIV/0! | #DIV/0! | #DIV/0! | #DIV/0! | #DIV/0! | #DIV/0! | #DIV/0! | #DIV/0! | #DIV/0! | #DIV/0! | #DIV/0! | #DIV/0! | #DIV/0! | #DIV/0! | 0.12037 | #DIV/0! | [13 empty] | 2017-01-06 11:00 | 1 | 6 | 11 | 634.1928 | 64.06% | 2016-12-06 10:00 | 12 | 6 | 10 | 12 | 6 | 10 | 20.6125 | 19.5275 | 0 | 19.5 | 19.33 | 0
[5 empty] | 2023 | 8 | #DIV/0! | #DIV/0! | #DIV/0! | #DIV/0! | #DIV/0! | #DIV/0! | #DIV/0! | #DIV/0! | #DIV/0! | #DIV/0! | #DIV/0! | #DIV/0! | #DIV/0! | #DIV/0! | #DIV/0! | #DIV/0! | #DIV/0! | #DIV/0! | #DIV/0! | #DIV/0! | #DIV/0! | #DIV/0! | #DIV/0! | #DIV/0! | #DIV/0! | #DIV/0! | 0.10458 | #DIV/0! | [13 empty] | 2017-01-06 12:00 | 1 | 6 | 12 | 681.8978 | 68.88% | 2016-12-06 11:00 | 12 | 6 | 11 | 12 | 6 | 11 | 22.3475 | 22.3275 | 0 | 22.3275 | 22.325 | 0
[5 empty] | 2023 | 9 | #DIV/0! | #DIV/0! | #DIV/0! | #DIV/0! | #DIV/0! | #DIV/0! | #DIV/0! | #DIV/0! | #DIV/0! | #DIV/0! | #DIV/0! | #DIV/0! | #DIV/0! | #DIV/0! | #DIV/0! | #DIV/0! | #DIV/0! | #DIV/0! | #DIV/0! | #DIV/0! | #DIV/0! | #DIV/0! | #DIV/0! | #DIV/0! | #DIV/0! | #DIV/0! | 0.091289 | #DIV/0! | [13 empty] | 2017-01-06 13:00 | 1 | 6 | 13 | 650.2255 | 65.68% | 2016-12-06 12:00 | 12 | 6 | 12 | 12 | 6 | 12 | 23.825 | 23.825 | 0 | 23.825 | 23.825 | 0
[5 empty] | 2023 | 10 | #DIV/0! | #DIV/0! | #DIV/0! | #DIV/0! | #DIV/0! | #DIV/0! | #DIV/0! | #DIV/0! | #DIV/0! | #DIV/0! | #DIV/0! | #DIV/0! | #DIV/0! | #DIV/0! | #DIV/0! | #DIV/0! | #DIV/0! | #DIV/0! | #DIV/0! | #DIV/0! | #DIV/0! | #DIV/0! | #DIV/0! | #DIV/0! | #DIV/0! | #DIV/0! | 0.059862 | #DIV/0! | [13 empty] | 2017-01-06 14:00 | 1 | 6 | 14 | 716.8165 | 72.41% | 2016-12-06 13:00 | 12 | 6 | 13 | 12 | 6 | 13 | 25.8175 | 25.8175 | 0 | 25.8175 | 25.8175 | 0
[5 empty] | 2023 | 11 | #DIV/0! | #DIV/0! | #DIV/0! | #DIV/0! | #DIV/0! | #DIV/0! | #DIV/0! | #DIV/0! | #DIV/0! | #DIV/0! | #DIV/0! | #DIV/0! | #DIV/0! | #DIV/0! | #DIV/0! | #DIV/0! | #DIV/0! | #DIV/0! | #DIV/0! | #DIV/0! | #DIV/0! | #DIV/0! | #DIV/0! | #DIV/0! | #DIV/0! | #DIV/0! | 0.060542 | #DIV/0! | [13 empty] | 2017-01-06 15:00 | 1 | 6 | 15 | 425.9155 | 43.02% | 2016-12-06 14:00 | 12 | 6 | 14 | 12 | 6 | 14 | 26.3725 | 26.3725 | 0 | 26.3725 | 26.3725 | 0
[5 empty] | 2023 | 12 | #DIV/0! | #DIV/0! | #DIV/0! | #DIV/0! | #DIV/0! | #DIV/0! | #DIV/0! | #DIV/0! | #DIV/0! | #DIV/0! | #DIV/0! | #DIV/0! | #DIV/0! | #DIV/0! | #DIV/0! | #DIV/0! | #DIV/0! | #DIV/0! | #DIV/0! | #DIV/0! | #DIV/0! | #DIV/0! | #DIV/0! | #DIV/0! | #DIV/0! | #DIV/0! | 0.046408 | #DIV/0! | [13 empty] | 2017-01-06 16:00 | 1 | 6 | 16 | 76.3929 | 7.716% | 2016-12-06 15:00 | 12 | 6 | 15 | 12 | 6 | 15 | 27.0125 | 27.0125 | 0 | 27.0125 | 27.0125 | 0
[5 empty] | 2024 | 1 | #DIV/0! | #DIV/0! | #DIV/0! | #DIV/0! | #DIV/0! | #DIV/0! | #DIV/0! | #DIV/0! | #DIV/0! | #DIV/0! | #DIV/0! | #DIV/0! | #DIV/0! | #DIV/0! | #DIV/0! | #DIV/0! | #DIV/0! | #DIV/0! | #DIV/0! | #DIV/0! | #DIV/0! | #DIV/0! | #DIV/0! | #DIV/0! | #DIV/0! | #DIV/0! | 0.050143 | #DIV/0! | [13 empty] | 2017-01-06 17:00 | 1 | 6 | 17 | 0 | 0% | 2016-12-06 16:00 | 12 | 6 | 16 | 12 | 6 | 16 | 28.1225 | 28.1225 | 0 | 28.1225 | 28.1225 | 0
[5 empty] | 2024 | 2 | #DIV/0! | #DIV/0! | #DIV/0! | #DIV/0! | #DIV/0! | #DIV/0! | #DIV/0! | #DIV/0! | #DIV/0! | #DIV/0! | #DIV/0! | #DIV/0! | #DIV/0! | #DIV/0! | #DIV/0! | #DIV/0! | #DIV/0! | #DIV/0! | #DIV/0! | #DIV/0! | #DIV/0! | #DIV/0! | #DIV/0! | #DIV/0! | #DIV/0! | #DIV/0! | 0.059123 | #DIV/0! | [13 empty] | 2017-01-06 18:00 | 1 | 6 | 18 | 0 | 0% | 2016-12-06 17:00 | 12 | 6 | 17 | 12 | 6 | 17 | 123.7075 | 123.7075 | 0 | 123.7075 | 123.7075 | 0
[5 empty] | 2024 | 3 | #DIV/0! | #DIV/0! | #DIV/0! | #DIV/0! | #DIV/0! | #DIV/0! | #DIV/0! | #DIV/0! | #DIV/0! | #DIV/0! | #DIV/0! | #DIV/0! | #DIV/0! | #DIV/0! | #DIV/0! | #DIV/0! | #DIV/0! | #DIV/0! | #DIV/0! | #DIV/0! | #DIV/0! | #DIV/0! | #DIV/0! | #DIV/0! | #DIV/0! | #DIV/0! | 0.086056 | #DIV/0! | [13 empty] | 2017-01-06 19:00 | 1 | 6 | 19 | 0 | 0% | 2016-12-06 18:00 | 12 | 6 | 18 | 12 | 6 | 18 | 68.0875 | 68.0875 | 0 | 68.0875 | 68.0875 | 0
[5 empty] | 2024 | 4 | #DIV/0! | #DIV/0! | #DIV/0! | #DIV/0! | #DIV/0! | #DIV/0! | #DIV/0! | #DIV/0! | #DIV/0! | #DIV/0! | #DIV/0! | #DIV/0! | #DIV/0! | #DIV/0! | #DIV/0! | #DIV/0! | #DIV/0! | #DIV/0! | #DIV/0! | #DIV/0! | #DIV/0! | #DIV/0! | #DIV/0! | #DIV/0! | #DIV/0! | #DIV/0! | 0.093366 | #DIV/0! | [13 empty] | 2017-01-06 20:00 | 1 | 6 | 20 | 0 | 0% | 2016-12-06 19:00 | 12 | 6 | 19 | 12 | 6 | 19 | 32.9625 | 32.9625 | 0 | 32.9625 | 32.9625 | 0
[5 empty] | 2024 | 5 | #DIV/0! | #DIV/0! | #DIV/0! | #DIV/0! | #DIV/0! | #DIV/0! | #DIV/0! | #DIV/0! | #DIV/0! | #DIV/0! | #DIV/0! | #DIV/0! | #DIV/0! | #DIV/0! | #DIV/0! | #DIV/0! | #DIV/0! | #DIV/0! | #DIV/0! | #DIV/0! | #DIV/0! | #DIV/0! | #DIV/0! | #DIV/0! | #DIV/0! | #DIV/0! | 0.11725 | #DIV/0! | [13 empty] | 2017-01-06 21:00 | 1 | 6 | 21 | 0 | 0% | 2016-12-06 20:00 | 12 | 6 | 20 | 12 | 6 | 20 | 30.5425 | 30.5425 | 0 | 30.5425 | 30.5425 | 0
[5 empty] | 2024 | 6 | #DIV/0! | #DIV/0! | #DIV/0! | #DIV/0! | #DIV/0! | #DIV/0! | #DIV/0! | #DIV/0! | #DIV/0! | #DIV/0! | #DIV/0! | #DIV/0! | #DIV/0! | #DIV/0! | #DIV/0! | #DIV/0! | #DIV/0! | #DIV/0! | #DIV/0! | #DIV/0! | #DIV/0! | #DIV/0! | #DIV/0! | #DIV/0! | #DIV/0! | #DIV/0! | 0.11102 | #DIV/0! | [13 empty] | 2017-01-06 22:00 | 1 | 6 | 22 | 0 | 0% | 2016-12-06 21:00 | 12 | 6 | 21 | 12 | 6 | 21 | 25.8275 | 25.8275 | 0 | 25.8275 | 25.8275 | 0
[5 empty] | 2024 | 7 | #DIV/0! | #DIV/0! | #DIV/0! | #DIV/0! | #DIV/0! | #DIV/0! | #DIV/0! | #DIV/0! | #DIV/0! | #DIV/0! | #DIV/0! | #DIV/0! | #DIV/0! | #DIV/0! | #DIV/0! | #DIV/0! | #DIV/0! | #DIV/0! | #DIV/0! | #DIV/0! | #DIV/0! | #DIV/0! | #DIV/0! | #DIV/0! | #DIV/0! | #DIV/0! | 0.12037 | #DIV/0! | [13 empty] | 2017-01-06 23:00 | 1 | 6 | 23 | 0 | 0% | 2016-12-06 22:00 | 12 | 6 | 22 | 12 | 6 | 22 | 24.4125 | 24.4125 | 0 | 24.4125 | 24.4125 | 0
[5 empty] | 2024 | 8 | #DIV/0! | #DIV/0! | #DIV/0! | #DIV/0! | #DIV/0! | #DIV/0! | #DIV/0! | #DIV/0! | #DIV/0! | #DIV/0! | #DIV/0! | #DIV/0! | #DIV/0! | #DIV/0! | #DIV/0! | #DIV/0! | #DIV/0! | #DIV/0! | #DIV/0! | #DIV/0! | #DIV/0! | #DIV/0! | #DIV/0! | #DIV/0! | #DIV/0! | #DIV/0! | 0.10458 | #DIV/0! | [13 empty] | 2017-01-07 | 1 | 7 | 0 | 0 | 0% | 2016-12-06 23:00 | 12 | 6 | 23 | 12 | 6 | 23 | 22.115 | 22.115 | 0 | 22.115 | 22.115 | 0
[5 empty] | 2024 | 9 | #DIV/0! | #DIV/0! | #DIV/0! | #DIV/0! | #DIV/0! | #DIV/0! | #DIV/0! | #DIV/0! | #DIV/0! | #DIV/0! | #DIV/0! | #DIV/0! | #DIV/0! | #DIV/0! | #DIV/0! | #DIV/0! | #DIV/0! | #DIV/0! | #DIV/0! | #DIV/0! | #DIV/0! | #DIV/0! | #DIV/0! | #DIV/0! | #DIV/0! | #DIV/0! | 0.091289 | #DIV/0! | [13 empty] | 2017-01-07 01:00 | 1 | 7 | 1 | 0 | 0% | 2016-12-07 | 12 | 7 | 0 | 12 | 7 | 0 | 22.71 | 22.71 | 0 | 22.71 | 22.71 | 0
[5 empty] | 2024 | 10 | #DIV/0! | #DIV/0! | #DIV/0! | #DIV/0! | #DIV/0! | #DIV/0! | #DIV/0! | #DIV/0! | #DIV/0! | #DIV/0! | #DIV/0! | #DIV/0! | #DIV/0! | #DIV/0! | #DIV/0! | #DIV/0! | #DIV/0! | #DIV/0! | #DIV/0! | #DIV/0! | #DIV/0! | #DIV/0! | #DIV/0! | #DIV/0! | #DIV/0! | #DIV/0! | 0.059862 | #DIV/0! | [13 empty] | 2017-01-07 02:00 | 1 | 7 | 2 | 0 | 0% | 2016-12-07 01:00 | 12 | 7 | 1 | 12 | 7 | 1 | 22.4375 | 22.4375 | 0 | 22.4375 | 22.4375 | 0
[5 empty] | 2024 | 11 | #DIV/0! | #DIV/0! | #DIV/0! | #DIV/0! | #DIV/0! | #DIV/0! | #DIV/0! | #DIV/0! | #DIV/0! | #DIV/0! | #DIV/0! | #DIV/0! | #DIV/0! | #DIV/0! | #DIV/0! | #DIV/0! | #DIV/0! | #DIV/0! | #DIV/0! | #DIV/0! | #DIV/0! | #DIV/0! | #DIV/0! | #DIV/0! | #DIV/0! | #DIV/0! | 0.060542 | #DIV/0! | [13 empty] | 2017-01-07 03:00 | 1 | 7 | 3 | 0 | 0% | 2016-12-07 02:00 | 12 | 7 | 2 | 12 | 7 | 2 | 22.69 | 22.69 | 0 | 22.69 | 22.69 | 0
[5 empty] | 2024 | 12 | #DIV/0! | #DIV/0! | #DIV/0! | #DIV/0! | #DIV/0! | #DIV/0! | #DIV/0! | #DIV/0! | #DIV/0! | #DIV/0! | #DIV/0! | #DIV/0! | #DIV/0! | #DIV/0! | #DIV/0! | #DIV/0! | #DIV/0! | #DIV/0! | #DIV/0! | #DIV/0! | #DIV/0! | #DIV/0! | #DIV/0! | #DIV/0! | #DIV/0! | #DIV/0! | 0.046408 | #DIV/0! | [13 empty] | 2017-01-07 04:00 | 1 | 7 | 4 | 0 | 0% | 2016-12-07 03:00 | 12 | 7 | 3 | 12 | 7 | 3 | 23.38 | 23.38 | 0 | 23.38 | 23.38 | 0
[48 empty] | 2017-01-07 05:00 | 1 | 7 | 5 | 0 | 0% | 2016-12-07 04:00 | 12 | 7 | 4 | 12 | 7 | 4 | 24.7775 | 24.7775 | 0 | 24.7775 | 24.7775 | 0
[48 empty] | 2017-01-07 06:00 | 1 | 7 | 6 | 0 | 0% | 2016-12-07 05:00 | 12 | 7 | 5 | 12 | 7 | 5 | 305.0575 | 305.0575 | 0 | 305.0575 | 305.0575 | 0
[48 empty] | 2017-01-07 07:00 | 1 | 7 | 7 | 0 | 0% | 2016-12-07 06:00 | 12 | 7 | 6 | 12 | 7 | 6 | 28.1475 | 28.1475 | 0 | 28.1475 | 28.1475 | 0
[48 empty] | 2017-01-07 08:00 | 1 | 7 | 8 | 621.9882 | 62.83% | 2016-12-07 07:00 | 12 | 7 | 7 | 12 | 7 | 7 | 34.14 | 34.14 | 0 | 34.14 | 34.14 | 0
[48 empty] | 2017-01-07 09:00 | 1 | 7 | 9 | 708.2159 | 71.54% | 2016-12-07 08:00 | 12 | 7 | 8 | 12 | 7 | 8 | 43.2625 | 43.2625 | 0 | 43.2625 | 43.2625 | 0
[48 empty] | 2017-01-07 10:00 | 1 | 7 | 10 | 627.8748 | 63.42% | 2016-12-07 09:00 | 12 | 7 | 9 | 12 | 7 | 9 | 52.9075 | 52.9075 | 0 | 52.9075 | 52.9075 | 0
[48 empty] | 2017-01-07 11:00 | 1 | 7 | 11 | 506.6845 | 51.18% | 2016-12-07 10:00 | 12 | 7 | 10 | 12 | 7 | 10 | 37.185 | 37.185 | 0 | 37.185 | 37.185 | 0
[48 empty] | 2017-01-07 12:00 | 1 | 7 | 12 | 485.9328 | 49.08% | 2016-12-07 11:00 | 12 | 7 | 11 | 12 | 7 | 11 | 35.82 | 35.82 | 0 | 35.82 | 35.82 | 0
[48 empty] | 2017-01-07 13:00 | 1 | 7 | 13 | 399.2369 | 40.33% | 2016-12-07 12:00 | 12 | 7 | 12 | 12 | 7 | 12 | 33.78 | 33.78 | 0 | 33.78 | 33.78 | 0
[48 empty] | 2017-01-07 14:00 | 1 | 7 | 14 | 660.9244 | 66.76% | 2016-12-07 13:00 | 12 | 7 | 13 | 12 | 7 | 13 | 30.5875 | 30.5875 | 0 | 30.5875 | 30.5875 | 0
[48 empty] | 2017-01-07 15:00 | 1 | 7 | 15 | 194.633 | 19.66% | 2016-12-07 14:00 | 12 | 7 | 14 | 12 | 7 | 14 | 27.38 | 27.38 | 0 | 27.38 | 27.38 | 0
[48 empty] | 2017-01-07 16:00 | 1 | 7 | 16 | 51.2076 | 5.172% | 2016-12-07 15:00 | 12 | 7 | 15 | 12 | 7 | 15 | 26.0425 | 26.0425 | 0 | 26.0425 | 26.0425 | 0
[48 empty] | 2017-01-07 17:00 | 1 | 7 | 17 | 0 | 0% | 2016-12-07 16:00 | 12 | 7 | 16 | 12 | 7 | 16 | 24.6675 | 24.6675 | 0 | 24.6675 | 24.6675 | 0
[48 empty] | 2017-01-07 18:00 | 1 | 7 | 18 | 0 | 0% | 2016-12-07 17:00 | 12 | 7 | 17 | 12 | 7 | 17 | 25.9725 | 25.9725 | 0 | 25.9725 | 25.9725 | 0
[48 empty] | 2017-01-07 19:00 | 1 | 7 | 19 | 0 | 0% | 2016-12-07 18:00 | 12 | 7 | 18 | 12 | 7 | 18 | 25.575 | 25.575 | 0 | 25.575 | 25.575 | 0
[48 empty] | 2017-01-07 20:00 | 1 | 7 | 20 | 0 | 0% | 2016-12-07 19:00 | 12 | 7 | 19 | 12 | 7 | 19 | 23.4175 | 23.4175 | 0 | 23.4175 | 23.4175 | 0
[48 empty] | 2017-01-07 21:00 | 1 | 7 | 21 | 0 | 0% | 2016-12-07 20:00 | 12 | 7 | 20 | 12 | 7 | 20 | 22.7375 | 22.7375 | 0 | 22.7375 | 22.7375 | 0
[48 empty] | 2017-01-07 22:00 | 1 | 7 | 22 | 0 | 0% | 2016-12-07 21:00 | 12 | 7 | 21 | 12 | 7 | 21 | 21.82 | 21.82 | 0 | 21.82 | 21.82 | 0
[48 empty] | 2017-01-07 23:00 | 1 | 7 | 23 | 0 | 0% | 2016-12-07 22:00 | 12 | 7 | 22 | 12 | 7 | 22 | 14.7425 | 19.5725 | 0 | 18.305 | 14.445 | 0
[48 empty] | 2017-01-08 | 1 | 8 | 0 | 0 | 0% | 2016-12-07 23:00 | 12 | 7 | 23 | 12 | 7 | 23 | 11.2 | 15.4925 | 0 | 14.41 | 10.9325 | 0
[48 empty] | 2017-01-08 01:00 | 1 | 8 | 1 | 0 | 0% | 2016-12-08 | 12 | 8 | 0 | 12 | 8 | 0 | 9.48 | 14.3775 | 0 | 13.1775 | 8.8275 | 0
[48 empty] | 2017-01-08 02:00 | 1 | 8 | 2 | 0 | 0% | 2016-12-08 01:00 | 12 | 8 | 1 | 12 | 8 | 1 | 8.925 | 14.01 | 0 | 12.8025 | 7.745 | 0
[48 empty] | 2017-01-08 03:00 | 1 | 8 | 3 | 0 | 0% | 2016-12-08 02:00 | 12 | 8 | 2 | 12 | 8 | 2 | 6.835 | 11.3825 | 0 | 10.2875 | 5.705 | 0
[48 empty] | 2017-01-08 04:00 | 1 | 8 | 4 | 0 | 0% | 2016-12-08 03:00 | 12 | 8 | 3 | 12 | 8 | 3 | 6.555 | 11.335 | 0 | 10.2 | 5.64 | 0
[48 empty] | 2017-01-08 05:00 | 1 | 8 | 5 | 0 | 0% | 2016-12-08 04:00 | 12 | 8 | 4 | 12 | 8 | 4 | 10.74 | 14.895 | 0 | 14.1 | 10.2875 | 0
[48 empty] | 2017-01-08 06:00 | 1 | 8 | 6 | 0 | 0% | 2016-12-08 05:00 | 12 | 8 | 5 | 12 | 8 | 5 | 16.81 | 18.905 | 0 | 18.8625 | 16.585 | 0
[48 empty] | 2017-01-08 07:00 | 1 | 8 | 7 | 0 | 0% | 2016-12-08 06:00 | 12 | 8 | 6 | 12 | 8 | 6 | 17.845 | 19.9075 | 0 | 19.9025 | 17.6775 | 0
[48 empty] | 2017-01-08 08:00 | 1 | 8 | 8 | 579.7454 | 58.56% | 2016-12-08 07:00 | 12 | 8 | 7 | 12 | 8 | 7 | 19.28 | 21.325 | 0 | 21.32 | 19.065 | 0
[48 empty] | 2017-01-08 09:00 | 1 | 8 | 9 | 258.1611 | 26.08% | 2016-12-08 08:00 | 12 | 8 | 8 | 12 | 8 | 8 | 20.0625 | 22.07 | 0 | 22.06 | 19.785 | 0
[48 empty] | 2017-01-08 10:00 | 1 | 8 | 10 | 636.3561 | 64.28% | 2016-12-08 09:00 | 12 | 8 | 9 | 12 | 8 | 9 | 20.43 | 23.3125 | 0 | 23.325 | 20.455 | 0
[48 empty] | 2017-01-08 11:00 | 1 | 8 | 11 | 586.2935 | 59.22% | 2016-12-08 10:00 | 12 | 8 | 10 | 12 | 8 | 10 | 21.535 | 23.7225 | 0 | 23.7175 | 21.345 | 0
[48 empty] | 2017-01-08 12:00 | 1 | 8 | 12 | 527.438 | 53.28% | 2016-12-08 11:00 | 12 | 8 | 11 | 12 | 8 | 11 | 21.845 | 23.9775 | 0 | 23.9675 | 21.5925 | 0
[48 empty] | 2017-01-08 13:00 | 1 | 8 | 13 | 663.3656 | 67.01% | 2016-12-08 12:00 | 12 | 8 | 12 | 12 | 8 | 12 | 22.1425 | 24.4025 | 0 | 24.3975 | 22.01 | 0
[48 empty] | 2017-01-08 14:00 | 1 | 8 | 14 | 720.5579 | 72.78% | 2016-12-08 13:00 | 12 | 8 | 13 | 12 | 8 | 13 | 22.9775 | 25.1875 | 0 | 25.17 | 22.7525 | 0
[48 empty] | 2017-01-08 15:00 | 1 | 8 | 15 | 610.6538 | 61.68% | 2016-12-08 14:00 | 12 | 8 | 14 | 12 | 8 | 14 | 22.4675 | 24.945 | 0 | 24.9325 | 22.98 | 0
[48 empty] | 2017-01-08 16:00 | 1 | 8 | 16 | 101.569 | 10.26% | 2016-12-08 15:00 | 12 | 8 | 15 | 12 | 8 | 15 | 21.64 | 24.5925 | 0 | 24.58 | 22.7025 | 0
[48 empty] | 2017-01-08 17:00 | 1 | 8 | 17 | 0 | 0% | 2016-12-08 16:00 | 12 | 8 | 16 | 12 | 8 | 16 | 23.38 | 25.615 | 0 | 25.605 | 24.11 | 0
[48 empty] | 2017-01-08 18:00 | 1 | 8 | 18 | 0 | 0% | 2016-12-08 17:00 | 12 | 8 | 17 | 12 | 8 | 17 | 28.4275 | 29.9125 | 0 | 29.9125 | 29.9175 | 0
[48 empty] | 2017-01-08 19:00 | 1 | 8 | 19 | 0 | 0% | 2016-12-08 18:00 | 12 | 8 | 18 | 12 | 8 | 18 | 31.285 | 32.5875 | 0 | 32.5875 | 32.5775 | 0
[48 empty] | 2017-01-08 20:00 | 1 | 8 | 20 | 0 | 0% | 2016-12-08 19:00 | 12 | 8 | 19 | 12 | 8 | 19 | 31.5725 | 34.0675 | 0 | 34.0875 | 33.4375 | 0
[48 empty] | 2017-01-08 21:00 | 1 | 8 | 21 | 0 | 0% | 2016-12-08 20:00 | 12 | 8 | 20 | 12 | 8 | 20 | 32.9625 | 36.355 | 0 | 36.3925 | 35.2925 | 0
[48 empty] | 2017-01-08 22:00 | 1 | 8 | 22 | 0 | 0% | 2016-12-08 21:00 | 12 | 8 | 21 | 12 | 8 | 21 | 28.9275 | 31.435 | 0 | 31.4725 | 30.4825 | 0
[48 empty] | 2017-01-08 23:00 | 1 | 8 | 23 | 0 | 0% | 2016-12-08 22:00 | 12 | 8 | 22 | 12 | 8 | 22 | 26.1725 | 27.245 | 0 | 27.26 | 26.9225 | 0
[48 empty] | 2017-01-09 | 1 | 9 | 0 | 0 | 0% | 2016-12-08 23:00 | 12 | 8 | 23 | 12 | 8 | 23 | 23.935 | 24.1875 | 0 | 24.1875 | 24.185 | 0
[48 empty] | 2017-01-09 01:00 | 1 | 9 | 1 | 0 | 0% | 2016-12-09 | 12 | 9 | 0 | 12 | 9 | 0 | 22.695 | 23.0575 | 0 | 23.0575 | 23.0475 | 0
[48 empty] | 2017-01-09 02:00 | 1 | 9 | 2 | 0 | 0% | 2016-12-09 01:00 | 12 | 9 | 1 | 12 | 9 | 1 | 22.6925 | 22.9225 | 0 | 22.9225 | 22.915 | 0
[48 empty] | 2017-01-09 03:00 | 1 | 9 | 3 | 0 | 0% | 2016-12-09 02:00 | 12 | 9 | 2 | 12 | 9 | 2 | 22.7225 | 22.7675 | 0 | 22.7675 | 22.7675 | 0
[48 empty] | 2017-01-09 04:00 | 1 | 9 | 4 | 0 | 0% | 2016-12-09 03:00 | 12 | 9 | 3 | 12 | 9 | 3 | 22.7925 | 22.94 | 0 | 22.9375 | 22.935 | 0
[48 empty] | 2017-01-09 05:00 | 1 | 9 | 5 | 0 | 0% | 2016-12-09 04:00 | 12 | 9 | 4 | 12 | 9 | 4 | 23.16 | 23.3975 | 0 | 23.3925 | 23.39 | 0
[48 empty] | 2017-01-09 06:00 | 1 | 9 | 6 | 0 | 0% | 2016-12-09 05:00 | 12 | 9 | 5 | 12 | 9 | 5 | 23.6375 | 23.86 | 0 | 23.86 | 23.8525 | 0
[48 empty] | 2017-01-09 07:00 | 1 | 9 | 7 | 0 | 0% | 2016-12-09 06:00 | 12 | 9 | 6 | 12 | 9 | 6 | 30.135 | 30.1675 | 0 | 30.1675 | 30.1675 | 0
[48 empty] | 2017-01-09 08:00 | 1 | 9 | 8 | 668.8068 | 67.56% | 2016-12-09 07:00 | 12 | 9 | 7 | 12 | 9 | 7 | 30.035 | 30.035 | 0 | 30.035 | 30.035 | 0
[48 empty] | 2017-01-09 09:00 | 1 | 9 | 9 | 697.2856 | 70.43% | 2016-12-09 08:00 | 12 | 9 | 8 | 12 | 9 | 8 | 27.895 | 27.895 | 0 | 27.895 | 27.895 | 0
[48 empty] | 2017-01-09 10:00 | 1 | 9 | 10 | 687.2442 | 69.42% | 2016-12-09 09:00 | 12 | 9 | 9 | 12 | 9 | 9 | 28.2225 | 28.2225 | 0 | 28.2225 | 28.2225 | 0
[48 empty] | 2017-01-09 11:00 | 1 | 9 | 11 | 597.2713 | 60.33% | 2016-12-09 10:00 | 12 | 9 | 10 | 12 | 9 | 10 | 27.1275 | 27.1275 | 0 | 27.1275 | 27.1275 | 0
[48 empty] | 2017-01-09 12:00 | 1 | 9 | 12 | 632.0662 | 63.85% | 2016-12-09 11:00 | 12 | 9 | 11 | 12 | 9 | 11 | 25.9425 | 25.9425 | 0 | 25.9425 | 25.9425 | 0
[48 empty] | 2017-01-09 13:00 | 1 | 9 | 13 | 667.3182 | 67.41% | 2016-12-09 12:00 | 12 | 9 | 12 | 12 | 9 | 12 | 24.6825 | 24.6825 | 0 | 24.6825 | 24.6825 | 0
[48 empty] | 2017-01-09 14:00 | 1 | 9 | 14 | 707.088 | 71.42% | 2016-12-09 13:00 | 12 | 9 | 13 | 12 | 9 | 13 | 23.5875 | 23.5875 | 0 | 23.5875 | 23.5875 | 0
[48 empty] | 2017-01-09 15:00 | 1 | 9 | 15 | 546.5011 | 55.2% | 2016-12-09 14:00 | 12 | 9 | 14 | 12 | 9 | 14 | 23.1175 | 23.1175 | 0 | 23.1175 | 23.1175 | 0
[48 empty] | 2017-01-09 16:00 | 1 | 9 | 16 | 7.3607 | 0.7435% | 2016-12-09 15:00 | 12 | 9 | 15 | 12 | 9 | 15 | 23.3425 | 23.3425 | 0 | 23.3425 | 23.3425 | 0
[48 empty] | 2017-01-09 17:00 | 1 | 9 | 17 | 0 | 0% | 2016-12-09 16:00 | 12 | 9 | 16 | 12 | 9 | 16 | 23.555 | 23.555 | 0 | 23.555 | 23.555 | 0
[48 empty] | 2017-01-09 18:00 | 1 | 9 | 18 | 0 | 0% | 2016-12-09 17:00 | 12 | 9 | 17 | 12 | 9 | 17 | 27.085 | 27.085 | 0 | 27.085 | 27.085 | 0
[48 empty] | 2017-01-09 19:00 | 1 | 9 | 19 | 0 | 0% | 2016-12-09 18:00 | 12 | 9 | 18 | 12 | 9 | 18 | 27.7925 | 26.8525 | 0 | 26.8525 | 26.95 | 0
[48 empty] | 2017-01-09 20:00 | 1 | 9 | 20 | 0 | 0% | 2016-12-09 19:00 | 12 | 9 | 19 | 12 | 9 | 19 | 30.2375 | 23.8425 | 0 | 23.8075 | 23.645 | 0
[48 empty] | 2017-01-09 21:00 | 1 | 9 | 21 | 0 | 0% | 2016-12-09 20:00 | 12 | 9 | 20 | 12 | 9 | 20 | 27.045 | 22.1725 | 0 | 22.1575 | 25.5275 | 0
[48 empty] | 2017-01-09 22:00 | 1 | 9 | 22 | 0 | 0% | 2016-12-09 21:00 | 12 | 9 | 21 | 12 | 9 | 21 | 25.4525 | 21.8275 | 0 | 21.8175 | 25.735 | 0
[48 empty] | 2017-01-09 23:00 | 1 | 9 | 23 | 0 | 0% | 2016-12-09 22:00 | 12 | 9 | 22 | 12 | 9 | 22 | 21.5075 | 21.2625 | 0 | 21.2625 | 21.5575 | 0
[48 empty] | 2017-01-10 | 1 | 10 | 0 | 0 | 0% | 2016-12-09 23:00 | 12 | 9 | 23 | 12 | 9 | 23 | 20 | 19.985 | 0 | 19.985 | 20.0025 | 0
[48 empty] | 2017-01-10 01:00 | 1 | 10 | 1 | 0 | 0% | 2016-12-10 | 12 | 10 | 0 | 12 | 10 | 0 | 20.555 | 20.555 | 0 | 20.555 | 20.555 | 0
[48 empty] | 2017-01-10 02:00 | 1 | 10 | 2 | 0 | 0% | 2016-12-10 01:00 | 12 | 10 | 1 | 12 | 10 | 1 | 20.3925 | 20.3925 | 0 | 20.3925 | 20.3925 | 0
[48 empty] | 2017-01-10 03:00 | 1 | 10 | 3 | 0 | 0% | 2016-12-10 02:00 | 12 | 10 | 2 | 12 | 10 | 2 | 20.1975 | 20.1975 | 0 | 20.1975 | 20.1975 | 0
[48 empty] | 2017-01-10 04:00 | 1 | 10 | 4 | 0 | 0% | 2016-12-10 03:00 | 12 | 10 | 3 | 12 | 10 | 3 | 20.1825 | 20.1825 | 0 | 20.1825 | 20.1825 | 0
[48 empty] | 2017-01-10 05:00 | 1 | 10 | 5 | 0 | 0% | 2016-12-10 04:00 | 12 | 10 | 4 | 12 | 10 | 4 | 20.58 | 20.58 | 0 | 20.58 | 20.58 | 0
[48 empty] | 2017-01-10 06:00 | 1 | 10 | 6 | 0 | 0% | 2016-12-10 05:00 | 12 | 10 | 5 | 12 | 10 | 5 | 20.5225 | 20.2725 | 0 | 20.2725 | 20.5775 | 0
[48 empty] | 2017-01-10 07:00 | 1 | 10 | 7 | 0 | 0% | 2016-12-10 06:00 | 12 | 10 | 6 | 12 | 10 | 6 | 21.8125 | 20.29 | 0 | 20.285 | 22.14 | 0
[48 empty] | 2017-01-10 08:00 | 1 | 10 | 8 | 46.7158 | 4.719% | 2016-12-10 07:00 | 12 | 10 | 7 | 12 | 10 | 7 | 22.4675 | 20.86 | 0 | 20.8575 | 22.8225 | 0
[48 empty] | 2017-01-10 09:00 | 1 | 10 | 9 | 86.4962 | 8.737% | 2016-12-10 08:00 | 12 | 10 | 8 | 12 | 10 | 8 | 23.515 | 22.67 | 0 | 22.67 | 23.7075 | 0
[48 empty] | 2017-01-10 10:00 | 1 | 10 | 10 | 118.8674 | 12.01% | 2016-12-10 09:00 | 12 | 10 | 9 | 12 | 10 | 9 | 23.41 | 23.205 | 0 | 23.205 | 23.455 | 0
[48 empty] | 2017-01-10 11:00 | 1 | 10 | 11 | 144.9142 | 14.64% | 2016-12-10 10:00 | 12 | 10 | 10 | 12 | 10 | 10 | 23.1975 | 23.1375 | 0 | 23.1375 | 23.2025 | 0
[48 empty] | 2017-01-10 12:00 | 1 | 10 | 12 | 138.3713 | 13.98% | 2016-12-10 11:00 | 12 | 10 | 11 | 12 | 10 | 11 | 22.97 | 22.97 | 0 | 22.97 | 22.97 | 0
[48 empty] | 2017-01-10 13:00 | 1 | 10 | 13 | 115.9995 | 11.72% | 2016-12-10 12:00 | 12 | 10 | 12 | 12 | 10 | 12 | 22.8025 | 22.8025 | 0 | 22.8025 | 22.8025 | 0
[48 empty] | 2017-01-10 14:00 | 1 | 10 | 14 | 77.7731 | 7.856% | 2016-12-10 13:00 | 12 | 10 | 13 | 12 | 10 | 13 | 24.4275 | 20.055 | 0 | 20.0275 | 19.3025 | 0
[48 empty] | 2017-01-10 15:00 | 1 | 10 | 15 | 45.6715 | 4.613% | 2016-12-10 14:00 | 12 | 10 | 14 | 12 | 10 | 14 | 20.0275 | 19.515 | 0 | 19.5275 | 19.3325 | 0
[48 empty] | 2017-01-10 16:00 | 1 | 10 | 16 | 7.7686 | 0.7847% | 2016-12-10 15:00 | 12 | 10 | 15 | 12 | 10 | 15 | 19.5975 | 19.0675 | 0 | 19.19 | 18.845 | 0
[48 empty] | 2017-01-10 17:00 | 1 | 10 | 17 | 0 | 0% | 2016-12-10 16:00 | 12 | 10 | 16 | 12 | 10 | 16 | 20.455 | 19.6575 | 0 | 19.6975 | 19.7325 | 0
[48 empty] | 2017-01-10 18:00 | 1 | 10 | 18 | 0 | 0% | 2016-12-10 17:00 | 12 | 10 | 17 | 12 | 10 | 17 | 25.9175 | 22.3925 | 0 | 22.3725 | 22.21 | 0
[48 empty] | 2017-01-10 19:00 | 1 | 10 | 19 | 0 | 0% | 2016-12-10 18:00 | 12 | 10 | 18 | 12 | 10 | 18 | 26.3875 | 21.5525 | 0 | 21.5425 | 25.9325 | 0
[48 empty] | 2017-01-10 20:00 | 1 | 10 | 20 | 0 | 0% | 2016-12-10 19:00 | 12 | 10 | 19 | 12 | 10 | 19 | 46.9325 | 19.225 | 0 | 19.3775 | 47.15 | 0
[48 empty] | 2017-01-10 21:00 | 1 | 10 | 21 | 0 | 0% | 2016-12-10 20:00 | 12 | 10 | 20 | 12 | 10 | 20 | 27.49 | 20.3425 | 0 | 20.2975 | 27.91 | 0
[48 empty] | 2017-01-10 22:00 | 1 | 10 | 22 | 0 | 0% | 2016-12-10 21:00 | 12 | 10 | 21 | 12 | 10 | 21 | 26.15 | 19.865 | 0 | 19.8375 | 25.1175 | 0
[48 empty] | 2017-01-10 23:00 | 1 | 10 | 23 | 0 | 0% | 2016-12-10 22:00 | 12 | 10 | 22 | 12 | 10 | 22 | 20.7325 | 21.18 | 0 | 21.6425 | 18.935 | 0
[48 empty] | 2017-01-11 | 1 | 11 | 0 | 0 | 0% | 2016-12-10 23:00 | 12 | 10 | 23 | 12 | 10 | 23 | 21.7675 | 17.6125 | 0 | 17.3875 | 15.7525 | 0
[48 empty] | 2017-01-11 01:00 | 1 | 11 | 1 | 0 | 0% | 2016-12-11 | 12 | 11 | 0 | 12 | 11 | 0 | 21.7775 | 18.6825 | 0 | 18.5675 | 21.0975 | 0
[48 empty] | 2017-01-11 02:00 | 1 | 11 | 2 | 0 | 0% | 2016-12-11 01:00 | 12 | 11 | 1 | 12 | 11 | 1 | 17.585 | 15.925 | 0 | 15.5625 | 16.0375 | 0
[48 empty] | 2017-01-11 03:00 | 1 | 11 | 3 | 0 | 0% | 2016-12-11 02:00 | 12 | 11 | 2 | 12 | 11 | 2 | 16.2075 | 14.9125 | 0 | 14.5025 | 14.4275 | 0
[48 empty] | 2017-01-11 04:00 | 1 | 11 | 4 | 0 | 0% | 2016-12-11 03:00 | 12 | 11 | 3 | 12 | 11 | 3 | 16.5225 | 14.735 | 0 | 14.34 | 15.9725 | 0
[48 empty] | 2017-01-11 05:00 | 1 | 11 | 5 | 0 | 0% | 2016-12-11 04:00 | 12 | 11 | 4 | 12 | 11 | 4 | 17.295 | 18.275 | 0 | 18.125 | 16.8875 | 0
[48 empty] | 2017-01-11 06:00 | 1 | 11 | 6 | 0 | 0% | 2016-12-11 05:00 | 12 | 11 | 5 | 12 | 11 | 5 | 17.4775 | 18.2475 | 0 | 18.135 | 17.39 | 0
[48 empty] | 2017-01-11 07:00 | 1 | 11 | 7 | 0 | 0% | 2016-12-11 06:00 | 12 | 11 | 6 | 12 | 11 | 6 | 18.3575 | 19.3375 | 0 | 19.295 | 17.3575 | 0
[48 empty] | 2017-01-11 08:00 | 1 | 11 | 8 | 46.7913 | 4.726% | 2016-12-11 07:00 | 12 | 11 | 7 | 12 | 11 | 7 | 18.63 | 19.6025 | 0 | 19.58 | 17.4375 | 0
[48 empty] | 2017-01-11 09:00 | 1 | 11 | 9 | 86.7867 | 8.766% | 2016-12-11 08:00 | 12 | 11 | 8 | 12 | 11 | 8 | 18.635 | 19.6175 | 0 | 19.595 | 17.455 | 0
[48 empty] | 2017-01-11 10:00 | 1 | 11 | 10 | 118.3686 | 11.96% | 2016-12-11 09:00 | 12 | 11 | 9 | 12 | 11 | 9 | 18.8525 | 19.8275 | 0 | 19.8125 | 17.705 | 0
[48 empty] | 2017-01-11 11:00 | 1 | 11 | 11 | 144.2554 | 14.57% | 2016-12-11 10:00 | 12 | 11 | 10 | 12 | 11 | 10 | 19.0775 | 20.0575 | 0 | 20.03 | 17.9675 | 0
[48 empty] | 2017-01-11 12:00 | 1 | 11 | 12 | 151.6045 | 15.31% | 2016-12-11 11:00 | 12 | 11 | 11 | 12 | 11 | 11 | 18.6825 | 19.66 | 0 | 19.6325 | 17.6 | 0
[48 empty] | 2017-01-11 13:00 | 1 | 11 | 13 | 115.6799 | 11.68% | 2016-12-11 12:00 | 12 | 11 | 12 | 12 | 11 | 12 | 18.235 | 19.2 | 0 | 19.1675 | 17.16 | 0
[48 empty] | 2017-01-11 14:00 | 1 | 11 | 14 | 83.49 | 8.433% | 2016-12-11 13:00 | 12 | 11 | 13 | 12 | 11 | 13 | 18.04 | 18.985 | 0 | 18.95 | 16.98 | 0
[48 empty] | 2017-01-11 15:00 | 1 | 11 | 15 | 45.0331 | 4.549% | 2016-12-11 14:00 | 12 | 11 | 14 | 12 | 11 | 14 | 18.765 | 18.77 | 0 | 18.7675 | 18.7575 | 0
[48 empty] | 2017-01-11 16:00 | 1 | 11 | 16 | 7.5805 | 0.7657% | 2016-12-11 15:00 | 12 | 11 | 15 | 12 | 11 | 15 | 19.48 | 19.48 | 0 | 19.48 | 19.48 | 0
[48 empty] | 2017-01-11 17:00 | 1 | 11 | 17 | 0 | 0% | 2016-12-11 16:00 | 12 | 11 | 16 | 12 | 11 | 16 | 19.9675 | 19.9675 | 0 | 19.9675 | 19.9675 | 0
[48 empty] | 2017-01-11 18:00 | 1 | 11 | 18 | 0 | 0% | 2016-12-11 17:00 | 12 | 11 | 17 | 12 | 11 | 17 | 24.175 | 24.175 | 0 | 24.175 | 24.175 | 0
[48 empty] | 2017-01-11 19:00 | 1 | 11 | 19 | 0 | 0% | 2016-12-11 18:00 | 12 | 11 | 18 | 12 | 11 | 18 | 26.42 | 26.42 | 0 | 26.42 | 26.42 | 0
[48 empty] | 2017-01-11 20:00 | 1 | 11 | 20 | 0 | 0% | 2016-12-11 19:00 | 12 | 11 | 19 | 12 | 11 | 19 | 22.82 | 22.82 | 0 | 22.82 | 22.82 | 0
[48 empty] | 2017-01-11 21:00 | 1 | 11 | 21 | 0 | 0% | 2016-12-11 20:00 | 12 | 11 | 20 | 12 | 11 | 20 | 21.57 | 21.57 | 0 | 21.57 | 21.57 | 0
[48 empty] | 2017-01-11 22:00 | 1 | 11 | 22 | 0 | 0% | 2016-12-11 21:00 | 12 | 11 | 21 | 12 | 11 | 21 | 20.655 | 20.655 | 0 | 20.655 | 20.655 | 0
[48 empty] | 2017-01-11 23:00 | 1 | 11 | 23 | 0 | 0% | 2016-12-11 22:00 | 12 | 11 | 22 | 12 | 11 | 22 | 20.0975 | 20.0975 | 0 | 20.0975 | 20.0975 | 0
[48 empty] | 2017-01-12 | 1 | 12 | 0 | 0 | 0% | 2016-12-11 23:00 | 12 | 11 | 23 | 12 | 11 | 23 | 20.1075 | 20.3475 | 0 | 20.3375 | 19.83 | 0
[48 empty] | 2017-01-12 01:00 | 1 | 12 | 1 | 0 | 0% | 2016-12-12 | 12 | 12 | 0 | 12 | 12 | 0 | 18.9425 | 19.5575 | 0 | 19.535 | 18.2275 | 0
[48 empty] | 2017-01-12 02:00 | 1 | 12 | 2 | 0 | 0% | 2016-12-12 01:00 | 12 | 12 | 1 | 12 | 12 | 1 | 18.8075 | 19.4325 | 0 | 19.4125 | 18.0575 | 0
[48 empty] | 2017-01-12 03:00 | 1 | 12 | 3 | 0 | 0% | 2016-12-12 02:00 | 12 | 12 | 2 | 12 | 12 | 2 | 18.59 | 19.56 | 0 | 19.5325 | 17.4075 | 0
[48 empty] | 2017-01-12 04:00 | 1 | 12 | 4 | 0 | 0% | 2016-12-12 03:00 | 12 | 12 | 3 | 12 | 12 | 3 | 19.495 | 19.67 | 0 | 19.665 | 19.28 | 0
[48 empty] | 2017-01-12 05:00 | 1 | 12 | 5 | 0 | 0% | 2016-12-12 04:00 | 12 | 12 | 4 | 12 | 12 | 4 | 20.23 | 20.23 | 0 | 20.23 | 20.23 | 0
[48 empty] | 2017-01-12 06:00 | 1 | 12 | 6 | 0 | 0% | 2016-12-12 05:00 | 12 | 12 | 5 | 12 | 12 | 5 | 22.58 | 22.58 | 0 | 22.58 | 22.58 | 0
[48 empty] | 2017-01-12 07:00 | 1 | 12 | 7 | 0 | 0% | 2016-12-12 06:00 | 12 | 12 | 6 | 12 | 12 | 6 | 29.6925 | 29.6925 | 0 | 29.6925 | 29.6925 | 0
[48 empty] | 2017-01-12 08:00 | 1 | 12 | 8 | 46.6597 | 4.713% | 2016-12-12 07:00 | 12 | 12 | 7 | 12 | 12 | 7 | 34.9475 | 34.9475 | 0 | 34.9475 | 34.9475 | 0
[48 empty] | 2017-01-12 09:00 | 1 | 12 | 9 | 87.0593 | 8.794% | 2016-12-12 08:00 | 12 | 12 | 8 | 12 | 12 | 8 | 34.7275 | 34.7275 | 0 | 34.7275 | 34.7275 | 0
[48 empty] | 2017-01-12 10:00 | 1 | 12 | 10 | 119.9022 | 12.11% | 2016-12-12 09:00 | 12 | 12 | 9 | 12 | 12 | 9 | 41.1625 | 41.1625 | 0 | 41.1625 | 41.1625 | 0
[48 empty] | 2017-01-12 11:00 | 1 | 12 | 11 | 540.0021 | 54.55% | 2016-12-12 10:00 | 12 | 12 | 10 | 12 | 12 | 10 | 31.0025 | 31.0025 | 0 | 31.0025 | 31.0025 | 0
[48 empty] | 2017-01-12 12:00 | 1 | 12 | 12 | 252.6115 | 25.52% | 2016-12-12 11:00 | 12 | 12 | 11 | 12 | 12 | 11 | 27.735 | 27.735 | 0 | 27.735 | 27.735 | 0
[48 empty] | 2017-01-12 13:00 | 1 | 12 | 13 | 140.057 | 14.15% | 2016-12-12 12:00 | 12 | 12 | 12 | 12 | 12 | 12 | 26.225 | 26.225 | 0 | 26.225 | 26.225 | 0
[48 empty] | 2017-01-12 14:00 | 1 | 12 | 14 | 454.879 | 45.95% | 2016-12-12 13:00 | 12 | 12 | 13 | 12 | 12 | 13 | 25.1 | 25.1 | 0 | 25.1 | 25.1 | 0
[48 empty] | 2017-01-12 15:00 | 1 | 12 | 15 | 559.5155 | 56.52% | 2016-12-12 14:00 | 12 | 12 | 14 | 12 | 12 | 14 | 24.0425 | 24.0425 | 0 | 24.0425 | 24.0425 | 0
[48 empty] | 2017-01-12 16:00 | 1 | 12 | 16 | 82.0415 | 8.287% | 2016-12-12 15:00 | 12 | 12 | 15 | 12 | 12 | 15 | 23.1275 | 23.1275 | 0 | 23.1275 | 23.1275 | 0
[48 empty] | 2017-01-12 17:00 | 1 | 12 | 17 | 0 | 0% | 2016-12-12 16:00 | 12 | 12 | 16 | 12 | 12 | 16 | 23.3925 | 23.3925 | 0 | 23.3925 | 23.3925 | 0
[48 empty] | 2017-01-12 18:00 | 1 | 12 | 18 | 0 | 0% | 2016-12-12 17:00 | 12 | 12 | 17 | 12 | 12 | 17 | 25.8625 | 25.8625 | 0 | 25.8625 | 25.8625 | 0
[48 empty] | 2017-01-12 19:00 | 1 | 12 | 19 | 0 | 0% | 2016-12-12 18:00 | 12 | 12 | 18 | 12 | 12 | 18 | 25.4275 | 25.4275 | 0 | 25.4275 | 25.4275 | 0
[48 empty] | 2017-01-12 20:00 | 1 | 12 | 20 | 0 | 0% | 2016-12-12 19:00 | 12 | 12 | 19 | 12 | 12 | 19 | 22.365 | 22.365 | 0 | 22.365 | 22.365 | 0
[48 empty] | 2017-01-12 21:00 | 1 | 12 | 21 | 0 | 0% | 2016-12-12 20:00 | 12 | 12 | 20 | 12 | 12 | 20 | 21.7575 | 21.7575 | 0 | 19.2675 | 21.7575 | 0
[48 empty] | 2017-01-12 22:00 | 1 | 12 | 22 | 0 | 0% | 2016-12-12 21:00 | 12 | 12 | 21 | 12 | 12 | 21 | 22.375 | 22.375 | 0 | 22.375 | 22.375 | 0
[48 empty] | 2017-01-12 23:00 | 1 | 12 | 23 | 0 | 0% | 2016-12-12 22:00 | 12 | 12 | 22 | 12 | 12 | 22 | 23.5375 | 23.895 | 0 | 23.89 | 23.1425 | 0
[48 empty] | 2017-01-13 | 1 | 13 | 0 | 0 | 0% | 2016-12-12 23:00 | 12 | 12 | 23 | 12 | 12 | 23 | 19.8025 | 20.0175 | 0 | 20.015 | 19.5625 | 0
[48 empty] | 2017-01-13 01:00 | 1 | 13 | 1 | 0 | 0% | 2016-12-13 | 12 | 13 | 0 | 12 | 13 | 0 | 19.335 | 19.335 | 0 | 19.335 | 19.335 | 0
[48 empty] | 2017-01-13 02:00 | 1 | 13 | 2 | 0 | 0% | 2016-12-13 01:00 | 12 | 13 | 1 | 12 | 13 | 1 | 18.855 | 18.855 | 0 | 18.855 | 18.855 | 0
[48 empty] | 2017-01-13 03:00 | 1 | 13 | 3 | 0 | 0% | 2016-12-13 02:00 | 12 | 13 | 2 | 12 | 13 | 2 | 18.825 | 19.165 | 0 | 19.155 | 18.4125 | 0
[48 empty] | 2017-01-13 04:00 | 1 | 13 | 4 | 0 | 0% | 2016-12-13 03:00 | 12 | 13 | 3 | 12 | 13 | 3 | 18.525 | 19.56 | 0 | 19.53 | 17.26 | 0
[48 empty] | 2017-01-13 05:00 | 1 | 13 | 5 | 0 | 0% | 2016-12-13 04:00 | 12 | 13 | 4 | 12 | 13 | 4 | 18.6125 | 19.65 | 0 | 19.6225 | 17.3275 | 0
[48 empty] | 2017-01-13 06:00 | 1 | 13 | 6 | 0 | 0% | 2016-12-13 05:00 | 12 | 13 | 5 | 12 | 13 | 5 | 18.8225 | 19.8625 | 0 | 19.8425 | 17.5175 | 0
[48 empty] | 2017-01-13 07:00 | 1 | 13 | 7 | 0 | 0% | 2016-12-13 06:00 | 12 | 13 | 6 | 12 | 13 | 6 | 20.1375 | 21.14 | 0 | 21.12 | 18.81 | 0
[48 empty] | 2017-01-13 08:00 | 1 | 13 | 8 | 681.6324 | 68.85% | 2016-12-13 07:00 | 12 | 13 | 7 | 12 | 13 | 7 | 19.795 | 20.545 | 0 | 20.5325 | 18.7975 | 0
[48 empty] | 2017-01-13 09:00 | 1 | 13 | 9 | 709.2392 | 71.64% | 2016-12-13 08:00 | 12 | 13 | 8 | 12 | 13 | 8 | 19.6225 | 19.6225 | 0 | 19.6225 | 19.6225 | 0
[48 empty] | 2017-01-13 10:00 | 1 | 13 | 10 | 704.0639 | 71.12% | 2016-12-13 09:00 | 12 | 13 | 9 | 12 | 13 | 9 | 19.9525 | 19.9525 | 0 | 19.9525 | 19.9525 | 0
[48 empty] | 2017-01-13 11:00 | 1 | 13 | 11 | 601.4898 | 60.76% | 2016-12-13 10:00 | 12 | 13 | 10 | 12 | 13 | 10 | 21.255 | 21.255 | 0 | 21.255 | 21.255 | 0
[48 empty] | 2017-01-13 12:00 | 1 | 13 | 12 | 631.7688 | 63.82% | 2016-12-13 11:00 | 12 | 13 | 11 | 12 | 13 | 11 | 21.82 | 22.03 | 0 | 22.025 | 21.575 | 0
[48 empty] | 2017-01-13 13:00 | 1 | 13 | 13 | 680.3253 | 68.72% | 2016-12-13 12:00 | 12 | 13 | 12 | 12 | 13 | 12 | 22.0425 | 22.0425 | 0 | 22.0425 | 22.0425 | 0
[48 empty] | 2017-01-13 14:00 | 1 | 13 | 14 | 708.9869 | 71.61% | 2016-12-13 13:00 | 12 | 13 | 13 | 12 | 13 | 13 | 25.12 | 25.12 | 0 | 25.12 | 25.12 | 0
[48 empty] | 2017-01-13 15:00 | 1 | 13 | 15 | 606.8366 | 61.3% | 2016-12-13 14:00 | 12 | 13 | 14 | 12 | 13 | 14 | 25.2925 | 25.2925 | 0 | 25.2925 | 25.2925 | 0
[48 empty] | 2017-01-13 16:00 | 1 | 13 | 16 | 147.1137 | 14.86% | 2016-12-13 15:00 | 12 | 13 | 15 | 12 | 13 | 15 | 24.51 | 24.51 | 0 | 24.51 | 24.51 | 0
[48 empty] | 2017-01-13 17:00 | 1 | 13 | 17 | 0 | 0% | 2016-12-13 16:00 | 12 | 13 | 16 | 12 | 13 | 16 | 25.0675 | 25.0675 | 0 | 25.0675 | 25.0675 | 0
[48 empty] | 2017-01-13 18:00 | 1 | 13 | 18 | 0 | 0% | 2016-12-13 17:00 | 12 | 13 | 17 | 12 | 13 | 17 | 30.4575 | 30.4575 | 0 | 30.4575 | 30.4575 | 0
[48 empty] | 2017-01-13 19:00 | 1 | 13 | 19 | 0 | 0% | 2016-12-13 18:00 | 12 | 13 | 18 | 12 | 13 | 18 | 27.2225 | 27.2225 | 0 | 27.2225 | 27.2225 | 0
[48 empty] | 2017-01-13 20:00 | 1 | 13 | 20 | 0 | 0% | 2016-12-13 19:00 | 12 | 13 | 19 | 12 | 13 | 19 | 25.02 | 25.02 | 0 | 25.02 | 25.02 | 0
[48 empty] | 2017-01-13 21:00 | 1 | 13 | 21 | 0 | 0% | 2016-12-13 20:00 | 12 | 13 | 20 | 12 | 13 | 20 | 24.8725 | 24.8725 | 0 | 24.8725 | 24.8725 | 0
[48 empty] | 2017-01-13 22:00 | 1 | 13 | 22 | 0 | 0% | 2016-12-13 21:00 | 12 | 13 | 21 | 12 | 13 | 21 | 24.09 | 24.09 | 0 | 24.09 | 24.09 | 0
[48 empty] | 2017-01-13 23:00 | 1 | 13 | 23 | 0 | 0% | 2016-12-13 22:00 | 12 | 13 | 22 | 12 | 13 | 22 | 84.83 | 84.83 | 0 | 84.83 | 84.83 | 0
[48 empty] | 2017-01-14 | 1 | 14 | 0 | 0 | 0% | 2016-12-13 23:00 | 12 | 13 | 23 | 12 | 13 | 23 | 22.23 | 22.23 | 0 | 22.23 | 22.23 | 0
[48 empty] | 2017-01-14 01:00 | 1 | 14 | 1 | 0 | 0% | 2016-12-14 | 12 | 14 | 0 | 12 | 14 | 0 | 21.2825 | 21.2825 | 0 | 21.2825 | 21.2825 | 0
[48 empty] | 2017-01-14 02:00 | 1 | 14 | 2 | 0 | 0% | 2016-12-14 01:00 | 12 | 14 | 1 | 12 | 14 | 1 | 21.2425 | 21.2425 | 0 | 21.2425 | 21.2425 | 0
[48 empty] | 2017-01-14 03:00 | 1 | 14 | 3 | 0 | 0% | 2016-12-14 02:00 | 12 | 14 | 2 | 12 | 14 | 2 | 21.435 | 21.435 | 0 | 21.435 | 21.435 | 0
[48 empty] | 2017-01-14 04:00 | 1 | 14 | 4 | 0 | 0% | 2016-12-14 03:00 | 12 | 14 | 3 | 12 | 14 | 3 | 21.7825 | 21.7825 | 0 | 21.7825 | 21.7825 | 0
[48 empty] | 2017-01-14 05:00 | 1 | 14 | 5 | 0 | 0% | 2016-12-14 04:00 | 12 | 14 | 4 | 12 | 14 | 4 | 24.395 | 24.395 | 0 | 24.395 | 24.395 | 0
[48 empty] | 2017-01-14 06:00 | 1 | 14 | 6 | 0 | 0% | 2016-12-14 05:00 | 12 | 14 | 5 | 12 | 14 | 5 | 26.1775 | 26.1775 | 0 | 26.1775 | 26.1775 | 0
[48 empty] | 2017-01-14 07:00 | 1 | 14 | 7 | 0 | 0% | 2016-12-14 06:00 | 12 | 14 | 6 | 12 | 14 | 6 | 177.835 | 177.835 | 0 | 177.835 | 177.835 | 0
[48 empty] | 2017-01-14 08:00 | 1 | 14 | 8 | 681.8077 | 68.87% | 2016-12-14 07:00 | 12 | 14 | 7 | 12 | 14 | 7 | 51.0375 | 51.0375 | 0 | 51.0375 | 51.0375 | 0
[48 empty] | 2017-01-14 09:00 | 1 | 14 | 9 | 680.8031 | 68.77% | 2016-12-14 08:00 | 12 | 14 | 8 | 12 | 14 | 8 | 50.47 | 50.47 | 0 | 50.47 | 50.47 | 0
[48 empty] | 2017-01-14 10:00 | 1 | 14 | 10 | 653.3877 | 66% | 2016-12-14 09:00 | 12 | 14 | 9 | 12 | 14 | 9 | 48.6075 | 48.6075 | 0 | 48.6075 | 48.6075 | 0
[48 empty] | 2017-01-14 11:00 | 1 | 14 | 11 | 584.1636 | 59.01% | 2016-12-14 10:00 | 12 | 14 | 10 | 12 | 14 | 10 | 30.0825 | 30.0825 | 0 | 30.0825 | 30.0825 | 0
[48 empty] | 2017-01-14 12:00 | 1 | 14 | 12 | 428.1822 | 43.25% | 2016-12-14 11:00 | 12 | 14 | 11 | 12 | 14 | 11 | 27.5825 | 27.5825 | 0 | 27.5825 | 27.5825 | 0
[48 empty] | 2017-01-14 13:00 | 1 | 14 | 13 | 421.2984 | 42.56% | 2016-12-14 12:00 | 12 | 14 | 12 | 12 | 14 | 12 | 23.01 | 23.01 | 0 | 23.01 | 23.01 | 0
[48 empty] | 2017-01-14 14:00 | 1 | 14 | 14 | 387.7903 | 39.17% | 2016-12-14 13:00 | 12 | 14 | 13 | 12 | 14 | 13 | 22.1425 | 22.1425 | 0 | 22.1425 | 22.1425 | 0
[48 empty] | 2017-01-14 15:00 | 1 | 14 | 15 | 418.1031 | 42.23% | 2016-12-14 14:00 | 12 | 14 | 14 | 12 | 14 | 14 | 21.6675 | 21.6675 | 0 | 21.6675 | 21.6675 | 0
[48 empty] | 2017-01-14 16:00 | 1 | 14 | 16 | 81.2248 | 8.205% | 2016-12-14 15:00 | 12 | 14 | 15 | 12 | 14 | 15 | 20.87 | 20.87 | 0 | 20.87 | 20.87 | 0
[48 empty] | 2017-01-14 17:00 | 1 | 14 | 17 | 0 | 0% | 2016-12-14 16:00 | 12 | 14 | 16 | 12 | 14 | 16 | 21.06 | 21.06 | 0 | 21.06 | 21.06 | 0
[48 empty] | 2017-01-14 18:00 | 1 | 14 | 18 | 0 | 0% | 2016-12-14 17:00 | 12 | 14 | 17 | 12 | 14 | 17 | 22.2975 | 22.2975 | 0 | 22.2975 | 22.2975 | 0
[48 empty] | 2017-01-14 19:00 | 1 | 14 | 19 | 0 | 0% | 2016-12-14 18:00 | 12 | 14 | 18 | 12 | 14 | 18 | 22.1725 | 22.1725 | 0 | 22.1725 | 22.1725 | 0
[48 empty] | 2017-01-14 20:00 | 1 | 14 | 20 | 0 | 0% | 2016-12-14 19:00 | 12 | 14 | 19 | 12 | 14 | 19 | 21.6525 | 21.6525 | 0 | 21.6525 | 21.6525 | 0
[48 empty] | 2017-01-14 21:00 | 1 | 14 | 21 | 0 | 0% | 2016-12-14 20:00 | 12 | 14 | 20 | 12 | 14 | 20 | 22.79 | 22.79 | 0 | 22.79 | 22.79 | 0
[48 empty] | 2017-01-14 22:00 | 1 | 14 | 22 | 0 | 0% | 2016-12-14 21:00 | 12 | 14 | 21 | 12 | 14 | 21 | 21.9375 | 21.9375 | 0 | 21.9375 | 21.9375 | 0
[48 empty] | 2017-01-14 23:00 | 1 | 14 | 23 | 0 | 0% | 2016-12-14 22:00 | 12 | 14 | 22 | 12 | 14 | 22 | 23.115 | 23.115 | 0 | 23.115 | 23.115 | 0
[48 empty] | 2017-01-15 | 1 | 15 | 0 | 0 | 0% | 2016-12-14 23:00 | 12 | 14 | 23 | 12 | 14 | 23 | 20.465 | 20.465 | 0 | 20.465 | 20.465 | 0
[48 empty] | 2017-01-15 01:00 | 1 | 15 | 1 | 0 | 0% | 2016-12-15 | 12 | 15 | 0 | 12 | 15 | 0 | 19.7375 | 19.7375 | 0 | 19.7375 | 19.7375 | 0
[48 empty] | 2017-01-15 02:00 | 1 | 15 | 2 | 0 | 0% | 2016-12-15 01:00 | 12 | 15 | 1 | 12 | 15 | 1 | 19.535 | 19.535 | 0 | 19.535 | 19.535 | 0
[48 empty] | 2017-01-15 03:00 | 1 | 15 | 3 | 0 | 0% | 2016-12-15 02:00 | 12 | 15 | 2 | 12 | 15 | 2 | 19.595 | 19.595 | 0 | 19.595 | 19.595 | 0
[48 empty] | 2017-01-15 04:00 | 1 | 15 | 4 | 0 | 0% | 2016-12-15 03:00 | 12 | 15 | 3 | 12 | 15 | 3 | 19.8 | 19.8 | 0 | 19.8 | 19.8 | 0
[48 empty] | 2017-01-15 05:00 | 1 | 15 | 5 | 0 | 0% | 2016-12-15 04:00 | 12 | 15 | 4 | 12 | 15 | 4 | 20.765 | 20.765 | 0 | 20.765 | 20.765 | 0
[48 empty] | 2017-01-15 06:00 | 1 | 15 | 6 | 0 | 0% | 2016-12-15 05:00 | 12 | 15 | 5 | 12 | 15 | 5 | 22.41 | 22.41 | 0 | 22.41 | 22.41 | 0
[48 empty] | 2017-01-15 07:00 | 1 | 15 | 7 | 0 | 0% | 2016-12-15 06:00 | 12 | 15 | 6 | 12 | 15 | 6 | 24.81 | 24.81 | 0 | 24.81 | 24.81 | 0
[48 empty] | 2017-01-15 08:00 | 1 | 15 | 8 | 86.5222 | 8.74% | 2016-12-15 07:00 | 12 | 15 | 7 | 12 | 15 | 7 | 25.45 | 25.45 | 0 | 25.45 | 25.45 | 0
[48 empty] | 2017-01-15 09:00 | 1 | 15 | 9 | 73.1708 | 7.391% | 2016-12-15 08:00 | 12 | 15 | 8 | 12 | 15 | 8 | 25.3375 | 25.3375 | 0 | 25.3375 | 25.3375 | 0
[48 empty] | 2017-01-15 10:00 | 1 | 15 | 10 | 112.3194 | 11.35% | 2016-12-15 09:00 | 12 | 15 | 9 | 12 | 15 | 9 | 25.4125 | 25.4125 | 0 | 25.4125 | 25.4125 | 0
[48 empty] | 2017-01-15 11:00 | 1 | 15 | 11 | 154.2668 | 15.58% | 2016-12-15 10:00 | 12 | 15 | 10 | 12 | 15 | 10 | 27.97 | 27.97 | 0 | 27.97 | 27.97 | 0
[48 empty] | 2017-01-15 12:00 | 1 | 15 | 12 | 102.133 | 10.32% | 2016-12-15 11:00 | 12 | 15 | 11 | 12 | 15 | 11 | 26.8425 | 26.8425 | 0 | 26.8425 | 26.8425 | 0
[48 empty] | 2017-01-15 13:00 | 1 | 15 | 13 | 151.3635 | 15.29% | 2016-12-15 12:00 | 12 | 15 | 12 | 12 | 15 | 12 | 30.16 | 30.16 | 0 | 30.16 | 30.16 | 0
[48 empty] | 2017-01-15 14:00 | 1 | 15 | 14 | 226.7072 | 22.9% | 2016-12-15 13:00 | 12 | 15 | 13 | 12 | 15 | 13 | 25.3525 | 25.5775 | 0 | 25.585 | 25.37 | 0
[48 empty] | 2017-01-15 15:00 | 1 | 15 | 15 | 238.2116 | 24.06% | 2016-12-15 14:00 | 12 | 15 | 14 | 12 | 15 | 14 | 23.495 | 24.125 | 0 | 24.145 | 23.5475 | 0
[48 empty] | 2017-01-15 16:00 | 1 | 15 | 16 | 5.4133 | 0.5468% | 2016-12-15 15:00 | 12 | 15 | 15 | 12 | 15 | 15 | 22.655 | 23.245 | 0 | 23.3075 | 22.7225 | 0
[48 empty] | 2017-01-15 17:00 | 1 | 15 | 17 | 0 | 0% | 2016-12-15 16:00 | 12 | 15 | 16 | 12 | 15 | 16 | 23.2575 | 23.88 | 0 | 23.9025 | 23.315 | 0
[48 empty] | 2017-01-15 18:00 | 1 | 15 | 18 | 0 | 0% | 2016-12-15 17:00 | 12 | 15 | 17 | 12 | 15 | 17 | 42.03 | 42.0525 | 0 | 42.1075 | 42.0475 | 0
[48 empty] | 2017-01-15 19:00 | 1 | 15 | 19 | 0 | 0% | 2016-12-15 18:00 | 12 | 15 | 18 | 12 | 15 | 18 | 25.9575 | 25.95 | 0 | 25.9575 | 25.9575 | 0
[48 empty] | 2017-01-15 20:00 | 1 | 15 | 20 | 0 | 0% | 2016-12-15 19:00 | 12 | 15 | 19 | 12 | 15 | 19 | 22.6725 | 22.6725 | 0 | 22.6725 | 22.6725 | 0
[48 empty] | 2017-01-15 21:00 | 1 | 15 | 21 | 0 | 0% | 2016-12-15 20:00 | 12 | 15 | 20 | 12 | 15 | 20 | 22.13 | 22.13 | 0 | 22.13 | 22.13 | 0
[48 empty] | 2017-01-15 22:00 | 1 | 15 | 22 | 0 | 0% | 2016-12-15 21:00 | 12 | 15 | 21 | 12 | 15 | 21 | 22.06 | 24.0875 | 0 | 28.395 | 21.65 | 0
[48 empty] | 2017-01-15 23:00 | 1 | 15 | 23 | 0 | 0% | 2016-12-15 22:00 | 12 | 15 | 22 | 12 | 15 | 22 | 19.53 | 20.5175 | 0 | 20.495 | 18.3 | 0
[48 empty] | 2017-01-16 | 1 | 16 | 0 | 0 | 0% | 2016-12-15 23:00 | 12 | 15 | 23 | 12 | 15 | 23 | 18.39 | 19.2725 | 0 | 19.245 | 17.2925 | 0
[48 empty] | 2017-01-16 01:00 | 1 | 16 | 1 | 0 | 0% | 2016-12-16 | 12 | 16 | 0 | 12 | 16 | 0 | 16.8175 | 18.215 | 0 | 18.1175 | 15.8125 | 0
[48 empty] | 2017-01-16 02:00 | 1 | 16 | 2 | 0 | 0% | 2016-12-16 01:00 | 12 | 16 | 1 | 12 | 16 | 1 | 15.4525 | 17.28 | 0 | 17.15 | 14.3625 | 0
[48 empty] | 2017-01-16 03:00 | 1 | 16 | 3 | 0 | 0% | 2016-12-16 02:00 | 12 | 16 | 2 | 12 | 16 | 2 | 11.905 | 15.4525 | 0 | 15.2 | 10.7325 | 0
[48 empty] | 2017-01-16 04:00 | 1 | 16 | 4 | 0 | 0% | 2016-12-16 03:00 | 12 | 16 | 3 | 12 | 16 | 3 | 15.755 | 17.635 | 0 | 17.4525 | 14.57 | 0
[48 empty] | 2017-01-16 05:00 | 1 | 16 | 5 | 0 | 0% | 2016-12-16 04:00 | 12 | 16 | 4 | 12 | 16 | 4 | 16.535 | 18.015 | 0 | 17.865 | 15.5475 | 0
[48 empty] | 2017-01-16 06:00 | 1 | 16 | 6 | 0 | 0% | 2016-12-16 05:00 | 12 | 16 | 5 | 12 | 16 | 5 | 18.995 | 19.7775 | 0 | 19.7375 | 18.08 | 0
[48 empty] | 2017-01-16 07:00 | 1 | 16 | 7 | 0 | 0% | 2016-12-16 06:00 | 12 | 16 | 6 | 12 | 16 | 6 | 33.2475 | 39.6875 | 0 | 53.1775 | 32.85 | 0
[48 empty] | 2017-01-16 08:00 | 1 | 16 | 8 | 97.0659 | 9.805% | 2016-12-16 07:00 | 12 | 16 | 7 | 12 | 16 | 7 | 20.5425 | 27.685 | 0 | 42.895 | 20.1 | 0
[48 empty] | 2017-01-16 09:00 | 1 | 16 | 9 | 157.4335 | 15.9% | 2016-12-16 08:00 | 12 | 16 | 8 | 12 | 16 | 8 | 22.59 | 31.37 | 0 | 48.6425 | 21.2775 | 0
[48 empty] | 2017-01-16 10:00 | 1 | 16 | 10 | 92.0142 | 9.294% | 2016-12-16 09:00 | 12 | 16 | 9 | 12 | 16 | 9 | 20.2525 | 28.865 | 0 | 45.9525 | 18.9875 | 0
[48 empty] | 2017-01-16 11:00 | 1 | 16 | 11 | 186.4694 | 18.84% | 2016-12-16 10:00 | 12 | 16 | 10 | 12 | 16 | 10 | 21.4725 | 30.38 | 0 | 48.67 | 20.5025 | 0
[48 empty] | 2017-01-16 12:00 | 1 | 16 | 12 | 161.2695 | 16.29% | 2016-12-16 11:00 | 12 | 16 | 11 | 12 | 16 | 11 | 18.91 | 25.165 | 0 | 38.1075 | 18.2375 | 0
[48 empty] | 2017-01-16 13:00 | 1 | 16 | 13 | 100.2089 | 10.12% | 2016-12-16 12:00 | 12 | 16 | 12 | 12 | 16 | 12 | 17.735 | 22.3775 | 0 | 31.8775 | 17.155 | 0
[48 empty] | 2017-01-16 14:00 | 1 | 16 | 14 | 183.6146 | 18.55% | 2016-12-16 13:00 | 12 | 16 | 13 | 12 | 16 | 13 | 19.3425 | 20.195 | 0 | 21.0975 | 18.845 | 0
[48 empty] | 2017-01-16 15:00 | 1 | 16 | 15 | 159.3244 | 16.09% | 2016-12-16 14:00 | 12 | 16 | 14 | 12 | 16 | 14 | 18.63 | 19.3325 | 0 | 19.46 | 18.1625 | 0
[48 empty] | 2017-01-16 16:00 | 1 | 16 | 16 | 12.127 | 1.225% | 2016-12-16 15:00 | 12 | 16 | 15 | 12 | 16 | 15 | 18.3875 | 19.1875 | 0 | 19.4075 | 18.0825 | 0
[48 empty] | 2017-01-16 17:00 | 1 | 16 | 17 | 0 | 0% | 2016-12-16 16:00 | 12 | 16 | 16 | 12 | 16 | 16 | 19.6525 | 19.69 | 0 | 19.675 | 19.6175 | 0
[48 empty] | 2017-01-16 18:00 | 1 | 16 | 18 | 0 | 0% | 2016-12-16 17:00 | 12 | 16 | 17 | 12 | 16 | 17 | 54.325 | 55.145 | 0 | 55.1025 | 53.5375 | 0
[48 empty] | 2017-01-16 19:00 | 1 | 16 | 19 | 0 | 0% | 2016-12-16 18:00 | 12 | 16 | 18 | 12 | 16 | 18 | 20.2875 | 20.745 | 0 | 20.7225 | 19.835 | 0
[48 empty] | 2017-01-16 20:00 | 1 | 16 | 20 | 0 | 0% | 2016-12-16 19:00 | 12 | 16 | 19 | 12 | 16 | 19 | 19.515 | 19.9575 | 0 | 19.935 | 19.075 | 0
[48 empty] | 2017-01-16 21:00 | 1 | 16 | 21 | 0 | 0% | 2016-12-16 20:00 | 12 | 16 | 20 | 12 | 16 | 20 | 18.6125 | 19.2575 | 0 | 19.2125 | 18.18 | 0
[48 empty] | 2017-01-16 22:00 | 1 | 16 | 22 | 0 | 0% | 2016-12-16 21:00 | 12 | 16 | 21 | 12 | 16 | 21 | 14.1175 | 16.5075 | 0 | 16.2175 | 13.6875 | 0
[48 empty] | 2017-01-16 23:00 | 1 | 16 | 23 | 0 | 0% | 2016-12-16 22:00 | 12 | 16 | 22 | 12 | 16 | 22 | 10.235 | 13.7275 | 0 | 13.31 | 9.83 | 0
[48 empty] | 2017-01-17 | 1 | 17 | 0 | 0 | 0% | 2016-12-16 23:00 | 12 | 16 | 23 | 12 | 16 | 23 | 4.755 | 6.5275 | 0 | 6.345 | 4.51 | 0
[48 empty] | 2017-01-17 01:00 | 1 | 17 | 1 | 0 | 0% | 2016-12-17 | 12 | 17 | 0 | 12 | 17 | 0 | 2 | 2.965 | 0 | 2.9025 | 1.835 | 0
[48 empty] | 2017-01-17 02:00 | 1 | 17 | 2 | 0 | 0% | 2016-12-17 01:00 | 12 | 17 | 1 | 12 | 17 | 1 | 2.1375 | 3.315 | 0 | 3.2525 | 1.96 | 0
[48 empty] | 2017-01-17 03:00 | 1 | 17 | 3 | 0 | 0% | 2016-12-17 02:00 | 12 | 17 | 2 | 12 | 17 | 2 | -0.46 | -0.33 | 0 | -0.3375 | -0.5525 | 0
[48 empty] | 2017-01-17 04:00 | 1 | 17 | 4 | 0 | 0% | 2016-12-17 03:00 | 12 | 17 | 3 | 12 | 17 | 3 | -0.5025 | -0.37 | 0 | -0.38 | -0.5925 | 0
[48 empty] | 2017-01-17 05:00 | 1 | 17 | 5 | 0 | 0% | 2016-12-17 04:00 | 12 | 17 | 4 | 12 | 17 | 4 | -0.585 | -0.505 | 0 | -0.5075 | -0.67 | 0
[48 empty] | 2017-01-17 06:00 | 1 | 17 | 6 | 0 | 0% | 2016-12-17 05:00 | 12 | 17 | 5 | 12 | 17 | 5 | 1.455 | 1.9625 | 0 | 1.92 | 1.31 | 0
[48 empty] | 2017-01-17 07:00 | 1 | 17 | 7 | 0 | 0% | 2016-12-17 06:00 | 12 | 17 | 6 | 12 | 17 | 6 | 8.4525 | 8.695 | 0 | 8.685 | 8.1925 | 0
[48 empty] | 2017-01-17 08:00 | 1 | 17 | 8 | 39.7305 | 4.013% | 2016-12-17 07:00 | 12 | 17 | 7 | 12 | 17 | 7 | 14.7525 | 15.11 | 0 | 15.09 | 14.3725 | 0
[48 empty] | 2017-01-17 09:00 | 1 | 17 | 9 | 60.8007 | 6.141% | 2016-12-17 08:00 | 12 | 17 | 8 | 12 | 17 | 8 | 17.8725 | 18.0075 | 0 | 18 | 17.725 | 0
[48 empty] | 2017-01-17 10:00 | 1 | 17 | 10 | 88.1488 | 8.904% | 2016-12-17 09:00 | 12 | 17 | 9 | 12 | 17 | 9 | 19.305 | 19.355 | 0 | 19.355 | 19.31 | 0
[48 empty] | 2017-01-17 11:00 | 1 | 17 | 11 | 107.9704 | 10.91% | 2016-12-17 10:00 | 12 | 17 | 10 | 12 | 17 | 10 | 19.6175 | 20.08 | 0 | 20.095 | 19.655 | 0
[48 empty] | 2017-01-17 12:00 | 1 | 17 | 12 | 104.6944 | 10.58% | 2016-12-17 11:00 | 12 | 17 | 11 | 12 | 17 | 11 | 19.525 | 19.7225 | 0 | 19.725 | 19.545 | 0
[48 empty] | 2017-01-17 13:00 | 1 | 17 | 13 | 110.3118 | 11.14% | 2016-12-17 12:00 | 12 | 17 | 12 | 12 | 17 | 12 | 18.7875 | 18.88 | 0 | 18.8825 | 18.795 | 0
[48 empty] | 2017-01-17 14:00 | 1 | 17 | 14 | 87.4273 | 8.831% | 2016-12-17 13:00 | 12 | 17 | 13 | 12 | 17 | 13 | 14.42 | 14.9325 | 0 | 14.5425 | 13.695 | 0
[48 empty] | 2017-01-17 15:00 | 1 | 17 | 15 | 59.7238 | 6.033% | 2016-12-17 14:00 | 12 | 17 | 14 | 12 | 17 | 14 | 13.1275 | 8.6825 | 0 | 8.575 | 11.7075 | 0
[48 empty] | 2017-01-17 16:00 | 1 | 17 | 16 | 17.187 | 1.736% | 2016-12-17 15:00 | 12 | 17 | 15 | 12 | 17 | 15 | 13.2925 | 11.225 | 0 | 10.625 | 11.9975 | 0
[48 empty] | 2017-01-17 17:00 | 1 | 17 | 17 | 0 | 0% | 2016-12-17 16:00 | 12 | 17 | 16 | 12 | 17 | 16 | 10.525 | 0.21 | 0 | 0.6775 | 8.4175 | 0
[48 empty] | 2017-01-17 18:00 | 1 | 17 | 18 | 0 | 0% | 2016-12-17 17:00 | 12 | 17 | 17 | 12 | 17 | 17 | 18.135 | 16.37 | 0 | 18.93 | 17.2575 | 0
[48 empty] | 2017-01-17 19:00 | 1 | 17 | 19 | 0 | 0% | 2016-12-17 18:00 | 12 | 17 | 18 | 12 | 17 | 18 | 16.9475 | 18.1875 | 0 | 23.4075 | 16.115 | 0
[48 empty] | 2017-01-17 20:00 | 1 | 17 | 20 | 0 | 0% | 2016-12-17 19:00 | 12 | 17 | 19 | 12 | 17 | 19 | 17.9 | 18.7075 | 0 | 20.765 | 17.705 | 0
[48 empty] | 2017-01-17 21:00 | 1 | 17 | 21 | 0 | 0% | 2016-12-17 20:00 | 12 | 17 | 20 | 12 | 17 | 20 | 18.2975 | 19.045 | 0 | 19.9225 | 17.8725 | 0
[48 empty] | 2017-01-17 22:00 | 1 | 17 | 22 | 0 | 0% | 2016-12-17 21:00 | 12 | 17 | 21 | 12 | 17 | 21 | 18.6375 | 19.3375 | 0 | 20.0225 | 18.0925 | 0
[48 empty] | 2017-01-17 23:00 | 1 | 17 | 23 | 0 | 0% | 2016-12-17 22:00 | 12 | 17 | 22 | 12 | 17 | 22 | 18.76 | 19.1575 | 0 | 19.1725 | 18.2125 | 0
[48 empty] | 2017-01-18 | 1 | 18 | 0 | 0 | 0% | 2016-12-17 23:00 | 12 | 17 | 23 | 12 | 17 | 23 | 18.5125 | 18.8875 | 0 | 18.905 | 17.9675 | 0
[48 empty] | 2017-01-18 01:00 | 1 | 18 | 1 | 0 | 0% | 2016-12-18 | 12 | 18 | 0 | 12 | 18 | 0 | 18.9925 | 19.38 | 0 | 19.3925 | 18.44 | 0
[48 empty] | 2017-01-18 02:00 | 1 | 18 | 2 | 0 | 0% | 2016-12-18 01:00 | 12 | 18 | 1 | 12 | 18 | 1 | 19.5 | 19.9025 | 0 | 19.9125 | 18.94 | 0
[48 empty] | 2017-01-18 03:00 | 1 | 18 | 3 | 0 | 0% | 2016-12-18 02:00 | 12 | 18 | 2 | 12 | 18 | 2 | 19.67 | 20.35 | 0 | 20.36 | 19.3975 | 0
[48 empty] | 2017-01-18 04:00 | 1 | 18 | 4 | 0 | 0% | 2016-12-18 03:00 | 12 | 18 | 3 | 12 | 18 | 3 | 20.6775 | 22.405 | 0 | 22.43 | 21.5025 | 0
[48 empty] | 2017-01-18 05:00 | 1 | 18 | 5 | 0 | 0% | 2016-12-18 04:00 | 12 | 18 | 4 | 12 | 18 | 4 | 19.455 | 23.3775 | 0 | 23.4175 | 22.66 | 0
[48 empty] | 2017-01-18 06:00 | 1 | 18 | 6 | 0 | 0% | 2016-12-18 05:00 | 12 | 18 | 5 | 12 | 18 | 5 | 21.8425 | 26.1125 | 0 | 26.1525 | 25.325 | 0
[48 empty] | 2017-01-18 07:00 | 1 | 18 | 7 | 0 | 0% | 2016-12-18 06:00 | 12 | 18 | 6 | 12 | 18 | 6 | 23.4325 | 28.3675 | 0 | 28.4125 | 27.6975 | 0
[48 empty] | 2017-01-18 08:00 | 1 | 18 | 8 | 354.6235 | 35.82% | 2016-12-18 07:00 | 12 | 18 | 7 | 12 | 18 | 7 | 23.3425 | 28.3475 | 0 | 28.3975 | 27.6 | 0
[48 empty] | 2017-01-18 09:00 | 1 | 18 | 9 | 160.8389 | 16.25% | 2016-12-18 08:00 | 12 | 18 | 8 | 12 | 18 | 8 | 25.5125 | 29.705 | 0 | 29.735 | 28.885 | 0
[48 empty] | 2017-01-18 10:00 | 1 | 18 | 10 | 158.707 | 16.03% | 2016-12-18 09:00 | 12 | 18 | 9 | 12 | 18 | 9 | 26.05 | 28.7975 | 0 | 28.8125 | 28.2875 | 0
[48 empty] | 2017-01-18 11:00 | 1 | 18 | 11 | 255.2101 | 25.78% | 2016-12-18 10:00 | 12 | 18 | 10 | 12 | 18 | 10 | 25.455 | 26.5475 | 0 | 26.5475 | 26.58 | 0
[48 empty] | 2017-01-18 12:00 | 1 | 18 | 12 | 642.9144 | 64.94% | 2016-12-18 11:00 | 12 | 18 | 11 | 12 | 18 | 11 | 25.055 | 25.655 | 0 | 25.66 | 25.6275 | 0
[48 empty] | 2017-01-18 13:00 | 1 | 18 | 13 | 712.9184 | 72.01% | 2016-12-18 12:00 | 12 | 18 | 12 | 12 | 18 | 12 | 24.165 | 24.62 | 0 | 24.625 | 24.6525 | 0
[48 empty] | 2017-01-18 14:00 | 1 | 18 | 14 | 760.5533 | 76.82% | 2016-12-18 13:00 | 12 | 18 | 13 | 12 | 18 | 13 | 23.1675 | 23.57 | 0 | 23.575 | 23.505 | 0
[48 empty] | 2017-01-18 15:00 | 1 | 18 | 15 | 684.6565 | 69.16% | 2016-12-18 14:00 | 12 | 18 | 14 | 12 | 18 | 14 | 22.31 | 22.32 | 0 | 22.32 | 22.3175 | 0
[48 empty] | 2017-01-18 16:00 | 1 | 18 | 16 | 178.8609 | 18.07% | 2016-12-18 15:00 | 12 | 18 | 15 | 12 | 18 | 15 | 22.515 | 22.515 | 0 | 22.515 | 22.515 | 0
[48 empty] | 2017-01-18 17:00 | 1 | 18 | 17 | 0 | 0% | 2016-12-18 16:00 | 12 | 18 | 16 | 12 | 18 | 16 | 23.135 | 23.4475 | 0 | 23.4475 | 23.4575 | 0
[48 empty] | 2017-01-18 18:00 | 1 | 18 | 18 | 0 | 0% | 2016-12-18 17:00 | 12 | 18 | 17 | 12 | 18 | 17 | 25.2725 | 25.96 | 0 | 25.96 | 25.9975 | 0
[48 empty] | 2017-01-18 19:00 | 1 | 18 | 19 | 0 | 0% | 2016-12-18 18:00 | 12 | 18 | 18 | 12 | 18 | 18 | 27.63 | 28.195 | 0 | 28.1925 | 28.235 | 0
[48 empty] | 2017-01-18 20:00 | 1 | 18 | 20 | 0 | 0% | 2016-12-18 19:00 | 12 | 18 | 19 | 12 | 18 | 19 | 27.5325 | 27.6375 | 0 | 27.6375 | 27.6425 | 0
[48 empty] | 2017-01-18 21:00 | 1 | 18 | 21 | 0 | 0% | 2016-12-18 20:00 | 12 | 18 | 20 | 12 | 18 | 20 | 27.65 | 27.65 | 0 | 27.65 | 27.65 | 0
[48 empty] | 2017-01-18 22:00 | 1 | 18 | 22 | 0 | 0% | 2016-12-18 21:00 | 12 | 18 | 21 | 12 | 18 | 21 | 27.1475 | 27.1475 | 0 | 27.1475 | 27.1475 | 0
[48 empty] | 2017-01-18 23:00 | 1 | 18 | 23 | 0 | 0% | 2016-12-18 22:00 | 12 | 18 | 22 | 12 | 18 | 22 | 25.9075 | 25.9075 | 0 | 25.9075 | 25.9075 | 0
[48 empty] | 2017-01-19 | 1 | 19 | 0 | 0 | 0% | 2016-12-18 23:00 | 12 | 18 | 23 | 12 | 18 | 23 | 24.76 | 24.76 | 0 | 24.76 | 24.76 | 0
[48 empty] | 2017-01-19 01:00 | 1 | 19 | 1 | 0 | 0% | 2016-12-19 | 12 | 19 | 0 | 12 | 19 | 0 | 23.8925 | 23.8925 | 0 | 23.8925 | 23.8925 | 0
[48 empty] | 2017-01-19 02:00 | 1 | 19 | 2 | 0 | 0% | 2016-12-19 01:00 | 12 | 19 | 1 | 12 | 19 | 1 | 23.7 | 23.7 | 0 | 23.7 | 23.7 | 0
[48 empty] | 2017-01-19 03:00 | 1 | 19 | 3 | 0 | 0% | 2016-12-19 02:00 | 12 | 19 | 2 | 12 | 19 | 2 | 24.2275 | 24.2275 | 0 | 24.2275 | 24.2275 | 0
[48 empty] | 2017-01-19 04:00 | 1 | 19 | 4 | 0 | 0% | 2016-12-19 03:00 | 12 | 19 | 3 | 12 | 19 | 3 | 24.365 | 24.365 | 0 | 24.365 | 24.365 | 0
[48 empty] | 2017-01-19 05:00 | 1 | 19 | 5 | 0 | 0% | 2016-12-19 04:00 | 12 | 19 | 4 | 12 | 19 | 4 | 24.9025 | 24.9025 | 0 | 24.9025 | 24.9025 | 0
[48 empty] | 2017-01-19 06:00 | 1 | 19 | 6 | 0 | 0% | 2016-12-19 05:00 | 12 | 19 | 5 | 12 | 19 | 5 | 26.3875 | 26.3875 | 0 | 26.3875 | 26.3875 | 0
[48 empty] | 2017-01-19 07:00 | 1 | 19 | 7 | 0 | 0% | 2016-12-19 06:00 | 12 | 19 | 6 | 12 | 19 | 6 | 31.1175 | 31.1175 | 0 | 31.1175 | 31.1175 | 0
[48 empty] | 2017-01-19 08:00 | 1 | 19 | 8 | 789.4196 | 79.74% | 2016-12-19 07:00 | 12 | 19 | 7 | 12 | 19 | 7 | 34.9 | 34.9 | 0 | 34.9 | 34.9 | 0
[48 empty] | 2017-01-19 09:00 | 1 | 19 | 9 | 814.7272 | 82.3% | 2016-12-19 08:00 | 12 | 19 | 8 | 12 | 19 | 8 | 34.01 | 34.01 | 0 | 34.01 | 34.01 | 0
[48 empty] | 2017-01-19 10:00 | 1 | 19 | 10 | 762.3088 | 77% | 2016-12-19 09:00 | 12 | 19 | 9 | 12 | 19 | 9 | 32.34 | 32.34 | 0 | 32.34 | 32.34 | 0
[48 empty] | 2017-01-19 11:00 | 1 | 19 | 11 | 691.1326 | 69.81% | 2016-12-19 10:00 | 12 | 19 | 10 | 12 | 19 | 10 | 30.295 | 30.295 | 0 | 30.295 | 30.295 | 0
[48 empty] | 2017-01-19 12:00 | 1 | 19 | 12 | 689.5731 | 69.65% | 2016-12-19 11:00 | 12 | 19 | 11 | 12 | 19 | 11 | 27.9325 | 28.0125 | 0 | 28.0125 | 27.99 | 0
[48 empty] | 2017-01-19 13:00 | 1 | 19 | 13 | 724.0142 | 73.13% | 2016-12-19 12:00 | 12 | 19 | 12 | 12 | 19 | 12 | 25.6925 | 25.4075 | 0 | 25.4025 | 25.7075 | 0
[48 empty] | 2017-01-19 14:00 | 1 | 19 | 14 | 774.1437 | 78.2% | 2016-12-19 13:00 | 12 | 19 | 13 | 12 | 19 | 13 | 23.8375 | 23.87 | 0 | 23.8725 | 23.855 | 0
[48 empty] | 2017-01-19 15:00 | 1 | 19 | 15 | 638.5473 | 64.5% | 2016-12-19 14:00 | 12 | 19 | 14 | 12 | 19 | 14 | 22.5875 | 22.59 | 0 | 22.59 | 22.5875 | 0
[48 empty] | 2017-01-19 16:00 | 1 | 19 | 16 | 70.7548 | 7.147% | 2016-12-19 15:00 | 12 | 19 | 15 | 12 | 19 | 15 | 23.0225 | 22.7925 | 0 | 22.79 | 23.0525 | 0
[48 empty] | 2017-01-19 17:00 | 1 | 19 | 17 | 0 | 0% | 2016-12-19 16:00 | 12 | 19 | 16 | 12 | 19 | 16 | 23.31 | 23.195 | 0 | 23.195 | 23.32 | 0
[48 empty] | 2017-01-19 18:00 | 1 | 19 | 18 | 0 | 0% | 2016-12-19 17:00 | 12 | 19 | 17 | 12 | 19 | 17 | 26.2125 | 25.0975 | 0 | 25.07 | 26.195 | 0
[48 empty] | 2017-01-19 19:00 | 1 | 19 | 19 | 0 | 0% | 2016-12-19 18:00 | 12 | 19 | 18 | 12 | 19 | 18 | 26.6075 | 25.645 | 0 | 25.6225 | 26.57 | 0
[48 empty] | 2017-01-19 20:00 | 1 | 19 | 20 | 0 | 0% | 2016-12-19 19:00 | 12 | 19 | 19 | 12 | 19 | 19 | 26.9275 | 25.3675 | 0 | 25.33 | 26.8725 | 0
[48 empty] | 2017-01-19 21:00 | 1 | 19 | 21 | 0 | 0% | 2016-12-19 20:00 | 12 | 19 | 20 | 12 | 19 | 20 | 25.9025 | 24.3925 | 0 | 24.36 | 25.8325 | 0
[48 empty] | 2017-01-19 22:00 | 1 | 19 | 22 | 0 | 0% | 2016-12-19 21:00 | 12 | 19 | 21 | 12 | 19 | 21 | 24.9725 | 23.89 | 0 | 23.8675 | 24.925 | 0
[48 empty] | 2017-01-19 23:00 | 1 | 19 | 23 | 0 | 0% | 2016-12-19 22:00 | 12 | 19 | 22 | 12 | 19 | 22 | 23.4375 | 20.46 | 0 | 20.4075 | 23.4725 | 0
[48 empty] | 2017-01-20 | 1 | 20 | 0 | 0 | 0% | 2016-12-19 23:00 | 12 | 19 | 23 | 12 | 19 | 23 | 21.3425 | 19.1375 | 0 | 19.095 | 21.4325 | 0
[48 empty] | 2017-01-20 01:00 | 1 | 20 | 1 | 0 | 0% | 2016-12-20 | 12 | 20 | 0 | 12 | 20 | 0 | 19.345 | 18.195 | 0 | 18.17 | 19.4475 | 0
[48 empty] | 2017-01-20 02:00 | 1 | 20 | 2 | 0 | 0% | 2016-12-20 01:00 | 12 | 20 | 1 | 12 | 20 | 1 | 18.7525 | 17.675 | 0 | 17.655 | 18.87 | 0
[48 empty] | 2017-01-20 03:00 | 1 | 20 | 3 | 0 | 0% | 2016-12-20 02:00 | 12 | 20 | 2 | 12 | 20 | 2 | 18.2225 | 17.375 | 0 | 17.3625 | 18.3275 | 0
[48 empty] | 2017-01-20 04:00 | 1 | 20 | 4 | 0 | 0% | 2016-12-20 03:00 | 12 | 20 | 3 | 12 | 20 | 3 | 18.35 | 17.605 | 0 | 17.5875 | 18.4325 | 0
[48 empty] | 2017-01-20 05:00 | 1 | 20 | 5 | 0 | 0% | 2016-12-20 04:00 | 12 | 20 | 4 | 12 | 20 | 4 | 18.9925 | 18.38 | 0 | 18.365 | 19.055 | 0
[48 empty] | 2017-01-20 06:00 | 1 | 20 | 6 | 0 | 0% | 2016-12-20 05:00 | 12 | 20 | 5 | 12 | 20 | 5 | 19.865 | 19.2425 | 0 | 19.2275 | 19.905 | 0
[48 empty] | 2017-01-20 07:00 | 1 | 20 | 7 | 0 | 0% | 2016-12-20 06:00 | 12 | 20 | 6 | 12 | 20 | 6 | 20.7975 | 19.895 | 0 | 19.8725 | 20.85 | 0
[48 empty] | 2017-01-20 08:00 | 1 | 20 | 8 | 109.3488 | 11.05% | 2016-12-20 07:00 | 12 | 20 | 7 | 12 | 20 | 7 | 21.0175 | 19.995 | 0 | 19.9675 | 21.0525 | 0
[48 empty] | 2017-01-20 09:00 | 1 | 20 | 9 | 60.5863 | 6.12% | 2016-12-20 08:00 | 12 | 20 | 8 | 12 | 20 | 8 | 21.5725 | 20.6325 | 0 | 20.62 | 21.8325 | 0
[48 empty] | 2017-01-20 10:00 | 1 | 20 | 10 | 285.7744 | 28.87% | 2016-12-20 09:00 | 12 | 20 | 9 | 12 | 20 | 9 | 21.9475 | 21.9425 | 0 | 21.9425 | 21.95 | 0
[48 empty] | 2017-01-20 11:00 | 1 | 20 | 11 | 192.8137 | 19.48% | 2016-12-20 10:00 | 12 | 20 | 10 | 12 | 20 | 10 | 21.9175 | 21.9175 | 0 | 21.9175 | 21.9175 | 0
[48 empty] | 2017-01-20 12:00 | 1 | 20 | 12 | 174.8637 | 17.66% | 2016-12-20 11:00 | 12 | 20 | 11 | 12 | 20 | 11 | 22.1075 | 22.1075 | 0 | 22.1075 | 22.1075 | 0
[48 empty] | 2017-01-20 13:00 | 1 | 20 | 13 | 320.1463 | 32.34% | 2016-12-20 12:00 | 12 | 20 | 12 | 12 | 20 | 12 | 21.8225 | 21.8225 | 0 | 21.8225 | 21.8225 | 0
[48 empty] | 2017-01-20 14:00 | 1 | 20 | 14 | 663.0831 | 66.98% | 2016-12-20 13:00 | 12 | 20 | 13 | 12 | 20 | 13 | 20.4775 | 20.4775 | 0 | 20.4775 | 20.4775 | 0
[48 empty] | 2017-01-20 15:00 | 1 | 20 | 15 | 603.4431 | 60.95% | 2016-12-20 14:00 | 12 | 20 | 14 | 12 | 20 | 14 | 20.31 | 20.31 | 0 | 20.31 | 20.31 | 0
[48 empty] | 2017-01-20 16:00 | 1 | 20 | 16 | 190.0964 | 19.2% | 2016-12-20 15:00 | 12 | 20 | 15 | 12 | 20 | 15 | 20.105 | 20.105 | 0 | 20.105 | 20.105 | 0
[48 empty] | 2017-01-20 17:00 | 1 | 20 | 17 | 0 | 0% | 2016-12-20 16:00 | 12 | 20 | 16 | 12 | 20 | 16 | 20.4825 | 20.4825 | 0 | 20.4825 | 20.4825 | 0
[48 empty] | 2017-01-20 18:00 | 1 | 20 | 18 | 0 | 0% | 2016-12-20 17:00 | 12 | 20 | 17 | 12 | 20 | 17 | 21.8575 | 21.8575 | 0 | 21.8575 | 21.8575 | 0
[48 empty] | 2017-01-20 19:00 | 1 | 20 | 19 | 0 | 0% | 2016-12-20 18:00 | 12 | 20 | 18 | 12 | 20 | 18 | 22.4625 | 22.4625 | 0 | 22.4625 | 22.4625 | 0
[48 empty] | 2017-01-20 20:00 | 1 | 20 | 20 | 0 | 0% | 2016-12-20 19:00 | 12 | 20 | 19 | 12 | 20 | 19 | 22.17 | 22.17 | 0 | 22.17 | 22.17 | 0
[48 empty] | 2017-01-20 21:00 | 1 | 20 | 21 | 0 | 0% | 2016-12-20 20:00 | 12 | 20 | 20 | 12 | 20 | 20 | 21.57 | 21.725 | 0 | 21.7175 | 21.41 | 0
[48 empty] | 2017-01-20 22:00 | 1 | 20 | 22 | 0 | 0% | 2016-12-20 21:00 | 12 | 20 | 21 | 12 | 20 | 21 | 20.575 | 21.0025 | 0 | 20.985 | 20.1025 | 0
[48 empty] | 2017-01-20 23:00 | 1 | 20 | 23 | 0 | 0% | 2016-12-20 22:00 | 12 | 20 | 22 | 12 | 20 | 22 | 19.93 | 20.37 | 0 | 20.3525 | 19.46 | 0
[48 empty] | 2017-01-21 | 1 | 21 | 0 | 0 | 0% | 2016-12-20 23:00 | 12 | 20 | 23 | 12 | 20 | 23 | 19.155 | 19.5825 | 0 | 19.5675 | 18.6925 | 0
[48 empty] | 2017-01-21 01:00 | 1 | 21 | 1 | 0 | 0% | 2016-12-21 | 12 | 21 | 0 | 12 | 21 | 0 | 19.035 | 19.46 | 0 | 19.4425 | 18.5675 | 0
[48 empty] | 2017-01-21 02:00 | 1 | 21 | 2 | 0 | 0% | 2016-12-21 01:00 | 12 | 21 | 1 | 12 | 21 | 1 | 18.98 | 19.375 | 0 | 19.355 | 18.5475 | 0
[48 empty] | 2017-01-21 03:00 | 1 | 21 | 3 | 0 | 0% | 2016-12-21 02:00 | 12 | 21 | 2 | 12 | 21 | 2 | 18.595 | 18.595 | 0 | 18.595 | 18.595 | 0
[48 empty] | 2017-01-21 04:00 | 1 | 21 | 4 | 0 | 0% | 2016-12-21 03:00 | 12 | 21 | 3 | 12 | 21 | 3 | 18.635 | 18.635 | 0 | 18.635 | 18.635 | 0
[48 empty] | 2017-01-21 05:00 | 1 | 21 | 5 | 0 | 0% | 2016-12-21 04:00 | 12 | 21 | 4 | 12 | 21 | 4 | 19.5825 | 19.5825 | 0 | 19.5825 | 19.5825 | 0
[48 empty] | 2017-01-21 06:00 | 1 | 21 | 6 | 0 | 0% | 2016-12-21 05:00 | 12 | 21 | 5 | 12 | 21 | 5 | 20.28 | 20.28 | 0 | 20.28 | 20.28 | 0
[48 empty] | 2017-01-21 07:00 | 1 | 21 | 7 | 0 | 0% | 2016-12-21 06:00 | 12 | 21 | 6 | 12 | 21 | 6 | 22.3625 | 20.12 | 0 | 20.1075 | 22.585 | 0
[48 empty] | 2017-01-21 08:00 | 1 | 21 | 8 | 76.641 | 7.742% | 2016-12-21 07:00 | 12 | 21 | 7 | 12 | 21 | 7 | 23.025 | 20.32 | 0 | 20.305 | 23.2875 | 0
[48 empty] | 2017-01-21 09:00 | 1 | 21 | 9 | 97.4151 | 9.84% | 2016-12-21 08:00 | 12 | 21 | 8 | 12 | 21 | 8 | 22.41 | 19.7325 | 0 | 19.785 | 22.6925 | 0
[48 empty] | 2017-01-21 10:00 | 1 | 21 | 10 | 186.8579 | 18.87% | 2016-12-21 09:00 | 12 | 21 | 9 | 12 | 21 | 9 | 21.1775 | 20.01 | 0 | 20.005 | 21.3075 | 0
[48 empty] | 2017-01-21 11:00 | 1 | 21 | 11 | 476.8623 | 48.17% | 2016-12-21 10:00 | 12 | 21 | 10 | 12 | 21 | 10 | 21 | 20.985 | 0 | 20.985 | 21 | 0
[48 empty] | 2017-01-21 12:00 | 1 | 21 | 12 | 672.2614 | 67.91% | 2016-12-21 11:00 | 12 | 21 | 11 | 12 | 21 | 11 | 22.035 | 22.035 | 0 | 22.035 | 22.035 | 0
[48 empty] | 2017-01-21 13:00 | 1 | 21 | 13 | 593.0489 | 59.9% | 2016-12-21 12:00 | 12 | 21 | 12 | 12 | 21 | 12 | 20.4025 | 20.4025 | 0 | 20.4025 | 20.4025 | 0
[48 empty] | 2017-01-21 14:00 | 1 | 21 | 14 | 756.4841 | 76.41% | 2016-12-21 13:00 | 12 | 21 | 13 | 12 | 21 | 13 | 19.7875 | 19.7875 | 0 | 19.7875 | 19.7875 | 0
[48 empty] | 2017-01-21 15:00 | 1 | 21 | 15 | 713.0564 | 72.03% | 2016-12-21 14:00 | 12 | 21 | 14 | 12 | 21 | 14 | 19.7325 | 19.7325 | 0 | 19.7325 | 19.7325 | 0
[48 empty] | 2017-01-21 16:00 | 1 | 21 | 16 | 212.2502 | 21.44% | 2016-12-21 15:00 | 12 | 21 | 15 | 12 | 21 | 15 | 20.14 | 20.14 | 0 | 20.14 | 20.14 | 0
[48 empty] | 2017-01-21 17:00 | 1 | 21 | 17 | 0 | 0% | 2016-12-21 16:00 | 12 | 21 | 16 | 12 | 21 | 16 | 20.565 | 20.565 | 0 | 20.565 | 20.565 | 0
[48 empty] | 2017-01-21 18:00 | 1 | 21 | 18 | 0 | 0% | 2016-12-21 17:00 | 12 | 21 | 17 | 12 | 21 | 17 | 21.2975 | 21.2975 | 0 | 21.2975 | 21.2975 | 0
[48 empty] | 2017-01-21 19:00 | 1 | 21 | 19 | 0 | 0% | 2016-12-21 18:00 | 12 | 21 | 18 | 12 | 21 | 18 | 21.9025 | 21.9025 | 0 | 21.9025 | 21.9025 | 0
[48 empty] | 2017-01-21 20:00 | 1 | 21 | 20 | 0 | 0% | 2016-12-21 19:00 | 12 | 21 | 19 | 12 | 21 | 19 | 21.1625 | 20.6175 | 0 | 20.625 | 21.1525 | 0
[48 empty] | 2017-01-21 21:00 | 1 | 21 | 21 | 0 | 0% | 2016-12-21 20:00 | 12 | 21 | 20 | 12 | 21 | 20 | 20.14 | 19.7975 | 0 | 20.015 | 20.1725 | 0
[48 empty] | 2017-01-21 22:00 | 1 | 21 | 22 | 0 | 0% | 2016-12-21 21:00 | 12 | 21 | 21 | 12 | 21 | 21 | 17.46 | 17.1 | 0 | 19.72 | 17.135 | 0
[48 empty] | 2017-01-21 23:00 | 1 | 21 | 23 | 0 | 0% | 2016-12-21 22:00 | 12 | 21 | 22 | 12 | 21 | 22 | 14.0775 | 15.3475 | 0 | 17.3875 | 13.865 | 0
[48 empty] | 2017-01-22 | 1 | 22 | 0 | 0 | 0% | 2016-12-21 23:00 | 12 | 21 | 23 | 12 | 21 | 23 | 12.4175 | 14.1775 | 0 | 16.3625 | 12.2825 | 0
[48 empty] | 2017-01-22 01:00 | 1 | 22 | 1 | 0 | 0% | 2016-12-22 | 12 | 22 | 0 | 12 | 22 | 0 | 12.305 | 13.8325 | 0 | 15.24 | 11.8725 | 0
[48 empty] | 2017-01-22 02:00 | 1 | 22 | 2 | 0 | 0% | 2016-12-22 01:00 | 12 | 22 | 1 | 12 | 22 | 1 | 13.1075 | 14.36 | 0 | 15.0725 | 12.885 | 0
[48 empty] | 2017-01-22 03:00 | 1 | 22 | 3 | 0 | 0% | 2016-12-22 02:00 | 12 | 22 | 2 | 12 | 22 | 2 | 15.63 | 15.945 | 0 | 15.94 | 15.305 | 0
[48 empty] | 2017-01-22 04:00 | 1 | 22 | 4 | 0 | 0% | 2016-12-22 03:00 | 12 | 22 | 3 | 12 | 22 | 3 | 16.5975 | 16.745 | 0 | 16.7425 | 16.435 | 0
[48 empty] | 2017-01-22 05:00 | 1 | 22 | 5 | 0 | 0% | 2016-12-22 04:00 | 12 | 22 | 4 | 12 | 22 | 4 | 17.62 | 17.855 | 0 | 17.8475 | 17.3625 | 0
[48 empty] | 2017-01-22 06:00 | 1 | 22 | 6 | 0 | 0% | 2016-12-22 05:00 | 12 | 22 | 5 | 12 | 22 | 5 | 17.895 | 18.215 | 0 | 18.2025 | 17.5325 | 0
[48 empty] | 2017-01-22 07:00 | 1 | 22 | 7 | 0 | 0% | 2016-12-22 06:00 | 12 | 22 | 6 | 12 | 22 | 6 | 19.2225 | 19.33 | 0 | 19.3275 | 19.1025 | 0
[48 empty] | 2017-01-22 08:00 | 1 | 22 | 8 | 780.5211 | 78.84% | 2016-12-22 07:00 | 12 | 22 | 7 | 12 | 22 | 7 | 19.7475 | 19.82 | 0 | 19.82 | 19.6625 | 0
[48 empty] | 2017-01-22 09:00 | 1 | 22 | 9 | 806.9853 | 81.51% | 2016-12-22 08:00 | 12 | 22 | 8 | 12 | 22 | 8 | 20.5425 | 21.095 | 0 | 21.08 | 19.9175 | 0
[48 empty] | 2017-01-22 10:00 | 1 | 22 | 10 | 715.8684 | 72.31% | 2016-12-22 09:00 | 12 | 22 | 9 | 12 | 22 | 9 | 21.0925 | 21.5525 | 0 | 21.5425 | 20.5675 | 0
[48 empty] | 2017-01-22 11:00 | 1 | 22 | 11 | 689.7797 | 69.67% | 2016-12-22 10:00 | 12 | 22 | 10 | 12 | 22 | 10 | 21.0225 | 21.1775 | 0 | 21.1725 | 20.8525 | 0
[48 empty] | 2017-01-22 12:00 | 1 | 22 | 12 | 702.8942 | 71% | 2016-12-22 11:00 | 12 | 22 | 11 | 12 | 22 | 11 | 21.2575 | 21.2575 | 0 | 21.2575 | 21.2575 | 0
[48 empty] | 2017-01-22 13:00 | 1 | 22 | 13 | 739.699 | 74.72% | 2016-12-22 12:00 | 12 | 22 | 12 | 12 | 22 | 12 | 22.44 | 22.44 | 0 | 22.44 | 22.44 | 0
[48 empty] | 2017-01-22 14:00 | 1 | 22 | 14 | 767.3881 | 77.51% | 2016-12-22 13:00 | 12 | 22 | 13 | 12 | 22 | 13 | 23.155 | 23.155 | 0 | 23.155 | 23.155 | 0
[48 empty] | 2017-01-22 15:00 | 1 | 22 | 15 | 702.7138 | 70.98% | 2016-12-22 14:00 | 12 | 22 | 14 | 12 | 22 | 14 | 22.595 | 22.595 | 0 | 22.595 | 22.595 | 0
[48 empty] | 2017-01-22 16:00 | 1 | 22 | 16 | 225.2376 | 22.75% | 2016-12-22 15:00 | 12 | 22 | 15 | 12 | 22 | 15 | 21.715 | 21.715 | 0 | 21.715 | 21.715 | 0
[48 empty] | 2017-01-22 17:00 | 1 | 22 | 17 | 0 | 0% | 2016-12-22 16:00 | 12 | 22 | 16 | 12 | 22 | 16 | 21.0925 | 21.0925 | 0 | 21.0925 | 21.0925 | 0
[48 empty] | 2017-01-22 18:00 | 1 | 22 | 18 | 0 | 0% | 2016-12-22 17:00 | 12 | 22 | 17 | 12 | 22 | 17 | 22.7 | 22.7 | 0 | 22.7 | 22.7 | 0
[48 empty] | 2017-01-22 19:00 | 1 | 22 | 19 | 0 | 0% | 2016-12-22 18:00 | 12 | 22 | 18 | 12 | 22 | 18 | 23.7525 | 23.7525 | 0 | 23.7525 | 23.7525 | 0
[48 empty] | 2017-01-22 20:00 | 1 | 22 | 20 | 0 | 0% | 2016-12-22 19:00 | 12 | 22 | 19 | 12 | 22 | 19 | 23.085 | 23.085 | 0 | 23.085 | 23.085 | 0
[48 empty] | 2017-01-22 21:00 | 1 | 22 | 21 | 0 | 0% | 2016-12-22 20:00 | 12 | 22 | 20 | 12 | 22 | 20 | 23.36 | 23.36 | 0 | 23.36 | 23.36 | 0
[48 empty] | 2017-01-22 22:00 | 1 | 22 | 22 | 0 | 0% | 2016-12-22 21:00 | 12 | 22 | 21 | 12 | 22 | 21 | 23.2275 | 23.2275 | 0 | 23.2275 | 23.2275 | 0
[48 empty] | 2017-01-22 23:00 | 1 | 22 | 23 | 0 | 0% | 2016-12-22 22:00 | 12 | 22 | 22 | 12 | 22 | 22 | 89.03 | 89.03 | 0 | 89.03 | 89.03 | 0
[48 empty] | 2017-01-23 | 1 | 23 | 0 | 0 | 0% | 2016-12-22 23:00 | 12 | 22 | 23 | 12 | 22 | 23 | 22.6175 | 22.6175 | 0 | 22.6175 | 22.6175 | 0
[48 empty] | 2017-01-23 01:00 | 1 | 23 | 1 | 0 | 0% | 2016-12-23 | 12 | 23 | 0 | 12 | 23 | 0 | 23.35 | 23.35 | 0 | 23.35 | 23.35 | 0
[48 empty] | 2017-01-23 02:00 | 1 | 23 | 2 | 0 | 0% | 2016-12-23 01:00 | 12 | 23 | 1 | 12 | 23 | 1 | 22.0575 | 22.0575 | 0 | 22.0575 | 22.0575 | 0
[48 empty] | 2017-01-23 03:00 | 1 | 23 | 3 | 0 | 0% | 2016-12-23 02:00 | 12 | 23 | 2 | 12 | 23 | 2 | 20.6275 | 20.6275 | 0 | 20.6275 | 20.6275 | 0
[48 empty] | 2017-01-23 04:00 | 1 | 23 | 4 | 0 | 0% | 2016-12-23 03:00 | 12 | 23 | 3 | 12 | 23 | 3 | 19.995 | 19.995 | 0 | 19.995 | 19.995 | 0
[48 empty] | 2017-01-23 05:00 | 1 | 23 | 5 | 0 | 0% | 2016-12-23 04:00 | 12 | 23 | 4 | 12 | 23 | 4 | 19.865 | 19.865 | 0 | 19.865 | 19.865 | 0
[48 empty] | 2017-01-23 06:00 | 1 | 23 | 6 | 0 | 0% | 2016-12-23 05:00 | 12 | 23 | 5 | 12 | 23 | 5 | 19.6575 | 19.6575 | 0 | 19.6575 | 19.6575 | 0
[48 empty] | 2017-01-23 07:00 | 1 | 23 | 7 | 67.3789 | 6.806% | 2016-12-23 06:00 | 12 | 23 | 6 | 12 | 23 | 6 | 19.6425 | 19.6425 | 0 | 19.6425 | 19.6425 | 0
[48 empty] | 2017-01-23 08:00 | 1 | 23 | 8 | 752.4474 | 76% | 2016-12-23 07:00 | 12 | 23 | 7 | 12 | 23 | 7 | 19.3825 | 19.3825 | 0 | 19.3825 | 19.3825 | 0
[48 empty] | 2017-01-23 09:00 | 1 | 23 | 9 | 811.9318 | 82.01% | 2016-12-23 08:00 | 12 | 23 | 8 | 12 | 23 | 8 | 19.67 | 19.67 | 0 | 19.67 | 19.67 | 0
[48 empty] | 2017-01-23 10:00 | 1 | 23 | 10 | 719.6771 | 72.69% | 2016-12-23 09:00 | 12 | 23 | 9 | 12 | 23 | 9 | 21.5675 | 21.5675 | 0 | 21.5675 | 21.5675 | 0
[48 empty] | 2017-01-23 11:00 | 1 | 23 | 11 | 671.6542 | 67.84% | 2016-12-23 10:00 | 12 | 23 | 10 | 12 | 23 | 10 | 21.745 | 21.745 | 0 | 21.745 | 21.745 | 0
[48 empty] | 2017-01-23 12:00 | 1 | 23 | 12 | 699.6547 | 70.67% | 2016-12-23 11:00 | 12 | 23 | 11 | 12 | 23 | 11 | 20.5725 | 20.5725 | 0 | 20.5725 | 20.5725 | 0
[48 empty] | 2017-01-23 13:00 | 1 | 23 | 13 | 734.5645 | 74.2% | 2016-12-23 12:00 | 12 | 23 | 12 | 12 | 23 | 12 | 19.8675 | 19.8675 | 0 | 19.8675 | 19.8675 | 0
[48 empty] | 2017-01-23 14:00 | 1 | 23 | 14 | 764.2796 | 77.2% | 2016-12-23 13:00 | 12 | 23 | 13 | 12 | 23 | 13 | 19.83 | 19.83 | 0 | 19.83 | 19.83 | 0
[48 empty] | 2017-01-23 15:00 | 1 | 23 | 15 | 733.6021 | 74.1% | 2016-12-23 14:00 | 12 | 23 | 14 | 12 | 23 | 14 | 20.6875 | 20.6875 | 0 | 20.6875 | 20.6875 | 0
[48 empty] | 2017-01-23 16:00 | 1 | 23 | 16 | 227.6826 | 23% | 2016-12-23 15:00 | 12 | 23 | 15 | 12 | 23 | 15 | 21.12 | 21.12 | 0 | 21.12 | 21.12 | 0
[48 empty] | 2017-01-23 17:00 | 1 | 23 | 17 | 0 | 0% | 2016-12-23 16:00 | 12 | 23 | 16 | 12 | 23 | 16 | 22.08 | 22.08 | 0 | 22.08 | 22.08 | 0
[48 empty] | 2017-01-23 18:00 | 1 | 23 | 18 | 0 | 0% | 2016-12-23 17:00 | 12 | 23 | 17 | 12 | 23 | 17 | 35.8375 | 35.8375 | 0 | 35.8375 | 35.8375 | 0
[48 empty] | 2017-01-23 19:00 | 1 | 23 | 19 | 0 | 0% | 2016-12-23 18:00 | 12 | 23 | 18 | 12 | 23 | 18 | 24.5525 | 24.635 | 0 | 24.635 | 24.47 | 0
[48 empty] | 2017-01-23 20:00 | 1 | 23 | 20 | 0 | 0% | 2016-12-23 19:00 | 12 | 23 | 19 | 12 | 23 | 19 | 22.3475 | 22.8925 | 0 | 22.89 | 21.7975 | 0
[48 empty] | 2017-01-23 21:00 | 1 | 23 | 21 | 0 | 0% | 2016-12-23 20:00 | 12 | 23 | 20 | 12 | 23 | 20 | 21.9 | 22.5225 | 0 | 22.52 | 21.275 | 0
[48 empty] | 2017-01-23 22:00 | 1 | 23 | 22 | 0 | 0% | 2016-12-23 21:00 | 12 | 23 | 21 | 12 | 23 | 21 | 22.5125 | 22.59 | 0 | 22.59 | 22.5925 | 0
[48 empty] | 2017-01-23 23:00 | 1 | 23 | 23 | 0 | 0% | 2016-12-23 22:00 | 12 | 23 | 22 | 12 | 23 | 22 | 21.61 | 21.9375 | 0 | 21.9375 | 21.5225 | 0
[48 empty] | 2017-01-24 | 1 | 24 | 0 | 0 | 0% | 2016-12-23 23:00 | 12 | 23 | 23 | 12 | 23 | 23 | 21.225 | 21.4725 | 0 | 21.47 | 20.9775 | 0
[48 empty] | 2017-01-24 01:00 | 1 | 24 | 1 | 0 | 0% | 2016-12-24 | 12 | 24 | 0 | 12 | 24 | 0 | 20.165 | 20.17 | 0 | 20.17 | 20.16 | 0
[48 empty] | 2017-01-24 02:00 | 1 | 24 | 2 | 0 | 0% | 2016-12-24 01:00 | 12 | 24 | 1 | 12 | 24 | 1 | 19.59 | 20.0575 | 0 | 20.0525 | 19.1225 | 0
[48 empty] | 2017-01-24 03:00 | 1 | 24 | 3 | 0 | 0% | 2016-12-24 02:00 | 12 | 24 | 2 | 12 | 24 | 2 | 19.7375 | 19.7375 | 0 | 19.7375 | 19.7375 | 0
[48 empty] | 2017-01-24 04:00 | 1 | 24 | 4 | 0 | 0% | 2016-12-24 03:00 | 12 | 24 | 3 | 12 | 24 | 3 | 19.7075 | 19.7325 | 0 | 19.7325 | 19.6825 | 0
[48 empty] | 2017-01-24 05:00 | 1 | 24 | 5 | 0 | 0% | 2016-12-24 04:00 | 12 | 24 | 4 | 12 | 24 | 4 | 19.7575 | 19.7575 | 0 | 19.7575 | 19.7575 | 0
[48 empty] | 2017-01-24 06:00 | 1 | 24 | 6 | 0 | 0% | 2016-12-24 05:00 | 12 | 24 | 5 | 12 | 24 | 5 | 19.9925 | 19.9925 | 0 | 19.9925 | 19.9925 | 0
[48 empty] | 2017-01-24 07:00 | 1 | 24 | 7 | 190.7504 | 19.27% | 2016-12-24 06:00 | 12 | 24 | 6 | 12 | 24 | 6 | 20.9925 | 20.9925 | 0 | 20.9925 | 20.9925 | 0
[48 empty] | 2017-01-24 08:00 | 1 | 24 | 8 | 216.4811 | 21.87% | 2016-12-24 07:00 | 12 | 24 | 7 | 12 | 24 | 7 | 21.72 | 21.72 | 0 | 21.72 | 21.72 | 0
[48 empty] | 2017-01-24 09:00 | 1 | 24 | 9 | 295.3996 | 29.84% | 2016-12-24 08:00 | 12 | 24 | 8 | 12 | 24 | 8 | 24.5525 | 24.5525 | 0 | 24.5525 | 24.5525 | 0
[48 empty] | 2017-01-24 10:00 | 1 | 24 | 10 | 492.6886 | 49.77% | 2016-12-24 09:00 | 12 | 24 | 9 | 12 | 24 | 9 | 70.335 | 70.335 | 0 | 70.335 | 70.335 | 0
[48 empty] | 2017-01-24 11:00 | 1 | 24 | 11 | 213.2665 | 21.54% | 2016-12-24 10:00 | 12 | 24 | 10 | 12 | 24 | 10 | 251.6275 | 251.6275 | 0 | 251.6275 | 251.6275 | 0
[48 empty] | 2017-01-24 12:00 | 1 | 24 | 12 | 491.9315 | 49.69% | 2016-12-24 11:00 | 12 | 24 | 11 | 12 | 24 | 11 | 37.6775 | 37.6775 | 0 | 37.6775 | 37.6775 | 0
[48 empty] | 2017-01-24 13:00 | 1 | 24 | 13 | 469.731 | 47.45% | 2016-12-24 12:00 | 12 | 24 | 12 | 12 | 24 | 12 | 23.1725 | 23.1725 | 0 | 23.1725 | 23.1725 | 0
[48 empty] | 2017-01-24 14:00 | 1 | 24 | 14 | 375.7353 | 37.95% | 2016-12-24 13:00 | 12 | 24 | 13 | 12 | 24 | 13 | 20.1375 | 20.1375 | 0 | 20.1375 | 20.1375 | 0
[48 empty] | 2017-01-24 15:00 | 1 | 24 | 15 | 200.9011 | 20.29% | 2016-12-24 14:00 | 12 | 24 | 14 | 12 | 24 | 14 | 21.025 | 21.025 | 0 | 21.025 | 21.025 | 0
[48 empty] | 2017-01-24 16:00 | 1 | 24 | 16 | 170.3807 | 17.21% | 2016-12-24 15:00 | 12 | 24 | 15 | 12 | 24 | 15 | 20.53 | 20.53 | 0 | 20.53 | 20.53 | 0
[48 empty] | 2017-01-24 17:00 | 1 | 24 | 17 | 0 | 0% | 2016-12-24 16:00 | 12 | 24 | 16 | 12 | 24 | 16 | 20.025 | 20.025 | 0 | 20.025 | 20.025 | 0
[48 empty] | 2017-01-24 18:00 | 1 | 24 | 18 | 0 | 0% | 2016-12-24 17:00 | 12 | 24 | 17 | 12 | 24 | 17 | 21.37 | 21.37 | 0 | 21.37 | 21.37 | 0
[48 empty] | 2017-01-24 19:00 | 1 | 24 | 19 | 0 | 0% | 2016-12-24 18:00 | 12 | 24 | 18 | 12 | 24 | 18 | 20.595 | 20.595 | 0 | 20.595 | 20.595 | 0
[48 empty] | 2017-01-24 20:00 | 1 | 24 | 20 | 0 | 0% | 2016-12-24 19:00 | 12 | 24 | 19 | 12 | 24 | 19 | 19.125 | 19.125 | 0 | 19.125 | 19.125 | 0
[48 empty] | 2017-01-24 21:00 | 1 | 24 | 21 | 0 | 0% | 2016-12-24 20:00 | 12 | 24 | 20 | 12 | 24 | 20 | 17.845 | 17.845 | 0 | 17.845 | 17.845 | 0
[48 empty] | 2017-01-24 22:00 | 1 | 24 | 22 | 0 | 0% | 2016-12-24 21:00 | 12 | 24 | 21 | 12 | 24 | 21 | 16.7425 | 17.0525 | 0 | 17.05 | 16.4425 | 0
[48 empty] | 2017-01-24 23:00 | 1 | 24 | 23 | 0 | 0% | 2016-12-24 22:00 | 12 | 24 | 22 | 12 | 24 | 22 | 11.2225 | 12.0125 | 0 | 11.85 | 10.8475 | 0
[48 empty] | 2017-01-25 | 1 | 25 | 0 | 0 | 0% | 2016-12-24 23:00 | 12 | 24 | 23 | 12 | 24 | 23 | 1.1125 | 1.635 | 0 | 1.5375 | 0.99 | 0
[48 empty] | 2017-01-25 01:00 | 1 | 25 | 1 | 0 | 0% | 2016-12-25 | 12 | 25 | 0 | 12 | 25 | 0 | -0.335 | -0.305 | 0 | -0.3125 | -0.44 | 0
[48 empty] | 2017-01-25 02:00 | 1 | 25 | 2 | 0 | 0% | 2016-12-25 01:00 | 12 | 25 | 1 | 12 | 25 | 1 | -0.575 | -0.49 | 0 | -0.49 | -0.6475 | 0
[48 empty] | 2017-01-25 03:00 | 1 | 25 | 3 | 0 | 0% | 2016-12-25 02:00 | 12 | 25 | 2 | 12 | 25 | 2 | -0.76 | -0.685 | 0 | -0.69 | -0.83 | 0
[48 empty] | 2017-01-25 04:00 | 1 | 25 | 4 | 0 | 0% | 2016-12-25 03:00 | 12 | 25 | 3 | 12 | 25 | 3 | -1.065 | -0.995 | 0 | -0.9975 | -1.1325 | 0
[48 empty] | 2017-01-25 05:00 | 1 | 25 | 5 | 0 | 0% | 2016-12-25 04:00 | 12 | 25 | 4 | 12 | 25 | 4 | -1.72 | -1.66 | 0 | -1.6625 | -1.775 | 0
[48 empty] | 2017-01-25 06:00 | 1 | 25 | 6 | 0 | 0% | 2016-12-25 05:00 | 12 | 25 | 5 | 12 | 25 | 5 | -2.5025 | -2.4625 | 0 | -2.4625 | -2.55 | 0
[48 empty] | 2017-01-25 07:00 | 1 | 25 | 7 | 128.6445 | 12.99% | 2016-12-25 06:00 | 12 | 25 | 6 | 12 | 25 | 6 | -0.9425 | -0.8725 | 0 | -0.8725 | -1.0175 | 0
[48 empty] | 2017-01-25 08:00 | 1 | 25 | 8 | 38.5704 | 3.896% | 2016-12-25 07:00 | 12 | 25 | 7 | 12 | 25 | 7 | -0.7725 | -0.7 | 0 | -0.7 | -0.85 | 0
[48 empty] | 2017-01-25 09:00 | 1 | 25 | 9 | 513.6383 | 51.88% | 2016-12-25 08:00 | 12 | 25 | 8 | 12 | 25 | 8 | -0.5975 | -0.5225 | 0 | -0.5225 | -0.68 | 0
[48 empty] | 2017-01-25 10:00 | 1 | 25 | 10 | 543.9122 | 54.94% | 2016-12-25 09:00 | 12 | 25 | 9 | 12 | 25 | 9 | 9.175 | 12.695 | 0 | 11.8775 | 8.7925 | 0
[48 empty] | 2017-01-25 11:00 | 1 | 25 | 11 | 442.6714 | 44.71% | 2016-12-25 10:00 | 12 | 25 | 10 | 12 | 25 | 10 | 14.5525 | 15.9275 | 0 | 15.655 | 14.1725 | 0
[48 empty] | 2017-01-25 12:00 | 1 | 25 | 12 | 604.5407 | 61.06% | 2016-12-25 11:00 | 12 | 25 | 11 | 12 | 25 | 11 | 17.2025 | 17.595 | 0 | 17.59 | 16.8175 | 0
[48 empty] | 2017-01-25 13:00 | 1 | 25 | 13 | 715.7897 | 72.3% | 2016-12-25 12:00 | 12 | 25 | 12 | 12 | 25 | 12 | 17.9725 | 18.3775 | 0 | 18.375 | 17.5775 | 0
[48 empty] | 2017-01-25 14:00 | 1 | 25 | 14 | 524.9576 | 53.03% | 2016-12-25 13:00 | 12 | 25 | 13 | 12 | 25 | 13 | 19.69 | 20.1275 | 0 | 20.12 | 19.27 | 0
[48 empty] | 2017-01-25 15:00 | 1 | 25 | 15 | 689.0984 | 69.61% | 2016-12-25 14:00 | 12 | 25 | 14 | 12 | 25 | 14 | 20.0675 | 20.5125 | 0 | 20.5075 | 19.635 | 0
[48 empty] | 2017-01-25 16:00 | 1 | 25 | 16 | 250.4094 | 25.29% | 2016-12-25 15:00 | 12 | 25 | 15 | 12 | 25 | 15 | 19.7725 | 20.205 | 0 | 20.2025 | 19.345 | 0
[48 empty] | 2017-01-25 17:00 | 1 | 25 | 17 | 0 | 0% | 2016-12-25 16:00 | 12 | 25 | 16 | 12 | 25 | 16 | 18.9725 | 19.445 | 0 | 19.4375 | 18.5075 | 0
[48 empty] | 2017-01-25 18:00 | 1 | 25 | 18 | 0 | 0% | 2016-12-25 17:00 | 12 | 25 | 17 | 12 | 25 | 17 | 20.42 | 20.53 | 0 | 20.5275 | 20.3175 | 0
[48 empty] | 2017-01-25 19:00 | 1 | 25 | 19 | 0 | 0% | 2016-12-25 18:00 | 12 | 25 | 18 | 12 | 25 | 18 | 23.0975 | 23.0975 | 0 | 23.0975 | 23.0975 | 0
[48 empty] | 2017-01-25 20:00 | 1 | 25 | 20 | 0 | 0% | 2016-12-25 19:00 | 12 | 25 | 19 | 12 | 25 | 19 | 22.95 | 22.95 | 0 | 22.95 | 22.95 | 0
[48 empty] | 2017-01-25 21:00 | 1 | 25 | 21 | 0 | 0% | 2016-12-25 20:00 | 12 | 25 | 20 | 12 | 25 | 20 | 23.5775 | 23.5775 | 0 | 23.5775 | 23.5775 | 0
[48 empty] | 2017-01-25 22:00 | 1 | 25 | 22 | 0 | 0% | 2016-12-25 21:00 | 12 | 25 | 21 | 12 | 25 | 21 | 23.715 | 24.215 | 0 | 24.21 | 23.2175 | 0
[48 empty] | 2017-01-25 23:00 | 1 | 25 | 23 | 0 | 0% | 2016-12-25 22:00 | 12 | 25 | 22 | 12 | 25 | 22 | 22.7075 | 22.87 | 0 | 22.87 | 22.5475 | 0
[48 empty] | 2017-01-26 | 1 | 26 | 0 | 0 | 0% | 2016-12-25 23:00 | 12 | 25 | 23 | 12 | 25 | 23 | 20.6625 | 20.6625 | 0 | 20.6625 | 20.6625 | 0
[48 empty] | 2017-01-26 01:00 | 1 | 26 | 1 | 0 | 0% | 2016-12-26 | 12 | 26 | 0 | 12 | 26 | 0 | 18.255 | 18.255 | 0 | 18.255 | 18.255 | 0
[48 empty] | 2017-01-26 02:00 | 1 | 26 | 2 | 0 | 0% | 2016-12-26 01:00 | 12 | 26 | 1 | 12 | 26 | 1 | 18.0625 | 18.0625 | 0 | 18.0625 | 18.0625 | 0
[48 empty] | 2017-01-26 03:00 | 1 | 26 | 3 | 0 | 0% | 2016-12-26 02:00 | 12 | 26 | 2 | 12 | 26 | 2 | 17.66 | 17.66 | 0 | 17.66 | 17.66 | 0
[48 empty] | 2017-01-26 04:00 | 1 | 26 | 4 | 0 | 0% | 2016-12-26 03:00 | 12 | 26 | 3 | 12 | 26 | 3 | 17.7325 | 17.7325 | 0 | 17.7325 | 17.7325 | 0
[48 empty] | 2017-01-26 05:00 | 1 | 26 | 5 | 0 | 0% | 2016-12-26 04:00 | 12 | 26 | 4 | 12 | 26 | 4 | 18.05 | 18.05 | 0 | 18.05 | 18.05 | 0
[48 empty] | 2017-01-26 06:00 | 1 | 26 | 6 | 0 | 0% | 2016-12-26 05:00 | 12 | 26 | 5 | 12 | 26 | 5 | 17.9875 | 17.9875 | 0 | 17.9875 | 17.9875 | 0
[48 empty] | 2017-01-26 07:00 | 1 | 26 | 7 | 62.2551 | 6.288% | 2016-12-26 06:00 | 12 | 26 | 6 | 12 | 26 | 6 | 18.2175 | 18.2175 | 0 | 18.2175 | 18.2175 | 0
[48 empty] | 2017-01-26 08:00 | 1 | 26 | 8 | 179.5524 | 18.14% | 2016-12-26 07:00 | 12 | 26 | 7 | 12 | 26 | 7 | 18.8 | 18.8 | 0 | 18.8 | 18.8 | 0
[48 empty] | 2017-01-26 09:00 | 1 | 26 | 9 | 321.6373 | 32.49% | 2016-12-26 08:00 | 12 | 26 | 8 | 12 | 26 | 8 | 19.395 | 19.395 | 0 | 19.395 | 19.395 | 0
[48 empty] | 2017-01-26 10:00 | 1 | 26 | 10 | 567.7896 | 57.35% | 2016-12-26 09:00 | 12 | 26 | 9 | 12 | 26 | 9 | 20.0175 | 20.0175 | 0 | 20.0175 | 20.0175 | 0
[48 empty] | 2017-01-26 11:00 | 1 | 26 | 11 | 680.9082 | 68.78% | 2016-12-26 10:00 | 12 | 26 | 10 | 12 | 26 | 10 | 21.29 | 21.29 | 0 | 21.29 | 21.29 | 0
[48 empty] | 2017-01-26 12:00 | 1 | 26 | 12 | 755.5797 | 76.32% | 2016-12-26 11:00 | 12 | 26 | 11 | 12 | 26 | 11 | 23.065 | 23.065 | 0 | 23.065 | 23.065 | 0
[48 empty] | 2017-01-26 13:00 | 1 | 26 | 13 | 780.3031 | 78.82% | 2016-12-26 12:00 | 12 | 26 | 12 | 12 | 26 | 12 | 24.7825 | 24.7825 | 0 | 24.7825 | 24.7825 | 0
[48 empty] | 2017-01-26 14:00 | 1 | 26 | 14 | 806.2414 | 81.44% | 2016-12-26 13:00 | 12 | 26 | 13 | 12 | 26 | 13 | 29.53 | 29.53 | 0 | 29.53 | 29.53 | 0
[48 empty] | 2017-01-26 15:00 | 1 | 26 | 15 | 751.4653 | 75.91% | 2016-12-26 14:00 | 12 | 26 | 14 | 12 | 26 | 14 | 36.29 | 36.29 | 0 | 36.29 | 36.29 | 0
[48 empty] | 2017-01-26 16:00 | 1 | 26 | 16 | 274.651 | 27.74% | 2016-12-26 15:00 | 12 | 26 | 15 | 12 | 26 | 15 | 26.015 | 26.015 | 0 | 26.015 | 26.015 | 0
[48 empty] | 2017-01-26 17:00 | 1 | 26 | 17 | 0 | 0% | 2016-12-26 16:00 | 12 | 26 | 16 | 12 | 26 | 16 | 37.18 | 37.18 | 0 | 37.18 | 37.18 | 0
[48 empty] | 2017-01-26 18:00 | 1 | 26 | 18 | 0 | 0% | 2016-12-26 17:00 | 12 | 26 | 17 | 12 | 26 | 17 | 94.655 | 94.655 | 0 | 94.655 | 94.655 | 0
[48 empty] | 2017-01-26 19:00 | 1 | 26 | 19 | 0 | 0% | 2016-12-26 18:00 | 12 | 26 | 18 | 12 | 26 | 18 | 98.355 | 98.355 | 0 | 98.355 | 98.355 | 0
[48 empty] | 2017-01-26 20:00 | 1 | 26 | 20 | 0 | 0% | 2016-12-26 19:00 | 12 | 26 | 19 | 12 | 26 | 19 | 31.1925 | 31.1925 | 0 | 31.1925 | 31.1925 | 0
[48 empty] | 2017-01-26 21:00 | 1 | 26 | 21 | 0 | 0% | 2016-12-26 20:00 | 12 | 26 | 20 | 12 | 26 | 20 | 33.29 | 33.29 | 0 | 33.29 | 33.29 | 0
[48 empty] | 2017-01-26 22:00 | 1 | 26 | 22 | 0 | 0% | 2016-12-26 21:00 | 12 | 26 | 21 | 12 | 26 | 21 | 36.5575 | 36.5575 | 0 | 36.5575 | 36.5575 | 0
[48 empty] | 2017-01-26 23:00 | 1 | 26 | 23 | 0 | 0% | 2016-12-26 22:00 | 12 | 26 | 22 | 12 | 26 | 22 | 158.7175 | 158.7175 | 0 | 158.7175 | 158.7175 | 0
[48 empty] | 2017-01-27 | 1 | 27 | 0 | 0 | 0% | 2016-12-26 23:00 | 12 | 26 | 23 | 12 | 26 | 23 | 22.49 | 22.49 | 0 | 22.49 | 22.49 | 0
[48 empty] | 2017-01-27 01:00 | 1 | 27 | 1 | 0 | 0% | 2016-12-27 | 12 | 27 | 0 | 12 | 27 | 0 | 20.195 | 20.195 | 0 | 20.195 | 20.195 | 0
[48 empty] | 2017-01-27 02:00 | 1 | 27 | 2 | 0 | 0% | 2016-12-27 01:00 | 12 | 27 | 1 | 12 | 27 | 1 | 19.7975 | 19.7975 | 0 | 19.7975 | 19.7975 | 0
[48 empty] | 2017-01-27 03:00 | 1 | 27 | 3 | 0 | 0% | 2016-12-27 02:00 | 12 | 27 | 2 | 12 | 27 | 2 | 19.4925 | 19.4925 | 0 | 19.4925 | 19.4925 | 0
[48 empty] | 2017-01-27 04:00 | 1 | 27 | 4 | 0 | 0% | 2016-12-27 03:00 | 12 | 27 | 3 | 12 | 27 | 3 | 19.4425 | 19.4425 | 0 | 19.4425 | 19.4425 | 0
[48 empty] | 2017-01-27 05:00 | 1 | 27 | 5 | 0 | 0% | 2016-12-27 04:00 | 12 | 27 | 4 | 12 | 27 | 4 | 19.715 | 19.715 | 0 | 19.715 | 19.715 | 0
[48 empty] | 2017-01-27 06:00 | 1 | 27 | 6 | 0 | 0% | 2016-12-27 05:00 | 12 | 27 | 5 | 12 | 27 | 5 | 20.2575 | 20.2575 | 0 | 20.2575 | 20.2575 | 0
[48 empty] | 2017-01-27 07:00 | 1 | 27 | 7 | 181.1322 | 18.3% | 2016-12-27 06:00 | 12 | 27 | 6 | 12 | 27 | 6 | 20.26 | 20.26 | 0 | 20.26 | 20.26 | 0
[48 empty] | 2017-01-27 08:00 | 1 | 27 | 8 | 466.508 | 47.12% | 2016-12-27 07:00 | 12 | 27 | 7 | 12 | 27 | 7 | 21.62 | 21.62 | 0 | 21.62 | 21.62 | 0
[48 empty] | 2017-01-27 09:00 | 1 | 27 | 9 | 839.5675 | 84.8% | 2016-12-27 08:00 | 12 | 27 | 8 | 12 | 27 | 8 | 23.7375 | 23.7375 | 0 | 23.7375 | 23.7375 | 0
[48 empty] | 2017-01-27 10:00 | 1 | 27 | 10 | 820.954 | 82.92% | 2016-12-27 09:00 | 12 | 27 | 9 | 12 | 27 | 9 | 40.635 | 40.635 | 0 | 40.635 | 40.635 | 0
[48 empty] | 2017-01-27 11:00 | 1 | 27 | 11 | 746.1763 | 75.37% | 2016-12-27 10:00 | 12 | 27 | 10 | 12 | 27 | 10 | 28.8525 | 28.8525 | 0 | 28.8525 | 28.8525 | 0
[48 empty] | 2017-01-27 12:00 | 1 | 27 | 12 | 650.116 | 65.67% | 2016-12-27 11:00 | 12 | 27 | 11 | 12 | 27 | 11 | 36.2625 | 36.2625 | 0 | 36.2625 | 36.2625 | 0
[48 empty] | 2017-01-27 13:00 | 1 | 27 | 13 | 776.1361 | 78.4% | 2016-12-27 12:00 | 12 | 27 | 12 | 12 | 27 | 12 | 31.4225 | 31.4225 | 0 | 31.4225 | 31.4225 | 0
[48 empty] | 2017-01-27 14:00 | 1 | 27 | 14 | 830.5573 | 83.89% | 2016-12-27 13:00 | 12 | 27 | 13 | 12 | 27 | 13 | 33.3225 | 29.3075 | 0 | 29.38 | 32.52 | 0
[48 empty] | 2017-01-27 15:00 | 1 | 27 | 15 | 754.4999 | 76.21% | 2016-12-27 14:00 | 12 | 27 | 14 | 12 | 27 | 14 | 28.545 | 23.9425 | 0 | 24.0125 | 27.6225 | 0
[48 empty] | 2017-01-27 16:00 | 1 | 27 | 16 | 213.4453 | 21.56% | 2016-12-27 15:00 | 12 | 27 | 15 | 12 | 27 | 15 | 28.84 | 25.7475 | 0 | 25.785 | 28.2175 | 0
[48 empty] | 2017-01-27 17:00 | 1 | 27 | 17 | 0 | 0% | 2016-12-27 16:00 | 12 | 27 | 16 | 12 | 27 | 16 | 25.325 | 24.775 | 0 | 24.7825 | 25.2125 | 0
[48 empty] | 2017-01-27 18:00 | 1 | 27 | 18 | 0 | 0% | 2016-12-27 17:00 | 12 | 27 | 17 | 12 | 27 | 17 | 207.7275 | 66.87 | 0 | 68.63 | 178.5425 | 0
[48 empty] | 2017-01-27 19:00 | 1 | 27 | 19 | 0 | 0% | 2016-12-27 18:00 | 12 | 27 | 18 | 12 | 27 | 18 | 25.59 | 22.7 | 0 | 22.7325 | 25.3475 | 0
[48 empty] | 2017-01-27 20:00 | 1 | 27 | 20 | 0 | 0% | 2016-12-27 19:00 | 12 | 27 | 19 | 12 | 27 | 19 | 22.2825 | 20.5875 | 0 | 20.64 | 22.1325 | 0
[48 empty] | 2017-01-27 21:00 | 1 | 27 | 21 | 0 | 0% | 2016-12-27 20:00 | 12 | 27 | 20 | 12 | 27 | 20 | 20.955 | 19.8625 | 0 | 19.9325 | 20.7175 | 0
[48 empty] | 2017-01-27 22:00 | 1 | 27 | 22 | 0 | 0% | 2016-12-27 21:00 | 12 | 27 | 21 | 12 | 27 | 21 | 20.33 | 18.9675 | 0 | 19.045 | 20.0375 | 0
[48 empty] | 2017-01-27 23:00 | 1 | 27 | 23 | 0 | 0% | 2016-12-27 22:00 | 12 | 27 | 22 | 12 | 27 | 22 | 18.64 | 18.2925 | 0 | 18.3125 | 18.5625 | 0
[48 empty] | 2017-01-28 | 1 | 28 | 0 | 0 | 0% | 2016-12-27 23:00 | 12 | 27 | 23 | 12 | 27 | 23 | 15.5875 | 15.1575 | 0 | 15.1875 | 15.495 | 0
[48 empty] | 2017-01-28 01:00 | 1 | 28 | 1 | 0 | 0% | 2016-12-28 | 12 | 28 | 0 | 12 | 28 | 0 | 14.7575 | 14.0275 | 0 | 14.0275 | 14.8275 | 0
[48 empty] | 2017-01-28 02:00 | 1 | 28 | 2 | 0 | 0% | 2016-12-28 01:00 | 12 | 28 | 1 | 12 | 28 | 1 | 5.6825 | 5.6825 | 0 | 5.6825 | 5.6825 | 0
[48 empty] | 2017-01-28 03:00 | 1 | 28 | 3 | 0 | 0% | 2016-12-28 02:00 | 12 | 28 | 2 | 12 | 28 | 2 | 2.765 | 2.785 | 0 | 2.785 | 2.7425 | 0
[48 empty] | 2017-01-28 04:00 | 1 | 28 | 4 | 0 | 0% | 2016-12-28 03:00 | 12 | 28 | 3 | 12 | 28 | 3 | 3.4675 | 3.5725 | 0 | 3.57 | 3.3625 | 0
[48 empty] | 2017-01-28 05:00 | 1 | 28 | 5 | 0 | 0% | 2016-12-28 04:00 | 12 | 28 | 4 | 12 | 28 | 4 | 12.655 | 12.655 | 0 | 12.655 | 12.655 | 0
[48 empty] | 2017-01-28 06:00 | 1 | 28 | 6 | 0 | 0% | 2016-12-28 05:00 | 12 | 28 | 5 | 12 | 28 | 5 | 14.74 | 14.74 | 0 | 14.74 | 14.74 | 0
[48 empty] | 2017-01-28 07:00 | 1 | 28 | 7 | 238.6647 | 24.11% | 2016-12-28 06:00 | 12 | 28 | 6 | 12 | 28 | 6 | 17.04 | 17.04 | 0 | 17.04 | 17.04 | 0
[48 empty] | 2017-01-28 08:00 | 1 | 28 | 8 | 815.3511 | 82.36% | 2016-12-28 07:00 | 12 | 28 | 7 | 12 | 28 | 7 | 17.1575 | 17.2525 | 0 | 17.25 | 17.0575 | 0
[48 empty] | 2017-01-28 09:00 | 1 | 28 | 9 | 863.277 | 87.2% | 2016-12-28 08:00 | 12 | 28 | 8 | 12 | 28 | 8 | 17.9825 | 18.325 | 0 | 18.315 | 17.64 | 0
[48 empty] | 2017-01-28 10:00 | 1 | 28 | 10 | 817.006 | 82.53% | 2016-12-28 09:00 | 12 | 28 | 9 | 12 | 28 | 9 | 19.1575 | 19.1575 | 0 | 19.1575 | 19.1575 | 0
[48 empty] | 2017-01-28 11:00 | 1 | 28 | 11 | 746.7105 | 75.43% | 2016-12-28 10:00 | 12 | 28 | 10 | 12 | 28 | 10 | 19.89 | 19.89 | 0 | 19.89 | 19.89 | 0
[48 empty] | 2017-01-28 12:00 | 1 | 28 | 12 | 453.7037 | 45.83% | 2016-12-28 11:00 | 12 | 28 | 11 | 12 | 28 | 11 | 20.76 | 20.76 | 0 | 20.76 | 20.76 | 0
[48 empty] | 2017-01-28 13:00 | 1 | 28 | 13 | 771.4104 | 77.92% | 2016-12-28 12:00 | 12 | 28 | 12 | 12 | 28 | 12 | 21.5225 | 21.5225 | 0 | 21.5225 | 21.5225 | 0
[48 empty] | 2017-01-28 14:00 | 1 | 28 | 14 | 831.3703 | 83.98% | 2016-12-28 13:00 | 12 | 28 | 13 | 12 | 28 | 13 | 23.33 | 23.5375 | 0 | 23.5325 | 23.125 | 0
[48 empty] | 2017-01-28 15:00 | 1 | 28 | 15 | 774.0863 | 78.19% | 2016-12-28 14:00 | 12 | 28 | 14 | 12 | 28 | 14 | 27.9775 | 28.0775 | 0 | 28.075 | 27.875 | 0
[48 empty] | 2017-01-28 16:00 | 1 | 28 | 16 | 292.9731 | 29.59% | 2016-12-28 15:00 | 12 | 28 | 15 | 12 | 28 | 15 | 27.4275 | 27.4275 | 0 | 27.4275 | 27.4275 | 0
[48 empty] | 2017-01-28 17:00 | 1 | 28 | 17 | 0 | 0% | 2016-12-28 16:00 | 12 | 28 | 16 | 12 | 28 | 16 | 29.14 | 29.14 | 0 | 29.14 | 29.14 | 0
[48 empty] | 2017-01-28 18:00 | 1 | 28 | 18 | 0 | 0% | 2016-12-28 17:00 | 12 | 28 | 17 | 12 | 28 | 17 | 27.235 | 27.235 | 0 | 27.235 | 27.235 | 0
[48 empty] | 2017-01-28 19:00 | 1 | 28 | 19 | 0 | 0% | 2016-12-28 18:00 | 12 | 28 | 18 | 12 | 28 | 18 | 25.6675 | 25.6675 | 0 | 25.6675 | 25.6675 | 0
[48 empty] | 2017-01-28 20:00 | 1 | 28 | 20 | 0 | 0% | 2016-12-28 19:00 | 12 | 28 | 19 | 12 | 28 | 19 | 22.0775 | 22.0775 | 0 | 22.0775 | 22.0775 | 0
[48 empty] | 2017-01-28 21:00 | 1 | 28 | 21 | 0 | 0% | 2016-12-28 20:00 | 12 | 28 | 20 | 12 | 28 | 20 | 21.8825 | 21.8825 | 0 | 21.8825 | 21.8825 | 0
[48 empty] | 2017-01-28 22:00 | 1 | 28 | 22 | 0 | 0% | 2016-12-28 21:00 | 12 | 28 | 21 | 12 | 28 | 21 | 20.18 | 19.9875 | 0 | 20 | 20.14 | 0
[48 empty] | 2017-01-28 23:00 | 1 | 28 | 23 | 0 | 0% | 2016-12-28 22:00 | 12 | 28 | 22 | 12 | 28 | 22 | 19.7375 | 19.7375 | 0 | 19.7375 | 19.7375 | 0
[48 empty] | 2017-01-29 | 1 | 29 | 0 | 0 | 0% | 2016-12-28 23:00 | 12 | 28 | 23 | 12 | 28 | 23 | 18.2625 | 18.2625 | 0 | 18.2625 | 18.2625 | 0
[48 empty] | 2017-01-29 01:00 | 1 | 29 | 1 | 0 | 0% | 2016-12-29 | 12 | 29 | 0 | 12 | 29 | 0 | 16.4575 | 16.6425 | 0 | 16.635 | 16.28 | 0
[48 empty] | 2017-01-29 02:00 | 1 | 29 | 2 | 0 | 0% | 2016-12-29 01:00 | 12 | 29 | 1 | 12 | 29 | 1 | 15.5625 | 15.9275 | 0 | 15.9125 | 15.205 | 0
[48 empty] | 2017-01-29 03:00 | 1 | 29 | 3 | 0 | 0% | 2016-12-29 02:00 | 12 | 29 | 2 | 12 | 29 | 2 | 8.925 | 9.175 | 0 | 9.1625 | 8.6825 | 0
[48 empty] | 2017-01-29 04:00 | 1 | 29 | 4 | 0 | 0% | 2016-12-29 03:00 | 12 | 29 | 3 | 12 | 29 | 3 | 3.915 | 4.0725 | 0 | 4.0675 | 3.7525 | 0
[48 empty] | 2017-01-29 05:00 | 1 | 29 | 5 | 0 | 0% | 2016-12-29 04:00 | 12 | 29 | 4 | 12 | 29 | 4 | 5.3025 | 5.485 | 0 | 5.48 | 5.1075 | 0
[48 empty] | 2017-01-29 06:00 | 1 | 29 | 6 | 0 | 0% | 2016-12-29 05:00 | 12 | 29 | 5 | 12 | 29 | 5 | 15.1175 | 15.475 | 0 | 15.47 | 14.73 | 0
[48 empty] | 2017-01-29 07:00 | 1 | 29 | 7 | 274.1563 | 27.69% | 2016-12-29 06:00 | 12 | 29 | 6 | 12 | 29 | 6 | 17.7125 | 18.1175 | 0 | 18.115 | 17.27 | 0
[48 empty] | 2017-01-29 08:00 | 1 | 29 | 8 | 819.5815 | 82.79% | 2016-12-29 07:00 | 12 | 29 | 7 | 12 | 29 | 7 | 18.5975 | 19.0175 | 0 | 19.01 | 18.1275 | 0
[48 empty] | 2017-01-29 09:00 | 1 | 29 | 9 | 862.0822 | 87.08% | 2016-12-29 08:00 | 12 | 29 | 8 | 12 | 29 | 8 | 18.7775 | 19.1975 | 0 | 19.195 | 18.3025 | 0
[48 empty] | 2017-01-29 10:00 | 1 | 29 | 10 | 820.3212 | 82.86% | 2016-12-29 09:00 | 12 | 29 | 9 | 12 | 29 | 9 | 19.185 | 19.6175 | 0 | 19.61 | 18.705 | 0
[48 empty] | 2017-01-29 11:00 | 1 | 29 | 11 | 747.6923 | 75.52% | 2016-12-29 10:00 | 12 | 29 | 10 | 12 | 29 | 10 | 19.2875 | 19.29 | 0 | 19.29 | 19.285 | 0
[48 empty] | 2017-01-29 12:00 | 1 | 29 | 12 | 748.5612 | 75.61% | 2016-12-29 11:00 | 12 | 29 | 11 | 12 | 29 | 11 | 18.61 | 18.61 | 0 | 18.61 | 18.61 | 0
[48 empty] | 2017-01-29 13:00 | 1 | 29 | 13 | 788.3963 | 79.64% | 2016-12-29 12:00 | 12 | 29 | 12 | 12 | 29 | 12 | 18.7775 | 18.84 | 0 | 18.84 | 18.7025 | 0
[48 empty] | 2017-01-29 14:00 | 1 | 29 | 14 | 845.6633 | 85.42% | 2016-12-29 13:00 | 12 | 29 | 13 | 12 | 29 | 13 | 19.445 | 19.445 | 0 | 19.445 | 19.445 | 0
[48 empty] | 2017-01-29 15:00 | 1 | 29 | 15 | 790.125 | 79.81% | 2016-12-29 14:00 | 12 | 29 | 14 | 12 | 29 | 14 | 19.7525 | 19.7525 | 0 | 19.7525 | 19.7525 | 0
[48 empty] | 2017-01-29 16:00 | 1 | 29 | 16 | 305.5337 | 30.86% | 2016-12-29 15:00 | 12 | 29 | 15 | 12 | 29 | 15 | 19.8075 | 19.845 | 0 | 19.8475 | 19.8475 | 0
[48 empty] | 2017-01-29 17:00 | 1 | 29 | 17 | 0 | 0% | 2016-12-29 16:00 | 12 | 29 | 16 | 12 | 29 | 16 | 20.2875 | 20.49 | 0 | 20.49 | 20.495 | 0
[48 empty] | 2017-01-29 18:00 | 1 | 29 | 18 | 0 | 0% | 2016-12-29 17:00 | 12 | 29 | 17 | 12 | 29 | 17 | 24.6975 | 24.6975 | 0 | 24.6975 | 24.6975 | 0
[48 empty] | 2017-01-29 19:00 | 1 | 29 | 19 | 0 | 0% | 2016-12-29 18:00 | 12 | 29 | 18 | 12 | 29 | 18 | 26.7275 | 26.7275 | 0 | 26.7275 | 26.7275 | 0
[48 empty] | 2017-01-29 20:00 | 1 | 29 | 20 | 0 | 0% | 2016-12-29 19:00 | 12 | 29 | 19 | 12 | 29 | 19 | 24.295 | 24.295 | 0 | 24.295 | 24.295 | 0
[48 empty] | 2017-01-29 21:00 | 1 | 29 | 21 | 0 | 0% | 2016-12-29 20:00 | 12 | 29 | 20 | 12 | 29 | 20 | 25.69 | 25.69 | 0 | 25.69 | 25.69 | 0
[48 empty] | 2017-01-29 22:00 | 1 | 29 | 22 | 0 | 0% | 2016-12-29 21:00 | 12 | 29 | 21 | 12 | 29 | 21 | 23.8325 | 23.8325 | 0 | 23.8325 | 23.8325 | 0
[48 empty] | 2017-01-29 23:00 | 1 | 29 | 23 | 0 | 0% | 2016-12-29 22:00 | 12 | 29 | 22 | 12 | 29 | 22 | 26.12 | 26.12 | 0 | 26.12 | 26.12 | 0
[48 empty] | 2017-01-30 | 1 | 30 | 0 | 0 | 0% | 2016-12-29 23:00 | 12 | 29 | 23 | 12 | 29 | 23 | 22.735 | 22.735 | 0 | 22.735 | 22.735 | 0
[48 empty] | 2017-01-30 01:00 | 1 | 30 | 1 | 0 | 0% | 2016-12-30 | 12 | 30 | 0 | 12 | 30 | 0 | 21.38 | 21.38 | 0 | 21.38 | 21.38 | 0
[48 empty] | 2017-01-30 02:00 | 1 | 30 | 2 | 0 | 0% | 2016-12-30 01:00 | 12 | 30 | 1 | 12 | 30 | 1 | 20.3475 | 20.3475 | 0 | 20.3475 | 20.3475 | 0
[48 empty] | 2017-01-30 03:00 | 1 | 30 | 3 | 0 | 0% | 2016-12-30 02:00 | 12 | 30 | 2 | 12 | 30 | 2 | 19.97 | 19.97 | 0 | 19.97 | 19.97 | 0
[48 empty] | 2017-01-30 04:00 | 1 | 30 | 4 | 0 | 0% | 2016-12-30 03:00 | 12 | 30 | 3 | 12 | 30 | 3 | 19.6675 | 19.6675 | 0 | 19.6675 | 19.6675 | 0
[48 empty] | 2017-01-30 05:00 | 1 | 30 | 5 | 0 | 0% | 2016-12-30 04:00 | 12 | 30 | 4 | 12 | 30 | 4 | 19.6725 | 19.6725 | 0 | 19.6725 | 19.6725 | 0
[48 empty] | 2017-01-30 06:00 | 1 | 30 | 6 | 0 | 0% | 2016-12-30 05:00 | 12 | 30 | 5 | 12 | 30 | 5 | 19.755 | 19.755 | 0 | 19.755 | 19.755 | 0
[48 empty] | 2017-01-30 07:00 | 1 | 30 | 7 | 277.0723 | 27.99% | 2016-12-30 06:00 | 12 | 30 | 6 | 12 | 30 | 6 | 21.095 | 21.095 | 0 | 21.095 | 21.095 | 0
[48 empty] | 2017-01-30 08:00 | 1 | 30 | 8 | 822.8639 | 83.12% | 2016-12-30 07:00 | 12 | 30 | 7 | 12 | 30 | 7 | 22.235 | 22.235 | 0 | 22.235 | 22.235 | 0
[48 empty] | 2017-01-30 09:00 | 1 | 30 | 9 | 863.7019 | 87.24% | 2016-12-30 08:00 | 12 | 30 | 8 | 12 | 30 | 8 | 22.875 | 22.875 | 0 | 22.875 | 22.875 | 0
[48 empty] | 2017-01-30 10:00 | 1 | 30 | 10 | 821.6519 | 83% | 2016-12-30 09:00 | 12 | 30 | 9 | 12 | 30 | 9 | 26.6075 | 26.6075 | 0 | 26.6075 | 26.6075 | 0
[48 empty] | 2017-01-30 11:00 | 1 | 30 | 11 | 747.2057 | 75.48% | 2016-12-30 10:00 | 12 | 30 | 10 | 12 | 30 | 10 | 24.28 | 24.28 | 0 | 24.28 | 24.28 | 0
[48 empty] | 2017-01-30 12:00 | 1 | 30 | 12 | 748.6121 | 75.62% | 2016-12-30 11:00 | 12 | 30 | 11 | 12 | 30 | 11 | 20.67 | 20.67 | 0 | 20.67 | 20.67 | 0
[48 empty] | 2017-01-30 13:00 | 1 | 30 | 13 | 780.706 | 78.86% | 2016-12-30 12:00 | 12 | 30 | 12 | 12 | 30 | 12 | 19.7475 | 19.7475 | 0 | 19.7475 | 19.7475 | 0
[48 empty] | 2017-01-30 14:00 | 1 | 30 | 14 | 834.9083 | 84.33% | 2016-12-30 13:00 | 12 | 30 | 13 | 12 | 30 | 13 | 19.68 | 19.68 | 0 | 19.68 | 19.68 | 0
[48 empty] | 2017-01-30 15:00 | 1 | 30 | 15 | 783.1935 | 79.11% | 2016-12-30 14:00 | 12 | 30 | 14 | 12 | 30 | 14 | 19.59 | 19.59 | 0 | 19.59 | 19.59 | 0
[48 empty] | 2017-01-30 16:00 | 1 | 30 | 16 | 311.21 | 31.44% | 2016-12-30 15:00 | 12 | 30 | 15 | 12 | 30 | 15 | 19.42 | 19.42 | 0 | 19.42 | 19.42 | 0
[48 empty] | 2017-01-30 17:00 | 1 | 30 | 17 | 0 | 0% | 2016-12-30 16:00 | 12 | 30 | 16 | 12 | 30 | 16 | 19.3975 | 19.51 | 0 | 19.755 | 19.39 | 0
[48 empty] | 2017-01-30 18:00 | 1 | 30 | 18 | 0 | 0% | 2016-12-30 17:00 | 12 | 30 | 17 | 12 | 30 | 17 | 27.31 | 34.145 | 0 | 49.1875 | 26.8625 | 0
[48 empty] | 2017-01-30 19:00 | 1 | 30 | 19 | 0 | 0% | 2016-12-30 18:00 | 12 | 30 | 18 | 12 | 30 | 18 | 19.49 | 24.8375 | 0 | 36.585 | 19.1425 | 0
[48 empty] | 2017-01-30 20:00 | 1 | 30 | 20 | 0 | 0% | 2016-12-30 19:00 | 12 | 30 | 19 | 12 | 30 | 19 | 18.595 | 24.97 | 0 | 38.9325 | 18.185 | 0
[48 empty] | 2017-01-30 21:00 | 1 | 30 | 21 | 0 | 0% | 2016-12-30 20:00 | 12 | 30 | 20 | 12 | 30 | 20 | 18.3725 | 24.71 | 0 | 38.5925 | 17.97 | 0
[48 empty] | 2017-01-30 22:00 | 1 | 30 | 22 | 0 | 0% | 2016-12-30 21:00 | 12 | 30 | 21 | 12 | 30 | 21 | 16.8375 | 22.26 | 0 | 34.7875 | 16.5 | 0
[48 empty] | 2017-01-30 23:00 | 1 | 30 | 23 | 0 | 0% | 2016-12-30 22:00 | 12 | 30 | 22 | 12 | 30 | 22 | 16.3425 | 19.17 | 0 | 28.5325 | 16.1625 | 0
[48 empty] | 2017-01-31 | 1 | 31 | 0 | 0 | 0% | 2016-12-30 23:00 | 12 | 30 | 23 | 12 | 30 | 23 | 17.285 | 17.87 | 0 | 19.6725 | 17.2475 | 0
[48 empty] | 2017-01-31 01:00 | 1 | 31 | 1 | 0 | 0% | 2016-12-31 | 12 | 31 | 0 | 12 | 31 | 0 | 16.7325 | 17.3375 | 0 | 17.0875 | 16.53 | 0
[48 empty] | 2017-01-31 02:00 | 1 | 31 | 2 | 0 | 0% | 2016-12-31 01:00 | 12 | 31 | 1 | 12 | 31 | 1 | 16.835 | 16.835 | 0 | 16.795 | 16.7675 | 0
[48 empty] | 2017-01-31 03:00 | 1 | 31 | 3 | 0 | 0% | 2016-12-31 02:00 | 12 | 31 | 2 | 12 | 31 | 2 | 16.7725 | 16.7725 | 0 | 16.7725 | 16.7725 | 0
[48 empty] | 2017-01-31 04:00 | 1 | 31 | 4 | 0 | 0% | 2016-12-31 03:00 | 12 | 31 | 3 | 12 | 31 | 3 | 16.3 | 16.3 | 0 | 16.3 | 16.3 | 0
[48 empty] | 2017-01-31 05:00 | 1 | 31 | 5 | 0 | 0% | 2016-12-31 04:00 | 12 | 31 | 4 | 12 | 31 | 4 | 16.88 | 16.88 | 0 | 16.88 | 16.88 | 0
[48 empty] | 2017-01-31 06:00 | 1 | 31 | 6 | 0 | 0% | 2016-12-31 05:00 | 12 | 31 | 5 | 12 | 31 | 5 | 17.38 | 17.38 | 0 | 17.38 | 17.38 | 0
[48 empty] | 2017-01-31 07:00 | 1 | 31 | 7 | 275.6725 | 27.85% | 2016-12-31 06:00 | 12 | 31 | 6 | 12 | 31 | 6 | 17.98 | 17.98 | 0 | 17.98 | 17.98 | 0
[48 empty] | 2017-01-31 08:00 | 1 | 31 | 8 | 827.9806 | 83.63% | 2016-12-31 07:00 | 12 | 31 | 7 | 12 | 31 | 7 | 18.2775 | 18.2775 | 0 | 18.2775 | 18.2775 | 0
[48 empty] | 2017-01-31 09:00 | 1 | 31 | 9 | 861.7269 | 87.04% | 2016-12-31 08:00 | 12 | 31 | 8 | 12 | 31 | 8 | 18.56 | 18.56 | 0 | 18.56 | 18.56 | 0
[48 empty] | 2017-01-31 10:00 | 1 | 31 | 10 | 811.5303 | 81.97% | 2016-12-31 09:00 | 12 | 31 | 9 | 12 | 31 | 9 | 19.535 | 19.535 | 0 | 19.535 | 19.535 | 0
[48 empty] | 2017-01-31 11:00 | 1 | 31 | 11 | 752.1312 | 75.97% | 2016-12-31 10:00 | 12 | 31 | 10 | 12 | 31 | 10 | 19.97 | 19.97 | 0 | 19.97 | 19.97 | 0
[48 empty] | 2017-01-31 12:00 | 1 | 31 | 12 | 683.1327 | 69% | 2016-12-31 11:00 | 12 | 31 | 11 | 12 | 31 | 11 | 19.89 | 19.89 | 0 | 19.89 | 19.89 | 0
[48 empty] | 2017-01-31 13:00 | 1 | 31 | 13 | 457.9846 | 46.26% | 2016-12-31 12:00 | 12 | 31 | 12 | 12 | 31 | 12 | 20.0825 | 20.0825 | 0 | 20.0825 | 20.0825 | 0
[48 empty] | 2017-01-31 14:00 | 1 | 31 | 14 | 332.3166 | 33.57% | 2016-12-31 13:00 | 12 | 31 | 13 | 12 | 31 | 13 | 20.0575 | 20.0575 | 0 | 20.0575 | 20.0575 | 0
[48 empty] | 2017-01-31 15:00 | 1 | 31 | 15 | 483.7037 | 48.86% | 2016-12-31 14:00 | 12 | 31 | 14 | 12 | 31 | 14 | 20.2975 | 20.2975 | 0 | 20.2975 | 20.2975 | 0
[48 empty] | 2017-01-31 16:00 | 1 | 31 | 16 | 93.0495 | 9.399% | 2016-12-31 15:00 | 12 | 31 | 15 | 12 | 31 | 15 | 20.6925 | 20.6925 | 0 | 20.6925 | 20.6925 | 0
[48 empty] | 2017-01-31 17:00 | 1 | 31 | 17 | 0 | 0% | 2016-12-31 16:00 | 12 | 31 | 16 | 12 | 31 | 16 | 20.825 | 20.825 | 0 | 20.825 | 20.825 | 0
[48 empty] | 2017-01-31 18:00 | 1 | 31 | 18 | 0 | 0% | 2016-12-31 17:00 | 12 | 31 | 17 | 12 | 31 | 17 | 23.84 | 23.84 | 0 | 23.84 | 23.84 | 0
[48 empty] | 2017-01-31 19:00 | 1 | 31 | 19 | 0 | 0% | 2016-12-31 18:00 | 12 | 31 | 18 | 12 | 31 | 18 | 25.66 | 25.66 | 0 | 25.66 | 25.66 | 0
[48 empty] | 2017-01-31 20:00 | 1 | 31 | 20 | 0 | 0% | 2016-12-31 19:00 | 12 | 31 | 19 | 12 | 31 | 19 | 22.1725 | 22.1725 | 0 | 22.1725 | 22.1725 | 0
[48 empty] | 2017-01-31 21:00 | 1 | 31 | 21 | 0 | 0% | 2016-12-31 20:00 | 12 | 31 | 20 | 12 | 31 | 20 | 20.56 | 20.56 | 0 | 20.56 | 20.56 | 0
[48 empty] | 2017-01-31 22:00 | 1 | 31 | 22 | 0 | 0% | 2016-12-31 21:00 | 12 | 31 | 21 | 12 | 31 | 21 | 20.1525 | 20.1525 | 0 | 20.1525 | 20.1525 | 0
[48 empty] | 2017-01-31 23:00 | 1 | 31 | 23 | 0 | 0% | 2016-12-31 22:00 | 12 | 31 | 22 | 12 | 31 | 22 | 22.165 | 22.165 | 0 | 22.165 | 22.165 | 0
[48 empty] | 2017-02-01 | 2 | 1 | 0 | 0 | 0% | 2016-12-31 23:00 | 12 | 31 | 23 | 12 | 31 | 23 | 22.345 | 22.345 | 0 | 22.345 | 22.345 | 0
[48 empty] | 2017-02-01 01:00 | 2 | 1 | 1 | 0 | 0% | 2017-01-01 | 1 | 1 | 0 | 1 | 1 | 0 | 23.3575 | 23.3575 | 0 | 23.3575 | 23.3575 | 0
[48 empty] | 2017-02-01 02:00 | 2 | 1 | 2 | 0 | 0% | 2017-01-01 01:00 | 1 | 1 | 1 | 1 | 1 | 1 | 21.465 | 21.465 | 0 | 21.465 | 21.465 | 0
[48 empty] | 2017-02-01 03:00 | 2 | 1 | 3 | 0 | 0% | 2017-01-01 02:00 | 1 | 1 | 2 | 1 | 1 | 2 | 20.735 | 20.735 | 0 | 20.735 | 20.735 | 0
[48 empty] | 2017-02-01 04:00 | 2 | 1 | 4 | 0 | 0% | 2017-01-01 03:00 | 1 | 1 | 3 | 1 | 1 | 3 | 20.27 | 20.27 | 0 | 20.27 | 20.27 | 0
[48 empty] | 2017-02-01 05:00 | 2 | 1 | 5 | 0 | 0% | 2017-01-01 04:00 | 1 | 1 | 4 | 1 | 1 | 4 | 20.12 | 20.12 | 0 | 20.12 | 20.12 | 0
[48 empty] | 2017-02-01 06:00 | 2 | 1 | 6 | 0 | 0% | 2017-01-01 05:00 | 1 | 1 | 5 | 1 | 1 | 5 | 19.7925 | 19.7925 | 0 | 19.7925 | 19.7925 | 0
[48 empty] | 2017-02-01 07:00 | 2 | 1 | 7 | 227.0944 | 22.94% | 2017-01-01 06:00 | 1 | 1 | 6 | 1 | 1 | 6 | 19.7225 | 19.7225 | 0 | 19.7225 | 19.7225 | 0
[48 empty] | 2017-02-01 08:00 | 2 | 1 | 8 | 774.2983 | 78.21% | 2017-01-01 07:00 | 1 | 1 | 7 | 1 | 1 | 7 | 19.7375 | 19.7375 | 0 | 19.7375 | 19.7375 | 0
[48 empty] | 2017-02-01 09:00 | 2 | 1 | 9 | 844.5684 | 85.31% | 2017-01-01 08:00 | 1 | 1 | 8 | 1 | 1 | 8 | 19.2625 | 19.2625 | 0 | 19.2625 | 19.2625 | 0
[48 empty] | 2017-02-01 10:00 | 2 | 1 | 10 | 805.4722 | 81.36% | 2017-01-01 09:00 | 1 | 1 | 9 | 1 | 1 | 9 | 19.8625 | 19.8625 | 0 | 19.8625 | 19.8625 | 0
[48 empty] | 2017-02-01 11:00 | 2 | 1 | 11 | 753.98 | 76.16% | 2017-01-01 10:00 | 1 | 1 | 10 | 1 | 1 | 10 | 20.385 | 20.385 | 0 | 20.385 | 20.385 | 0
[48 empty] | 2017-02-01 12:00 | 2 | 1 | 12 | 748.9995 | 75.66% | 2017-01-01 11:00 | 1 | 1 | 11 | 1 | 1 | 11 | 20.5925 | 20.5925 | 0 | 20.5925 | 20.5925 | 0
[48 empty] | 2017-02-01 13:00 | 2 | 1 | 13 | 794.2823 | 80.23% | 2017-01-01 12:00 | 1 | 1 | 12 | 1 | 1 | 12 | 19.96 | 19.96 | 0 | 19.96 | 19.96 | 0
[48 empty] | 2017-02-01 14:00 | 2 | 1 | 14 | 839.6343 | 84.81% | 2017-01-01 13:00 | 1 | 1 | 13 | 1 | 1 | 13 | 19.76 | 19.76 | 0 | 19.76 | 19.76 | 0
[48 empty] | 2017-02-01 15:00 | 2 | 1 | 15 | 785.8696 | 79.38% | 2017-01-01 14:00 | 1 | 1 | 14 | 1 | 1 | 14 | 19.56 | 19.56 | 0 | 19.56 | 19.56 | 0
[48 empty] | 2017-02-01 16:00 | 2 | 1 | 16 | 352.3763 | 35.59% | 2017-01-01 15:00 | 1 | 1 | 15 | 1 | 1 | 15 | 19.3875 | 19.3875 | 0 | 19.3875 | 19.3875 | 0
[48 empty] | 2017-02-01 17:00 | 2 | 1 | 17 | 2.6788 | 0.2706% | 2017-01-01 16:00 | 1 | 1 | 16 | 1 | 1 | 16 | 19.4625 | 19.4625 | 0 | 19.4625 | 19.4625 | 0
[48 empty] | 2017-02-01 18:00 | 2 | 1 | 18 | 0 | 0% | 2017-01-01 17:00 | 1 | 1 | 17 | 1 | 1 | 17 | 20.11 | 20.11 | 0 | 20.11 | 20.11 | 0
[48 empty] | 2017-02-01 19:00 | 2 | 1 | 19 | 0 | 0% | 2017-01-01 18:00 | 1 | 1 | 18 | 1 | 1 | 18 | 20.055 | 20.055 | 0 | 20.055 | 20.055 | 0
[48 empty] | 2017-02-01 20:00 | 2 | 1 | 20 | 0 | 0% | 2017-01-01 19:00 | 1 | 1 | 19 | 1 | 1 | 19 | 19.4375 | 19.4375 | 0 | 19.4375 | 19.4375 | 0
[48 empty] | 2017-02-01 21:00 | 2 | 1 | 21 | 0 | 0% | 2017-01-01 20:00 | 1 | 1 | 20 | 1 | 1 | 20 | 18.9725 | 18.9725 | 0 | 18.9725 | 18.9725 | 0
[48 empty] | 2017-02-01 22:00 | 2 | 1 | 22 | 0 | 0% | 2017-01-01 21:00 | 1 | 1 | 21 | 1 | 1 | 21 | 18.24 | 18.24 | 0 | 18.24 | 18.24 | 0
[48 empty] | 2017-02-01 23:00 | 2 | 1 | 23 | 0 | 0% | 2017-01-01 22:00 | 1 | 1 | 22 | 1 | 1 | 22 | 10.3675 | 10.3675 | 0 | 10.3675 | 10.3675 | 0
[48 empty] | 2017-02-02 | 2 | 2 | 0 | 0 | 0% | 2017-01-01 23:00 | 1 | 1 | 23 | 1 | 1 | 23 | 6.1575 | 6.1575 | 0 | 6.1575 | 6.1575 | 0
[48 empty] | 2017-02-02 01:00 | 2 | 2 | 1 | 0 | 0% | 2017-01-02 | 1 | 2 | 0 | 1 | 2 | 0 | 17.525 | 17.525 | 0 | 17.525 | 17.525 | 0
[48 empty] | 2017-02-02 02:00 | 2 | 2 | 2 | 0 | 0% | 2017-01-02 01:00 | 1 | 2 | 1 | 1 | 2 | 1 | 16.795 | 16.795 | 0 | 16.795 | 16.795 | 0
[48 empty] | 2017-02-02 03:00 | 2 | 2 | 3 | 0 | 0% | 2017-01-02 02:00 | 1 | 2 | 2 | 1 | 2 | 2 | 16.91 | 16.91 | 0 | 16.91 | 16.91 | 0
[48 empty] | 2017-02-02 04:00 | 2 | 2 | 4 | 0 | 0% | 2017-01-02 03:00 | 1 | 2 | 3 | 1 | 2 | 3 | 3.85 | 3.85 | 0 | 3.85 | 3.85 | 0
[48 empty] | 2017-02-02 05:00 | 2 | 2 | 5 | 0 | 0% | 2017-01-02 04:00 | 1 | 2 | 4 | 1 | 2 | 4 | 9.8875 | 9.8875 | 0 | 9.8875 | 9.8875 | 0
[48 empty] | 2017-02-02 06:00 | 2 | 2 | 6 | 0 | 0% | 2017-01-02 05:00 | 1 | 2 | 5 | 1 | 2 | 5 | 10.6825 | 10.6825 | 0 | 10.6825 | 10.6825 | 0
[48 empty] | 2017-02-02 07:00 | 2 | 2 | 7 | 205.9859 | 20.81% | 2017-01-02 06:00 | 1 | 2 | 6 | 1 | 2 | 6 | 17.19 | 17.19 | 0 | 17.19 | 17.19 | 0
[48 empty] | 2017-02-02 08:00 | 2 | 2 | 8 | 652.5204 | 65.91% | 2017-01-02 07:00 | 1 | 2 | 7 | 1 | 2 | 7 | 18.165 | 18.165 | 0 | 18.165 | 18.165 | 0
[48 empty] | 2017-02-02 09:00 | 2 | 2 | 9 | 791.1693 | 79.92% | 2017-01-02 08:00 | 1 | 2 | 8 | 1 | 2 | 8 | 18.515 | 18.515 | 0 | 18.515 | 18.515 | 0
[48 empty] | 2017-02-02 10:00 | 2 | 2 | 10 | 683.3726 | 69.03% | 2017-01-02 09:00 | 1 | 2 | 9 | 1 | 2 | 9 | 19.46 | 19.46 | 0 | 19.46 | 19.46 | 0
[48 empty] | 2017-02-02 11:00 | 2 | 2 | 11 | 647.4982 | 65.4% | 2017-01-02 10:00 | 1 | 2 | 10 | 1 | 2 | 10 | 19.8075 | 19.8075 | 0 | 19.8075 | 19.8075 | 0
[48 empty] | 2017-02-02 12:00 | 2 | 2 | 12 | 545.6434 | 55.12% | 2017-01-02 11:00 | 1 | 2 | 11 | 1 | 2 | 11 | 19.825 | 19.825 | 0 | 19.825 | 19.825 | 0
[48 empty] | 2017-02-02 13:00 | 2 | 2 | 13 | 604.0528 | 61.02% | 2017-01-02 12:00 | 1 | 2 | 12 | 1 | 2 | 12 | 19.935 | 19.935 | 0 | 19.935 | 19.935 | 0
[48 empty] | 2017-02-02 14:00 | 2 | 2 | 14 | 582.1905 | 58.81% | 2017-01-02 13:00 | 1 | 2 | 13 | 1 | 2 | 13 | 19.8475 | 19.8475 | 0 | 19.8475 | 19.8475 | 0
[48 empty] | 2017-02-02 15:00 | 2 | 2 | 15 | 667.9237 | 67.47% | 2017-01-02 14:00 | 1 | 2 | 14 | 1 | 2 | 14 | 20.1025 | 20.03 | 0 | 20.035 | 20.085 | 0
[48 empty] | 2017-02-02 16:00 | 2 | 2 | 16 | 280.8831 | 28.37% | 2017-01-02 15:00 | 1 | 2 | 15 | 1 | 2 | 15 | 21.1525 | 21.15 | 0 | 21.15 | 21.1525 | 0
[48 empty] | 2017-02-02 17:00 | 2 | 2 | 17 | 1.9627 | 0.1983% | 2017-01-02 16:00 | 1 | 2 | 16 | 1 | 2 | 16 | 21.9825 | 21.9825 | 0 | 21.9825 | 21.9825 | 0
[48 empty] | 2017-02-02 18:00 | 2 | 2 | 18 | 0 | 0% | 2017-01-02 17:00 | 1 | 2 | 17 | 1 | 2 | 17 | 66.3325 | 66.3325 | 0 | 66.3325 | 66.3325 | 0
[48 empty] | 2017-02-02 19:00 | 2 | 2 | 19 | 0 | 0% | 2017-01-02 18:00 | 1 | 2 | 18 | 1 | 2 | 18 | 24.5 | 24.4875 | 0 | 24.49 | 24.495 | 0
[48 empty] | 2017-02-02 20:00 | 2 | 2 | 20 | 0 | 0% | 2017-01-02 19:00 | 1 | 2 | 19 | 1 | 2 | 19 | 21.7575 | 21.7575 | 0 | 21.7575 | 21.7575 | 0
[48 empty] | 2017-02-02 21:00 | 2 | 2 | 21 | 0 | 0% | 2017-01-02 20:00 | 1 | 2 | 20 | 1 | 2 | 20 | 20.8825 | 20.8825 | 0 | 20.8825 | 20.8825 | 0
[48 empty] | 2017-02-02 22:00 | 2 | 2 | 22 | 0 | 0% | 2017-01-02 21:00 | 1 | 2 | 21 | 1 | 2 | 21 | 20.0225 | 20.0225 | 0 | 20.0225 | 20.0225 | 0
[48 empty] | 2017-02-02 23:00 | 2 | 2 | 23 | 0 | 0% | 2017-01-02 22:00 | 1 | 2 | 22 | 1 | 2 | 22 | 19.4525 | 19.4525 | 0 | 19.4525 | 19.4525 | 0
[48 empty] | 2017-02-03 | 2 | 3 | 0 | 0 | 0% | 2017-01-02 23:00 | 1 | 2 | 23 | 1 | 2 | 23 | 18.0625 | 18.0625 | 0 | 18.0625 | 18.0625 | 0
[48 empty] | 2017-02-03 01:00 | 2 | 3 | 1 | 0 | 0% | 2017-01-03 | 1 | 3 | 0 | 1 | 3 | 0 | 14.34 | 14.34 | 0 | 14.34 | 14.34 | 0
[48 empty] | 2017-02-03 02:00 | 2 | 3 | 2 | 0 | 0% | 2017-01-03 01:00 | 1 | 3 | 1 | 1 | 3 | 1 | 16.905 | 16.905 | 0 | 16.905 | 16.905 | 0
[48 empty] | 2017-02-03 03:00 | 2 | 3 | 3 | 0 | 0% | 2017-01-03 02:00 | 1 | 3 | 2 | 1 | 3 | 2 | 8.7225 | 8.7225 | 0 | 8.7225 | 8.7225 | 0
[48 empty] | 2017-02-03 04:00 | 2 | 3 | 4 | 0 | 0% | 2017-01-03 03:00 | 1 | 3 | 3 | 1 | 3 | 3 | 13.55 | 13.55 | 0 | 13.55 | 13.55 | 0
[48 empty] | 2017-02-03 05:00 | 2 | 3 | 5 | 0 | 0% | 2017-01-03 04:00 | 1 | 3 | 4 | 1 | 3 | 4 | 18.3225 | 18.3225 | 0 | 18.3225 | 18.3225 | 0
[48 empty] | 2017-02-03 06:00 | 2 | 3 | 6 | 0 | 0% | 2017-01-03 05:00 | 1 | 3 | 5 | 1 | 3 | 5 | 19.4025 | 19.4025 | 0 | 19.4025 | 19.4025 | 0
[48 empty] | 2017-02-03 07:00 | 2 | 3 | 7 | 210.0384 | 21.22% | 2017-01-03 06:00 | 1 | 3 | 6 | 1 | 3 | 6 | 22.08 | 22.08 | 0 | 22.08 | 22.08 | 0
[48 empty] | 2017-02-03 08:00 | 2 | 3 | 8 | 514.3481 | 51.95% | 2017-01-03 07:00 | 1 | 3 | 7 | 1 | 3 | 7 | 37.8075 | 23.0425 | 0 | 23.17 | 27.2525 | 0
[48 empty] | 2017-02-03 09:00 | 2 | 3 | 9 | 220.5844 | 22.28% | 2017-01-03 08:00 | 1 | 3 | 8 | 1 | 3 | 8 | 35.6975 | 23.5375 | 0 | 23.605 | 28.1425 | 0
[48 empty] | 2017-02-03 10:00 | 2 | 3 | 10 | 299.3305 | 30.24% | 2017-01-03 09:00 | 1 | 3 | 9 | 1 | 3 | 9 | 22.495 | 20.405 | 0 | 20.425 | 21 | 0
[48 empty] | 2017-02-03 11:00 | 2 | 3 | 11 | 696.0646 | 70.31% | 2017-01-03 10:00 | 1 | 3 | 10 | 1 | 3 | 10 | 21.5375 | 21.43 | 0 | 21.4275 | 21.5275 | 0
[48 empty] | 2017-02-03 12:00 | 2 | 3 | 12 | 697.7509 | 70.48% | 2017-01-03 11:00 | 1 | 3 | 11 | 1 | 3 | 11 | 46.3475 | 23.4675 | 0 | 23.53 | 35.49 | 0
[48 empty] | 2017-02-03 13:00 | 2 | 3 | 13 | 755.5439 | 76.32% | 2017-01-03 12:00 | 1 | 3 | 12 | 1 | 3 | 12 | 44.3825 | 24.4275 | 0 | 24.4875 | 34.855 | 0
[48 empty] | 2017-02-03 14:00 | 2 | 3 | 14 | 761.4626 | 76.92% | 2017-01-03 13:00 | 1 | 3 | 13 | 1 | 3 | 13 | 56.46 | 28.855 | 0 | 28.9675 | 41.87 | 0
[48 empty] | 2017-02-03 15:00 | 2 | 3 | 15 | 723.5071 | 73.08% | 2017-01-03 14:00 | 1 | 3 | 14 | 1 | 3 | 14 | 50.6925 | 28.7775 | 0 | 28.87 | 39.24 | 0
[48 empty] | 2017-02-03 16:00 | 2 | 3 | 16 | 325.8633 | 32.92% | 2017-01-03 15:00 | 1 | 3 | 15 | 1 | 3 | 15 | 40.61 | 28.235 | 0 | 28.3125 | 32.8725 | 0
[48 empty] | 2017-02-03 17:00 | 2 | 3 | 17 | 1.1555 | 0.1167% | 2017-01-03 16:00 | 1 | 3 | 16 | 1 | 3 | 16 | 34.995 | 29.135 | 0 | 29.1825 | 30.7175 | 0
[48 empty] | 2017-02-03 18:00 | 2 | 3 | 18 | 0 | 0% | 2017-01-03 17:00 | 1 | 3 | 17 | 1 | 3 | 17 | 262.88 | 262.88 | 0 | 262.88 | 262.88 | 0
[48 empty] | 2017-02-03 19:00 | 2 | 3 | 19 | 0 | 0% | 2017-01-03 18:00 | 1 | 3 | 18 | 1 | 3 | 18 | 51.865 | 51.865 | 0 | 51.865 | 51.865 | 0
[48 empty] | 2017-02-03 20:00 | 2 | 3 | 20 | 0 | 0% | 2017-01-03 19:00 | 1 | 3 | 19 | 1 | 3 | 19 | 28.1975 | 28.1975 | 0 | 28.1975 | 28.1975 | 0
[48 empty] | 2017-02-03 21:00 | 2 | 3 | 21 | 0 | 0% | 2017-01-03 20:00 | 1 | 3 | 20 | 1 | 3 | 20 | 123.1925 | 123.1925 | 0 | 123.1925 | 123.1925 | 0
[48 empty] | 2017-02-03 22:00 | 2 | 3 | 22 | 0 | 0% | 2017-01-03 21:00 | 1 | 3 | 21 | 1 | 3 | 21 | 26.1575 | 26.1575 | 0 | 26.1575 | 26.1575 | 0
[48 empty] | 2017-02-03 23:00 | 2 | 3 | 23 | 0 | 0% | 2017-01-03 22:00 | 1 | 3 | 22 | 1 | 3 | 22 | 25.9125 | 25.9125 | 0 | 25.9125 | 25.9125 | 0
[48 empty] | 2017-02-04 | 2 | 4 | 0 | 0 | 0% | 2017-01-03 23:00 | 1 | 3 | 23 | 1 | 3 | 23 | 36.455 | 36.455 | 0 | 36.455 | 36.455 | 0
[48 empty] | 2017-02-04 01:00 | 2 | 4 | 1 | 0 | 0% | 2017-01-04 | 1 | 4 | 0 | 1 | 4 | 0 | 92.51 | 92.51 | 0 | 92.51 | 92.51 | 0
[48 empty] | 2017-02-04 02:00 | 2 | 4 | 2 | 0 | 0% | 2017-01-04 01:00 | 1 | 4 | 1 | 1 | 4 | 1 | 28.0575 | 28.0575 | 0 | 28.0575 | 28.0575 | 0
[48 empty] | 2017-02-04 03:00 | 2 | 4 | 3 | 0 | 0% | 2017-01-04 02:00 | 1 | 4 | 2 | 1 | 4 | 2 | 27.9475 | 27.9475 | 0 | 27.9475 | 27.9475 | 0
[48 empty] | 2017-02-04 04:00 | 2 | 4 | 4 | 0 | 0% | 2017-01-04 03:00 | 1 | 4 | 3 | 1 | 4 | 3 | 26.435 | 26.5175 | 0 | 26.52 | 26.32 | 0
[48 empty] | 2017-02-04 05:00 | 2 | 4 | 5 | 0 | 0% | 2017-01-04 04:00 | 1 | 4 | 4 | 1 | 4 | 4 | 23.575 | 23.575 | 0 | 23.575 | 23.575 | 0
[48 empty] | 2017-02-04 06:00 | 2 | 4 | 6 | 0 | 0% | 2017-01-04 05:00 | 1 | 4 | 5 | 1 | 4 | 5 | 21.7325 | 22.015 | 0 | 22.0175 | 22.035 | 0
[48 empty] | 2017-02-04 07:00 | 2 | 4 | 7 | 268.0723 | 27.08% | 2017-01-04 06:00 | 1 | 4 | 6 | 1 | 4 | 6 | 27.9725 | 28.0175 | 0 | 28.0175 | 28.02 | 0
[48 empty] | 2017-02-04 08:00 | 2 | 4 | 8 | 820.3164 | 82.86% | 2017-01-04 07:00 | 1 | 4 | 7 | 1 | 4 | 7 | 59.16 | 59.16 | 0 | 59.16 | 59.16 | 0
[48 empty] | 2017-02-04 09:00 | 2 | 4 | 9 | 879.4306 | 88.83% | 2017-01-04 08:00 | 1 | 4 | 8 | 1 | 4 | 8 | 84.1525 | 84.1525 | 0 | 84.1525 | 84.1525 | 0
[48 empty] | 2017-02-04 10:00 | 2 | 4 | 10 | 791.0028 | 79.9% | 2017-01-04 09:00 | 1 | 4 | 9 | 1 | 4 | 9 | 32.1475 | 32.1725 | 0 | 32.1725 | 32.15 | 0
[48 empty] | 2017-02-04 11:00 | 2 | 4 | 11 | 505.1993 | 51.03% | 2017-01-04 10:00 | 1 | 4 | 10 | 1 | 4 | 10 | 31.4275 | 31.475 | 0 | 31.475 | 31.43 | 0
[48 empty] | 2017-02-04 12:00 | 2 | 4 | 12 | 769.4862 | 77.73% | 2017-01-04 11:00 | 1 | 4 | 11 | 1 | 4 | 11 | 34.41 | 34.545 | 0 | 34.5475 | 34.4225 | 0
[48 empty] | 2017-02-04 13:00 | 2 | 4 | 13 | 806.4183 | 81.46% | 2017-01-04 12:00 | 1 | 4 | 12 | 1 | 4 | 12 | 27.91 | 27.91 | 0 | 27.91 | 27.91 | 0
[48 empty] | 2017-02-04 14:00 | 2 | 4 | 14 | 851.4929 | 86.01% | 2017-01-04 13:00 | 1 | 4 | 13 | 1 | 4 | 13 | 35.235 | 29.0775 | 0 | 29.1825 | 34.0825 | 0
[48 empty] | 2017-02-04 15:00 | 2 | 4 | 15 | 799.9241 | 80.8% | 2017-01-04 14:00 | 1 | 4 | 14 | 1 | 4 | 14 | 33.2025 | 27.005 | 0 | 27.105 | 32.0425 | 0
[48 empty] | 2017-02-04 16:00 | 2 | 4 | 16 | 392.1108 | 39.61% | 2017-01-04 15:00 | 1 | 4 | 15 | 1 | 4 | 15 | 26.095 | 23.525 | 0 | 23.5675 | 25.5975 | 0
[48 empty] | 2017-02-04 17:00 | 2 | 4 | 17 | 6.0655 | 0.6127% | 2017-01-04 16:00 | 1 | 4 | 16 | 1 | 4 | 16 | 22.685 | 22.685 | 0 | 22.685 | 22.685 | 0
[48 empty] | 2017-02-04 18:00 | 2 | 4 | 18 | 0 | 0% | 2017-01-04 17:00 | 1 | 4 | 17 | 1 | 4 | 17 | 26.4025 | 26.4025 | 0 | 26.4025 | 26.4025 | 0
[48 empty] | 2017-02-04 19:00 | 2 | 4 | 19 | 0 | 0% | 2017-01-04 18:00 | 1 | 4 | 18 | 1 | 4 | 18 | 25.7975 | 25.7975 | 0 | 25.7975 | 25.7975 | 0
[48 empty] | 2017-02-04 20:00 | 2 | 4 | 20 | 0 | 0% | 2017-01-04 19:00 | 1 | 4 | 19 | 1 | 4 | 19 | 19.49 | 26.0075 | 0 | 40.0575 | 19.0525 | 0
[48 empty] | 2017-02-04 21:00 | 2 | 4 | 21 | 0 | 0% | 2017-01-04 20:00 | 1 | 4 | 20 | 1 | 4 | 20 | 20.4475 | 28.6175 | 0 | 45.84 | 19.91 | 0
[48 empty] | 2017-02-04 22:00 | 2 | 4 | 22 | 0 | 0% | 2017-01-04 21:00 | 1 | 4 | 21 | 1 | 4 | 21 | 20.0875 | 25.8225 | 0 | 40.84 | 19.5075 | 0
[48 empty] | 2017-02-04 23:00 | 2 | 4 | 23 | 0 | 0% | 2017-01-04 22:00 | 1 | 4 | 22 | 1 | 4 | 22 | 22.0225 | 26.235 | 0 | 35.0325 | 21.735 | 0
[48 empty] | 2017-02-05 | 2 | 5 | 0 | 0 | 0% | 2017-01-04 23:00 | 1 | 4 | 23 | 1 | 4 | 23 | 18.9025 | 20.915 | 0 | 25.0825 | 18.7625 | 0
[48 empty] | 2017-02-05 01:00 | 2 | 5 | 1 | 0 | 0% | 2017-01-05 | 1 | 5 | 0 | 1 | 5 | 0 | 19.4525 | 20.18 | 0 | 21.685 | 19.3975 | 0
[48 empty] | 2017-02-05 02:00 | 2 | 5 | 2 | 0 | 0% | 2017-01-05 01:00 | 1 | 5 | 1 | 1 | 5 | 1 | 19.9525 | 20.0725 | 0 | 20.315 | 19.945 | 0
[48 empty] | 2017-02-05 03:00 | 2 | 5 | 3 | 0 | 0% | 2017-01-05 02:00 | 1 | 5 | 2 | 1 | 5 | 2 | 20.1425 | 20.1425 | 0 | 20.1425 | 20.1425 | 0
[48 empty] | 2017-02-05 04:00 | 2 | 5 | 4 | 0 | 0% | 2017-01-05 03:00 | 1 | 5 | 3 | 1 | 5 | 3 | 20.0225 | 20.1625 | 0 | 20.1675 | 19.8175 | 0
[48 empty] | 2017-02-05 05:00 | 2 | 5 | 5 | 0 | 0% | 2017-01-05 04:00 | 1 | 5 | 4 | 1 | 5 | 4 | 21.205 | 21.5725 | 0 | 21.5825 | 20.66 | 0
[48 empty] | 2017-02-05 06:00 | 2 | 5 | 6 | 0 | 0% | 2017-01-05 05:00 | 1 | 5 | 5 | 1 | 5 | 5 | 21.48 | 21.65 | 0 | 21.6525 | 21.22 | 0
[48 empty] | 2017-02-05 07:00 | 2 | 5 | 7 | 259.8287 | 26.25% | 2017-01-05 06:00 | 1 | 5 | 6 | 1 | 5 | 6 | 22.9125 | 22.9125 | 0 | 22.9125 | 22.9125 | 0
[48 empty] | 2017-02-05 08:00 | 2 | 5 | 8 | 786.9342 | 79.49% | 2017-01-05 07:00 | 1 | 5 | 7 | 1 | 5 | 7 | 23.61 | 23.625 | 0 | 23.6575 | 23.6075 | 0
[48 empty] | 2017-02-05 09:00 | 2 | 5 | 9 | 869.1826 | 87.8% | 2017-01-05 08:00 | 1 | 5 | 8 | 1 | 5 | 8 | 22.4025 | 22.4025 | 0 | 22.4025 | 22.4025 | 0
[48 empty] | 2017-02-05 10:00 | 2 | 5 | 10 | 836.6671 | 84.51% | 2017-01-05 09:00 | 1 | 5 | 9 | 1 | 5 | 9 | 21.2775 | 21.2775 | 0 | 21.2775 | 21.2775 | 0
[48 empty] | 2017-02-05 11:00 | 2 | 5 | 11 | 788.4247 | 79.64% | 2017-01-05 10:00 | 1 | 5 | 10 | 1 | 5 | 10 | 19.3 | 21.465 | 0 | 26.2175 | 19.155 | 0
[48 empty] | 2017-02-05 12:00 | 2 | 5 | 12 | 736.4229 | 74.39% | 2017-01-05 11:00 | 1 | 5 | 11 | 1 | 5 | 11 | 17.3375 | 21.8425 | 0 | 34.15 | 17.2775 | 0
[48 empty] | 2017-02-05 13:00 | 2 | 5 | 13 | 616.837 | 62.31% | 2017-01-05 12:00 | 1 | 5 | 12 | 1 | 5 | 12 | 19.595 | 20.565 | 0 | 23.2625 | 19.5825 | 0
[48 empty] | 2017-02-05 14:00 | 2 | 5 | 14 | 438.6301 | 44.31% | 2017-01-05 13:00 | 1 | 5 | 13 | 1 | 5 | 13 | 19.8175 | 19.6975 | 0 | 21.185 | 20.0425 | 0
[48 empty] | 2017-02-05 15:00 | 2 | 5 | 15 | 316.657 | 31.99% | 2017-01-05 14:00 | 1 | 5 | 14 | 1 | 5 | 14 | 18.325 | 19.4325 | 0 | 22.0375 | 18.2725 | 0
[48 empty] | 2017-02-05 16:00 | 2 | 5 | 16 | 202.449 | 20.45% | 2017-01-05 15:00 | 1 | 5 | 15 | 1 | 5 | 15 | 14.9175 | 20.02 | 0 | 31.4875 | 14.5875 | 0
[48 empty] | 2017-02-05 17:00 | 2 | 5 | 17 | 0 | 0% | 2017-01-05 16:00 | 1 | 5 | 16 | 1 | 5 | 16 | 16.2675 | 22.6725 | 0 | 36.9875 | 15.8375 | 0
[48 empty] | 2017-02-05 18:00 | 2 | 5 | 18 | 0 | 0% | 2017-01-05 17:00 | 1 | 5 | 17 | 1 | 5 | 17 | 18.81 | 28.9925 | 0 | 51.565 | 18.145 | 0
[48 empty] | 2017-02-05 19:00 | 2 | 5 | 19 | 0 | 0% | 2017-01-05 18:00 | 1 | 5 | 18 | 1 | 5 | 18 | 21.95 | 35 | 0 | 63.66 | 21.1075 | 0
[48 empty] | 2017-02-05 20:00 | 2 | 5 | 20 | 0 | 0% | 2017-01-05 19:00 | 1 | 5 | 19 | 1 | 5 | 19 | 19.5425 | 27.4875 | 0 | 44.9075 | 19.03 | 0
[48 empty] | 2017-02-05 21:00 | 2 | 5 | 21 | 0 | 0% | 2017-01-05 20:00 | 1 | 5 | 20 | 1 | 5 | 20 | 19.3175 | 26.6075 | 0 | 42.5325 | 18.84 | 0
[48 empty] | 2017-02-05 22:00 | 2 | 5 | 22 | 0 | 0% | 2017-01-05 21:00 | 1 | 5 | 21 | 1 | 5 | 21 | 20.3875 | 21.66 | 0 | 26.59 | 20.285 | 0
[48 empty] | 2017-02-05 23:00 | 2 | 5 | 23 | 0 | 0% | 2017-01-05 22:00 | 1 | 5 | 22 | 1 | 5 | 22 | 19.8125 | 20.32 | 0 | 21.4175 | 19.7775 | 0
[48 empty] | 2017-02-06 | 2 | 6 | 0 | 0 | 0% | 2017-01-05 23:00 | 1 | 5 | 23 | 1 | 5 | 23 | 19.9375 | 20.145 | 0 | 20.15 | 19.6425 | 0
[48 empty] | 2017-02-06 01:00 | 2 | 6 | 1 | 0 | 0% | 2017-01-06 | 1 | 6 | 0 | 1 | 6 | 0 | 19.8625 | 19.8625 | 0 | 19.8625 | 19.8625 | 0
[48 empty] | 2017-02-06 02:00 | 2 | 6 | 2 | 0 | 0% | 2017-01-06 01:00 | 1 | 6 | 1 | 1 | 6 | 1 | 18.9675 | 19.6325 | 0 | 19.64 | 19.3575 | 0
[48 empty] | 2017-02-06 03:00 | 2 | 6 | 3 | 0 | 0% | 2017-01-06 02:00 | 1 | 6 | 2 | 1 | 6 | 2 | 16.6475 | 19.925 | 0 | 19.96 | 19.2175 | 0
[48 empty] | 2017-02-06 04:00 | 2 | 6 | 4 | 0 | 0% | 2017-01-06 03:00 | 1 | 6 | 3 | 1 | 6 | 3 | 16.7125 | 20.065 | 0 | 20.0925 | 19.3375 | 0
[48 empty] | 2017-02-06 05:00 | 2 | 6 | 5 | 0 | 0% | 2017-01-06 04:00 | 1 | 6 | 4 | 1 | 6 | 4 | 17.3575 | 21.465 | 0 | 21.4825 | 20.1675 | 0
[48 empty] | 2017-02-06 06:00 | 2 | 6 | 6 | 0 | 0% | 2017-01-06 05:00 | 1 | 6 | 5 | 1 | 6 | 5 | 15.36 | 29.055 | 0 | 29.0475 | 24.2975 | 0
[48 empty] | 2017-02-06 07:00 | 2 | 6 | 7 | 206.348 | 20.84% | 2017-01-06 06:00 | 1 | 6 | 6 | 1 | 6 | 6 | 21.6125 | 28.6825 | 0 | 28.7225 | 27.9575 | 0
[48 empty] | 2017-02-06 08:00 | 2 | 6 | 8 | 674.1539 | 68.1% | 2017-01-06 07:00 | 1 | 6 | 7 | 1 | 6 | 7 | 19.6025 | 32.01 | 0 | 32.03 | 29.2425 | 0
[48 empty] | 2017-02-06 09:00 | 2 | 6 | 9 | 818.7098 | 82.7% | 2017-01-06 08:00 | 1 | 6 | 8 | 1 | 6 | 8 | 22.74 | 30.5425 | 0 | 30.5425 | 28.8 | 0
[48 empty] | 2017-02-06 10:00 | 2 | 6 | 10 | 638.6953 | 64.51% | 2017-01-06 09:00 | 1 | 6 | 9 | 1 | 6 | 9 | 24.9325 | 27.505 | 0 | 27.5125 | 27.165 | 0
[48 empty] | 2017-02-06 11:00 | 2 | 6 | 11 | 556.1295 | 56.17% | 2017-01-06 10:00 | 1 | 6 | 10 | 1 | 6 | 10 | 25.9125 | 28.03 | 0 | 28.7275 | 27.3375 | 0
[48 empty] | 2017-02-06 12:00 | 2 | 6 | 12 | 184.2279 | 18.61% | 2017-01-06 11:00 | 1 | 6 | 11 | 1 | 6 | 11 | 24.3925 | 24.93 | 0 | 25.3075 | 24.7125 | 0
[48 empty] | 2017-02-06 13:00 | 2 | 6 | 13 | 156.821 | 15.84% | 2017-01-06 12:00 | 1 | 6 | 12 | 1 | 6 | 12 | 23.42 | 23.7875 | 0 | 23.79 | 23.8025 | 0
[48 empty] | 2017-02-06 14:00 | 2 | 6 | 14 | 93.035 | 9.397% | 2017-01-06 13:00 | 1 | 6 | 13 | 1 | 6 | 13 | 22.315 | 24.565 | 0 | 28.68 | 22.535 | 0
[48 empty] | 2017-02-06 15:00 | 2 | 6 | 15 | 57.5156 | 5.81% | 2017-01-06 14:00 | 1 | 6 | 14 | 1 | 6 | 14 | 20.945 | 26.28 | 0 | 37.1575 | 20.5575 | 0
[48 empty] | 2017-02-06 16:00 | 2 | 6 | 16 | 23.3369 | 2.357% | 2017-01-06 15:00 | 1 | 6 | 15 | 1 | 6 | 15 | 22.205 | 24.4525 | 0 | 27.6725 | 21.97 | 0
[48 empty] | 2017-02-06 17:00 | 2 | 6 | 17 | 0 | 0% | 2017-01-06 16:00 | 1 | 6 | 16 | 1 | 6 | 16 | 24.38 | 25.65 | 0 | 25.7425 | 24.6 | 0
[48 empty] | 2017-02-06 18:00 | 2 | 6 | 18 | 0 | 0% | 2017-01-06 17:00 | 1 | 6 | 17 | 1 | 6 | 17 | 37.22 | 43.1275 | 0 | 47.965 | 40.6525 | 0
[48 empty] | 2017-02-06 19:00 | 2 | 6 | 19 | 0 | 0% | 2017-01-06 18:00 | 1 | 6 | 18 | 1 | 6 | 18 | 36.54 | 42.3075 | 0 | 42.56 | 41.065 | 0
[48 empty] | 2017-02-06 20:00 | 2 | 6 | 20 | 0 | 0% | 2017-01-06 19:00 | 1 | 6 | 19 | 1 | 6 | 19 | 31.4575 | 38.9525 | 0 | 39.08 | 35.5375 | 0
[48 empty] | 2017-02-06 21:00 | 2 | 6 | 21 | 0 | 0% | 2017-01-06 20:00 | 1 | 6 | 20 | 1 | 6 | 20 | 32.7325 | 40.7 | 0 | 40.8275 | 37.105 | 0
[48 empty] | 2017-02-06 22:00 | 2 | 6 | 22 | 0 | 0% | 2017-01-06 21:00 | 1 | 6 | 21 | 1 | 6 | 21 | 28.6375 | 32.4575 | 0 | 32.5175 | 31.16 | 0
[48 empty] | 2017-02-06 23:00 | 2 | 6 | 23 | 0 | 0% | 2017-01-06 22:00 | 1 | 6 | 22 | 1 | 6 | 22 | 27.7025 | 33.045 | 0 | 33.135 | 30.5275 | 0
[48 empty] | 2017-02-07 | 2 | 7 | 0 | 0 | 0% | 2017-01-06 23:00 | 1 | 6 | 23 | 1 | 6 | 23 | 28.3 | 29.695 | 0 | 29.705 | 29.5225 | 0
[48 empty] | 2017-02-07 01:00 | 2 | 7 | 1 | 0 | 0% | 2017-01-07 | 1 | 7 | 0 | 1 | 7 | 0 | 28.9125 | 29.7325 | 0 | 29.7375 | 29.7275 | 0
[48 empty] | 2017-02-07 02:00 | 2 | 7 | 2 | 0 | 0% | 2017-01-07 01:00 | 1 | 7 | 1 | 1 | 7 | 1 | 28.3225 | 29.2325 | 0 | 29.235 | 29.225 | 0
[48 empty] | 2017-02-07 03:00 | 2 | 7 | 3 | 0 | 0% | 2017-01-07 02:00 | 1 | 7 | 2 | 1 | 7 | 2 | 29.2125 | 29.665 | 0 | 29.67 | 29.555 | 0
[48 empty] | 2017-02-07 04:00 | 2 | 7 | 4 | 0 | 0% | 2017-01-07 03:00 | 1 | 7 | 3 | 1 | 7 | 3 | 32.3325 | 32.56 | 0 | 32.5625 | 32.62 | 0
[48 empty] | 2017-02-07 05:00 | 2 | 7 | 5 | 0 | 0% | 2017-01-07 04:00 | 1 | 7 | 4 | 1 | 7 | 4 | 33.2125 | 36.4375 | 0 | 36.4925 | 35.2825 | 0
[48 empty] | 2017-02-07 06:00 | 2 | 7 | 6 | 0 | 0% | 2017-01-07 05:00 | 1 | 7 | 5 | 1 | 7 | 5 | 36.35 | 36.7025 | 0 | 36.71 | 36.73 | 0
[48 empty] | 2017-02-07 07:00 | 2 | 7 | 7 | 24.4369 | 2.468% | 2017-01-07 06:00 | 1 | 7 | 6 | 1 | 7 | 6 | 44.3225 | 38.235 | 0 | 39.13 | 54.3325 | 0
[48 empty] | 2017-02-07 08:00 | 2 | 7 | 8 | 61.8122 | 6.244% | 2017-01-07 07:00 | 1 | 7 | 7 | 1 | 7 | 7 | 71.8725 | 56.075 | 0 | 58.8825 | 106.005 | 0
[48 empty] | 2017-02-07 09:00 | 2 | 7 | 9 | 150.964 | 15.25% | 2017-01-07 08:00 | 1 | 7 | 8 | 1 | 7 | 8 | 56.3825 | 57.535 | 0 | 57.81 | 63.6 | 0
[48 empty] | 2017-02-07 10:00 | 2 | 7 | 10 | 761.9145 | 76.96% | 2017-01-07 09:00 | 1 | 7 | 9 | 1 | 7 | 9 | 52.495 | 53.53 | 0 | 53.545 | 53.2125 | 0
[48 empty] | 2017-02-07 11:00 | 2 | 7 | 11 | 823.8578 | 83.22% | 2017-01-07 10:00 | 1 | 7 | 10 | 1 | 7 | 10 | 38.2225 | 38.2225 | 0 | 38.2225 | 38.2225 | 0
[48 empty] | 2017-02-07 12:00 | 2 | 7 | 12 | 816.2322 | 82.45% | 2017-01-07 11:00 | 1 | 7 | 11 | 1 | 7 | 11 | 33.6525 | 33.6525 | 0 | 33.6525 | 33.6525 | 0
[48 empty] | 2017-02-07 13:00 | 2 | 7 | 13 | 849.7476 | 85.83% | 2017-01-07 12:00 | 1 | 7 | 12 | 1 | 7 | 12 | 27.555 | 27.555 | 0 | 27.555 | 27.555 | 0
[48 empty] | 2017-02-07 14:00 | 2 | 7 | 14 | 896.5942 | 90.57% | 2017-01-07 13:00 | 1 | 7 | 13 | 1 | 7 | 13 | 23.61 | 23.61 | 0 | 23.61 | 23.61 | 0
[48 empty] | 2017-02-07 15:00 | 2 | 7 | 15 | 849.3444 | 85.79% | 2017-01-07 14:00 | 1 | 7 | 14 | 1 | 7 | 14 | 21.655 | 21.655 | 0 | 21.655 | 21.655 | 0
[48 empty] | 2017-02-07 16:00 | 2 | 7 | 16 | 436.5623 | 44.1% | 2017-01-07 15:00 | 1 | 7 | 15 | 1 | 7 | 15 | 21.055 | 21.055 | 0 | 21.055 | 21.055 | 0
[48 empty] | 2017-02-07 17:00 | 2 | 7 | 17 | 12.7887 | 1.292% | 2017-01-07 16:00 | 1 | 7 | 16 | 1 | 7 | 16 | 21.155 | 21.155 | 0 | 21.155 | 21.155 | 0
[48 empty] | 2017-02-07 18:00 | 2 | 7 | 18 | 0 | 0% | 2017-01-07 17:00 | 1 | 7 | 17 | 1 | 7 | 17 | 22.6425 | 22.6425 | 0 | 22.6425 | 22.6425 | 0
[48 empty] | 2017-02-07 19:00 | 2 | 7 | 19 | 0 | 0% | 2017-01-07 18:00 | 1 | 7 | 18 | 1 | 7 | 18 | 25.6225 | 25.6225 | 0 | 25.6225 | 25.6225 | 0
[48 empty] | 2017-02-07 20:00 | 2 | 7 | 20 | 0 | 0% | 2017-01-07 19:00 | 1 | 7 | 19 | 1 | 7 | 19 | 25.31 | 25.31 | 0 | 25.31 | 25.31 | 0
[48 empty] | 2017-02-07 21:00 | 2 | 7 | 21 | 0 | 0% | 2017-01-07 20:00 | 1 | 7 | 20 | 1 | 7 | 20 | 23.985 | 23.985 | 0 | 23.985 | 23.985 | 0
[48 empty] | 2017-02-07 22:00 | 2 | 7 | 22 | 0 | 0% | 2017-01-07 21:00 | 1 | 7 | 21 | 1 | 7 | 21 | 22.61 | 22.76 | 0 | 25.39 | 22.47 | 0
[48 empty] | 2017-02-07 23:00 | 2 | 7 | 23 | 0 | 0% | 2017-01-07 22:00 | 1 | 7 | 22 | 1 | 7 | 22 | 22.3125 | 22.64 | 0 | 36.465 | 21.4125 | 0
[48 empty] | 2017-02-08 | 2 | 8 | 0 | 0 | 0% | 2017-01-07 23:00 | 1 | 7 | 23 | 1 | 7 | 23 | 22.28 | 22.0175 | 0 | 35.7775 | 21.4725 | 0
[48 empty] | 2017-02-08 01:00 | 2 | 8 | 1 | 0 | 0% | 2017-01-08 | 1 | 8 | 0 | 1 | 8 | 0 | 21.5175 | 20.055 | 0 | 32.855 | 20.71 | 0
[48 empty] | 2017-02-08 02:00 | 2 | 8 | 2 | 0 | 0% | 2017-01-08 01:00 | 1 | 8 | 1 | 1 | 8 | 1 | 20.605 | 20.89 | 0 | 33.7925 | 19.8875 | 0
[48 empty] | 2017-02-08 03:00 | 2 | 8 | 3 | 0 | 0% | 2017-01-08 02:00 | 1 | 8 | 2 | 1 | 8 | 2 | 20.5975 | 20.3025 | 0 | 33.2925 | 19.8525 | 0
[48 empty] | 2017-02-08 04:00 | 2 | 8 | 4 | 0 | 0% | 2017-01-08 03:00 | 1 | 8 | 3 | 1 | 8 | 3 | 20.3475 | 20.61 | 0 | 34.4725 | 19.5625 | 0
[48 empty] | 2017-02-08 05:00 | 2 | 8 | 5 | 0 | 0% | 2017-01-08 04:00 | 1 | 8 | 4 | 1 | 8 | 4 | 20.6625 | 21.0975 | 0 | 37.9975 | 19.6975 | 0
[48 empty] | 2017-02-08 06:00 | 2 | 8 | 6 | 0 | 0% | 2017-01-08 05:00 | 1 | 8 | 5 | 1 | 8 | 5 | 20.34 | 22.0875 | 0 | 39.8075 | 20.0325 | 0
[48 empty] | 2017-02-08 07:00 | 2 | 8 | 7 | 215.031 | 21.72% | 2017-01-08 06:00 | 1 | 8 | 6 | 1 | 8 | 6 | 20.9375 | 23.8075 | 0 | 44.6325 | 20.98 | 0
[48 empty] | 2017-02-08 08:00 | 2 | 8 | 8 | 767.795 | 77.56% | 2017-01-08 07:00 | 1 | 8 | 7 | 1 | 8 | 7 | 21.6875 | 23.065 | 0 | 44.0225 | 23.045 | 0
[48 empty] | 2017-02-08 09:00 | 2 | 8 | 9 | 851.9594 | 86.06% | 2017-01-08 08:00 | 1 | 8 | 8 | 1 | 8 | 8 | 21.22 | 23.3975 | 0 | 41.85 | 21.49 | 0
[48 empty] | 2017-02-08 10:00 | 2 | 8 | 10 | 807.0277 | 81.52% | 2017-01-08 09:00 | 1 | 8 | 9 | 1 | 8 | 9 | 20.895 | 21.5525 | 0 | 34.595 | 20.2075 | 0
[48 empty] | 2017-02-08 11:00 | 2 | 8 | 11 | 674.093 | 68.09% | 2017-01-08 10:00 | 1 | 8 | 10 | 1 | 8 | 10 | 19.1475 | 20.2675 | 0 | 32.585 | 18.36 | 0
[48 empty] | 2017-02-08 12:00 | 2 | 8 | 12 | 615.8316 | 62.21% | 2017-01-08 11:00 | 1 | 8 | 11 | 1 | 8 | 11 | 19.8225 | 20.2075 | 0 | 25.6275 | 19.5175 | 0
[48 empty] | 2017-02-08 13:00 | 2 | 8 | 13 | 786.5945 | 79.45% | 2017-01-08 12:00 | 1 | 8 | 12 | 1 | 8 | 12 | 20.1025 | 20.1025 | 0 | 20.1025 | 20.1025 | 0
[48 empty] | 2017-02-08 14:00 | 2 | 8 | 14 | 630.5655 | 63.69% | 2017-01-08 13:00 | 1 | 8 | 13 | 1 | 8 | 13 | 19.485 | 19.485 | 0 | 19.485 | 19.485 | 0
[48 empty] | 2017-02-08 15:00 | 2 | 8 | 15 | 710.7522 | 71.79% | 2017-01-08 14:00 | 1 | 8 | 14 | 1 | 8 | 14 | 18.9875 | 18.9875 | 0 | 18.9875 | 18.9875 | 0
[48 empty] | 2017-02-08 16:00 | 2 | 8 | 16 | 372.6105 | 37.64% | 2017-01-08 15:00 | 1 | 8 | 15 | 1 | 8 | 15 | 18.41 | 18.41 | 0 | 18.41 | 18.41 | 0
[48 empty] | 2017-02-08 17:00 | 2 | 8 | 17 | 7.0087 | 0.708% | 2017-01-08 16:00 | 1 | 8 | 16 | 1 | 8 | 16 | 18.93 | 18.93 | 0 | 18.93 | 18.93 | 0
[48 empty] | 2017-02-08 18:00 | 2 | 8 | 18 | 0 | 0% | 2017-01-08 17:00 | 1 | 8 | 17 | 1 | 8 | 17 | 20.7175 | 20.7175 | 0 | 20.7175 | 20.7175 | 0
[48 empty] | 2017-02-08 19:00 | 2 | 8 | 19 | 0 | 0% | 2017-01-08 18:00 | 1 | 8 | 18 | 1 | 8 | 18 | 21.3575 | 21.3575 | 0 | 21.3575 | 21.3575 | 0
[48 empty] | 2017-02-08 20:00 | 2 | 8 | 20 | 0 | 0% | 2017-01-08 19:00 | 1 | 8 | 19 | 1 | 8 | 19 | 18.99 | 20.19 | 0 | 28.915 | 18.38 | 0
[48 empty] | 2017-02-08 21:00 | 2 | 8 | 21 | 0 | 0% | 2017-01-08 20:00 | 1 | 8 | 20 | 1 | 8 | 20 | 18.8125 | 19.5925 | 0 | 30.975 | 17.6575 | 0
[48 empty] | 2017-02-08 22:00 | 2 | 8 | 22 | 0 | 0% | 2017-01-08 21:00 | 1 | 8 | 21 | 1 | 8 | 21 | 18.8725 | 19.1175 | 0 | 30.065 | 17.7425 | 0
[48 empty] | 2017-02-08 23:00 | 2 | 8 | 23 | 0 | 0% | 2017-01-08 22:00 | 1 | 8 | 22 | 1 | 8 | 22 | 17.735 | 20.1175 | 0 | 30.97 | 17.0775 | 0
[48 empty] | 2017-02-09 | 2 | 9 | 0 | 0 | 0% | 2017-01-08 23:00 | 1 | 8 | 23 | 1 | 8 | 23 | 16.4275 | 19.555 | 0 | 28.5275 | 16.095 | 0
[48 empty] | 2017-02-09 01:00 | 2 | 9 | 1 | 0 | 0% | 2017-01-09 | 1 | 9 | 0 | 1 | 9 | 0 | 20.0675 | 20.5625 | 0 | 21.62 | 20.0325 | 0
[48 empty] | 2017-02-09 02:00 | 2 | 9 | 2 | 0 | 0% | 2017-01-09 01:00 | 1 | 9 | 1 | 1 | 9 | 1 | 20.505 | 20.505 | 0 | 20.505 | 20.505 | 0
[48 empty] | 2017-02-09 03:00 | 2 | 9 | 3 | 0 | 0% | 2017-01-09 02:00 | 1 | 9 | 2 | 1 | 9 | 2 | 19.4825 | 20.0625 | 0 | 21.29 | 19.4425 | 0
[48 empty] | 2017-02-09 04:00 | 2 | 9 | 4 | 0 | 0% | 2017-01-09 03:00 | 1 | 9 | 3 | 1 | 9 | 3 | 17.1475 | 21 | 0 | 29.1625 | 16.865 | 0
[48 empty] | 2017-02-09 05:00 | 2 | 9 | 5 | 0 | 0% | 2017-01-09 04:00 | 1 | 9 | 4 | 1 | 9 | 4 | 16.9425 | 22.075 | 0 | 33.01 | 16.5675 | 0
[48 empty] | 2017-02-09 06:00 | 2 | 9 | 6 | 0 | 0% | 2017-01-09 05:00 | 1 | 9 | 5 | 1 | 9 | 5 | 20.1775 | 27.15 | 0 | 42.175 | 19.6875 | 0
[48 empty] | 2017-02-09 07:00 | 2 | 9 | 7 | 110.1967 | 11.13% | 2017-01-09 06:00 | 1 | 9 | 6 | 1 | 9 | 6 | 37.6175 | 41.255 | 0 | 66.3325 | 33.4725 | 0
[48 empty] | 2017-02-09 08:00 | 2 | 9 | 8 | 140.8602 | 14.23% | 2017-01-09 07:00 | 1 | 9 | 7 | 1 | 9 | 7 | 23.305 | 31.0175 | 0 | 50.41 | 22.1325 | 0
[48 empty] | 2017-02-09 09:00 | 2 | 9 | 9 | 317.1802 | 32.04% | 2017-01-09 08:00 | 1 | 9 | 8 | 1 | 9 | 8 | 18.6375 | 24.8875 | 0 | 40.5175 | 17.8925 | 0
[48 empty] | 2017-02-09 10:00 | 2 | 9 | 10 | 203.4594 | 20.55% | 2017-01-09 09:00 | 1 | 9 | 9 | 1 | 9 | 9 | 18.6825 | 23.1575 | 0 | 34.045 | 18.2275 | 0
[48 empty] | 2017-02-09 11:00 | 2 | 9 | 11 | 238.0265 | 24.04% | 2017-01-09 10:00 | 1 | 9 | 10 | 1 | 9 | 10 | 20.3625 | 20.8675 | 0 | 22.0175 | 20.2075 | 0
[48 empty] | 2017-02-09 12:00 | 2 | 9 | 12 | 241.199 | 24.36% | 2017-01-09 11:00 | 1 | 9 | 11 | 1 | 9 | 11 | 16.335 | 18.8825 | 0 | 24.7475 | 16.0875 | 0
[48 empty] | 2017-02-09 13:00 | 2 | 9 | 13 | 392.4864 | 39.65% | 2017-01-09 12:00 | 1 | 9 | 12 | 1 | 9 | 12 | 15.3975 | 17.925 | 0 | 24.245 | 15.1275 | 0
[48 empty] | 2017-02-09 14:00 | 2 | 9 | 14 | 528.2964 | 53.36% | 2017-01-09 13:00 | 1 | 9 | 13 | 1 | 9 | 13 | 14.3275 | 17.335 | 0 | 24.89 | 14.0025 | 0
[48 empty] | 2017-02-09 15:00 | 2 | 9 | 15 | 844.7384 | 85.33% | 2017-01-09 14:00 | 1 | 9 | 14 | 1 | 9 | 14 | 12.6025 | 16.5725 | 0 | 26.39 | 12.205 | 0
[48 empty] | 2017-02-09 16:00 | 2 | 9 | 16 | 325.2033 | 32.85% | 2017-01-09 15:00 | 1 | 9 | 15 | 1 | 9 | 15 | 12.3325 | 16.44 | 0 | 26.58 | 11.92 | 0
[48 empty] | 2017-02-09 17:00 | 2 | 9 | 17 | 12.3311 | 1.246% | 2017-01-09 16:00 | 1 | 9 | 16 | 1 | 9 | 16 | 12.0525 | 16.41 | 0 | 26.6825 | 11.68 | 0
[48 empty] | 2017-02-09 18:00 | 2 | 9 | 18 | 0 | 0% | 2017-01-09 17:00 | 1 | 9 | 17 | 1 | 9 | 17 | 13.955 | 18.8475 | 0 | 31.105 | 13.43 | 0
[48 empty] | 2017-02-09 19:00 | 2 | 9 | 19 | 0 | 0% | 2017-01-09 18:00 | 1 | 9 | 18 | 1 | 9 | 18 | 15.9425 | 22.6725 | 0 | 38.085 | 15.43 | 0
[48 empty] | 2017-02-09 20:00 | 2 | 9 | 20 | 0 | 0% | 2017-01-09 19:00 | 1 | 9 | 19 | 1 | 9 | 19 | 13.8775 | 19.5825 | 0 | 32.72 | 13.43 | 0
[48 empty] | 2017-02-09 21:00 | 2 | 9 | 21 | 0 | 0% | 2017-01-09 20:00 | 1 | 9 | 20 | 1 | 9 | 20 | 11.99 | 17.025 | 0 | 28.3075 | 11.68 | 0
[48 empty] | 2017-02-09 22:00 | 2 | 9 | 22 | 0 | 0% | 2017-01-09 21:00 | 1 | 9 | 21 | 1 | 9 | 21 | 12.1075 | 16.5975 | 0 | 26.9375 | 11.7275 | 0
[48 empty] | 2017-02-09 23:00 | 2 | 9 | 23 | 0 | 0% | 2017-01-09 22:00 | 1 | 9 | 22 | 1 | 9 | 22 | 6.15 | 8.025 | 0 | 13.195 | 5.86 | 0
[48 empty] | 2017-02-10 | 2 | 10 | 0 | 0 | 0% | 2017-01-09 23:00 | 1 | 9 | 23 | 1 | 9 | 23 | -0.4475 | -0.7275 | 0 | -0.72 | -0.595 | 0
[48 empty] | 2017-02-10 01:00 | 2 | 10 | 1 | 0 | 0% | 2017-01-10 | 1 | 10 | 0 | 1 | 10 | 0 | -1.3625 | -1.3475 | 0 | -1.3475 | -1.3825 | 0
[48 empty] | 2017-02-10 02:00 | 2 | 10 | 2 | 0 | 0% | 2017-01-10 01:00 | 1 | 10 | 1 | 1 | 10 | 1 | -13.6125 | -13.6075 | 0 | -13.6075 | -13.62 | 0
[48 empty] | 2017-02-10 03:00 | 2 | 10 | 3 | 0 | 0% | 2017-01-10 02:00 | 1 | 10 | 2 | 1 | 10 | 2 | -11.4825 | -11.48 | 0 | -11.48 | -11.485 | 0
[48 empty] | 2017-02-10 04:00 | 2 | 10 | 4 | 0 | 0% | 2017-01-10 03:00 | 1 | 10 | 3 | 1 | 10 | 3 | -6.4525 | -6.4375 | 0 | -6.4375 | -6.475 | 0
[48 empty] | 2017-02-10 05:00 | 2 | 10 | 5 | 0 | 0% | 2017-01-10 04:00 | 1 | 10 | 4 | 1 | 10 | 4 | -1.3575 | -1.305 | 0 | -1.3 | -1.4275 | 0
[48 empty] | 2017-02-10 06:00 | 2 | 10 | 6 | 0 | 0% | 2017-01-10 05:00 | 1 | 10 | 5 | 1 | 10 | 5 | 2.2175 | 3.0425 | 0 | 4.305 | 2.2025 | 0
[48 empty] | 2017-02-10 07:00 | 2 | 10 | 7 | 295.6361 | 29.86% | 2017-01-10 06:00 | 1 | 10 | 6 | 1 | 10 | 6 | 14.57 | 19.12 | 0 | 26.205 | 15.1575 | 0
[48 empty] | 2017-02-10 08:00 | 2 | 10 | 8 | 286.3588 | 28.93% | 2017-01-10 07:00 | 1 | 10 | 7 | 1 | 10 | 7 | 14.4425 | 17.8825 | 0 | 23.0725 | 14.845 | 0
[48 empty] | 2017-02-10 09:00 | 2 | 10 | 9 | 513.2806 | 51.85% | 2017-01-10 08:00 | 1 | 10 | 8 | 1 | 10 | 8 | 17.8025 | 18.2775 | 0 | 18.415 | 17.43 | 0
[48 empty] | 2017-02-10 10:00 | 2 | 10 | 10 | 866.0388 | 87.48% | 2017-01-10 09:00 | 1 | 10 | 9 | 1 | 10 | 9 | 19.62 | 19.2975 | 0 | 19.0325 | 18.79 | 0
[48 empty] | 2017-02-10 11:00 | 2 | 10 | 11 | 810.7184 | 81.89% | 2017-01-10 10:00 | 1 | 10 | 10 | 1 | 10 | 10 | 20.155 | 20.53 | 0 | 20.55 | 19.6575 | 0
[48 empty] | 2017-02-10 12:00 | 2 | 10 | 12 | 697.5589 | 70.46% | 2017-01-10 11:00 | 1 | 10 | 11 | 1 | 10 | 11 | 19.685 | 19.9425 | 0 | 19.96 | 19.365 | 0
[48 empty] | 2017-02-10 13:00 | 2 | 10 | 13 | 702.7334 | 70.98% | 2017-01-10 12:00 | 1 | 10 | 12 | 1 | 10 | 12 | 19.65 | 19.7575 | 0 | 19.7575 | 19.7575 | 0
[48 empty] | 2017-02-10 14:00 | 2 | 10 | 14 | 634.2692 | 64.07% | 2017-01-10 13:00 | 1 | 10 | 13 | 1 | 10 | 13 | 19.9025 | 19.9025 | 0 | 19.9025 | 19.9025 | 0
[48 empty] | 2017-02-10 15:00 | 2 | 10 | 15 | 840.8455 | 84.93% | 2017-01-10 14:00 | 1 | 10 | 14 | 1 | 10 | 14 | 21.63 | 20.285 | 0 | 20.2725 | 21.6725 | 0
[48 empty] | 2017-02-10 16:00 | 2 | 10 | 16 | 458.9122 | 46.35% | 2017-01-10 15:00 | 1 | 10 | 15 | 1 | 10 | 15 | 22.665 | 20.6025 | 0 | 20.5825 | 22.73 | 0
[48 empty] | 2017-02-10 17:00 | 2 | 10 | 17 | 0 | 0% | 2017-01-10 16:00 | 1 | 10 | 16 | 1 | 10 | 16 | 20.2 | 20.2 | 0 | 20.2 | 20.2 | 0
[48 empty] | 2017-02-10 18:00 | 2 | 10 | 18 | 0 | 0% | 2017-01-10 17:00 | 1 | 10 | 17 | 1 | 10 | 17 | 23.575 | 23.575 | 0 | 23.575 | 23.575 | 0
[48 empty] | 2017-02-10 19:00 | 2 | 10 | 19 | 0 | 0% | 2017-01-10 18:00 | 1 | 10 | 18 | 1 | 10 | 18 | 22.26 | 21.9675 | 0 | 21.9725 | 22.1925 | 0
[48 empty] | 2017-02-10 20:00 | 2 | 10 | 20 | 0 | 0% | 2017-01-10 19:00 | 1 | 10 | 19 | 1 | 10 | 19 | 19.77 | 19.725 | 0 | 19.725 | 19.76 | 0
[48 empty] | 2017-02-10 21:00 | 2 | 10 | 21 | 0 | 0% | 2017-01-10 20:00 | 1 | 10 | 20 | 1 | 10 | 20 | 19.2875 | 19.2275 | 0 | 19.23 | 19.275 | 0
[48 empty] | 2017-02-10 22:00 | 2 | 10 | 22 | 0 | 0% | 2017-01-10 21:00 | 1 | 10 | 21 | 1 | 10 | 21 | 19.6375 | 18.1425 | 0 | 18.1775 | 18.9625 | 0
[48 empty] | 2017-02-10 23:00 | 2 | 10 | 23 | 0 | 0% | 2017-01-10 22:00 | 1 | 10 | 22 | 1 | 10 | 22 | 13.8875 | 10.1925 | 0 | 10.2575 | 12.695 | 0
[48 empty] | 2017-02-11 | 2 | 11 | 0 | 0 | 0% | 2017-01-10 23:00 | 1 | 10 | 23 | 1 | 10 | 23 | 4.82 | 4.4175 | 0 | 4.4325 | 4.62 | 0
[48 empty] | 2017-02-11 01:00 | 2 | 11 | 1 | 0 | 0% | 2017-01-11 | 1 | 11 | 0 | 1 | 11 | 0 | 1.855 | -0.9625 | 0 | -0.9225 | 1.195 | 0
[48 empty] | 2017-02-11 02:00 | 2 | 11 | 2 | 0 | 0% | 2017-01-11 01:00 | 1 | 11 | 1 | 1 | 11 | 1 | -0.51 | -0.6125 | 0 | -0.61 | -0.535 | 0
[48 empty] | 2017-02-11 03:00 | 2 | 11 | 3 | 0 | 0% | 2017-01-11 02:00 | 1 | 11 | 2 | 1 | 11 | 2 | -0.66 | -0.6675 | 0 | -0.6675 | -0.66 | 0
[48 empty] | 2017-02-11 04:00 | 2 | 11 | 4 | 0 | 0% | 2017-01-11 03:00 | 1 | 11 | 3 | 1 | 11 | 3 | -0.745 | -0.745 | 0 | -0.745 | -0.745 | 0
[48 empty] | 2017-02-11 05:00 | 2 | 11 | 5 | 0 | 0% | 2017-01-11 04:00 | 1 | 11 | 4 | 1 | 11 | 4 | -0.3775 | -0.73 | 0 | -0.725 | -0.4775 | 0
[48 empty] | 2017-02-11 06:00 | 2 | 11 | 6 | 0 | 0% | 2017-01-11 05:00 | 1 | 11 | 5 | 1 | 11 | 5 | 10.905 | 9.185 | 0 | 8.9825 | 9.4875 | 0
[48 empty] | 2017-02-11 07:00 | 2 | 11 | 7 | 37.2561 | 3.763% | 2017-01-11 06:00 | 1 | 11 | 6 | 1 | 11 | 6 | 17.415 | 16.18 | 0 | 15.8225 | 16.04 | 0
[48 empty] | 2017-02-11 08:00 | 2 | 11 | 8 | 95.3795 | 9.634% | 2017-01-11 07:00 | 1 | 11 | 7 | 1 | 11 | 7 | 16.8925 | 16.905 | 0 | 22.245 | 15.01 | 0
[48 empty] | 2017-02-11 09:00 | 2 | 11 | 9 | 147.0351 | 14.85% | 2017-01-11 08:00 | 1 | 11 | 8 | 1 | 11 | 8 | 17.135 | 16.86 | 0 | 23.0775 | 15.2975 | 0
[48 empty] | 2017-02-11 10:00 | 2 | 11 | 10 | 192.5151 | 19.45% | 2017-01-11 09:00 | 1 | 11 | 9 | 1 | 11 | 9 | 19.9325 | 18.325 | 0 | 22.54 | 18.6425 | 0
[48 empty] | 2017-02-11 11:00 | 2 | 11 | 11 | 227.1624 | 22.95% | 2017-01-11 10:00 | 1 | 11 | 10 | 1 | 11 | 10 | 87.985 | 8.195 | 0 | 14.5825 | 69.735 | 0
[48 empty] | 2017-02-11 12:00 | 2 | 11 | 12 | 228.4648 | 23.08% | 2017-01-11 11:00 | 1 | 11 | 11 | 1 | 11 | 11 | 18.03 | 17.03 | 0 | 25.915 | 16.9 | 0
[48 empty] | 2017-02-11 13:00 | 2 | 11 | 13 | 196.302 | 19.83% | 2017-01-11 12:00 | 1 | 11 | 12 | 1 | 11 | 12 | 16.205 | 17.23 | 0 | 27.2375 | 15.69 | 0
[48 empty] | 2017-02-11 14:00 | 2 | 11 | 14 | 852.7622 | 86.14% | 2017-01-11 13:00 | 1 | 11 | 13 | 1 | 11 | 13 | 17.2575 | 16.875 | 0 | 26.7725 | 16.51 | 0
[48 empty] | 2017-02-11 15:00 | 2 | 11 | 15 | 785.3044 | 79.32% | 2017-01-11 14:00 | 1 | 11 | 14 | 1 | 11 | 14 | 15.8325 | 16.84 | 0 | 26.3425 | 15.3825 | 0
[48 empty] | 2017-02-11 16:00 | 2 | 11 | 16 | 438.1763 | 44.26% | 2017-01-11 15:00 | 1 | 11 | 15 | 1 | 11 | 15 | 15.925 | 15.4 | 0 | 23.8975 | 15.285 | 0
[48 empty] | 2017-02-11 17:00 | 2 | 11 | 17 | 11.1884 | 1.13% | 2017-01-11 16:00 | 1 | 11 | 16 | 1 | 11 | 16 | 17.8525 | 17.85 | 0 | 19.395 | 18.2275 | 0
[48 empty] | 2017-02-11 18:00 | 2 | 11 | 18 | 0 | 0% | 2017-01-11 17:00 | 1 | 11 | 17 | 1 | 11 | 17 | 20.015 | 19.6425 | 0 | 19.7025 | 20.57 | 0
[48 empty] | 2017-02-11 19:00 | 2 | 11 | 19 | 0 | 0% | 2017-01-11 18:00 | 1 | 11 | 18 | 1 | 11 | 18 | 20.9325 | 18.36 | 0 | 18.4425 | 20.555 | 0
[48 empty] | 2017-02-11 20:00 | 2 | 11 | 20 | 0 | 0% | 2017-01-11 19:00 | 1 | 11 | 19 | 1 | 11 | 19 | 19.5475 | 19.1525 | 0 | 19.1575 | 19.455 | 0
[48 empty] | 2017-02-11 21:00 | 2 | 11 | 21 | 0 | 0% | 2017-01-11 20:00 | 1 | 11 | 20 | 1 | 11 | 20 | 19.755 | 19.6175 | 0 | 19.62 | 19.725 | 0
[48 empty] | 2017-02-11 22:00 | 2 | 11 | 22 | 0 | 0% | 2017-01-11 21:00 | 1 | 11 | 21 | 1 | 11 | 21 | 17.8925 | 17.8325 | 0 | 17.8325 | 17.8725 | 0
[48 empty] | 2017-02-11 23:00 | 2 | 11 | 23 | 0 | 0% | 2017-01-11 22:00 | 1 | 11 | 22 | 1 | 11 | 22 | 12.525 | 12.9775 | 0 | 12.9175 | 12.485 | 0
[48 empty] | 2017-02-12 | 2 | 12 | 0 | 0 | 0% | 2017-01-11 23:00 | 1 | 11 | 23 | 1 | 11 | 23 | 1.7025 | 2.355 | 0 | 2.2775 | 1.66 | 0
[48 empty] | 2017-02-12 01:00 | 2 | 12 | 1 | 0 | 0% | 2017-01-12 | 1 | 12 | 0 | 1 | 12 | 0 | -0.18 | -0.12 | 0 | -0.1125 | -0.2425 | 0
[48 empty] | 2017-02-12 02:00 | 2 | 12 | 2 | 0 | 0% | 2017-01-12 01:00 | 1 | 12 | 1 | 1 | 12 | 1 | -0.43 | -0.36 | 0 | -0.355 | -0.5125 | 0
[48 empty] | 2017-02-12 03:00 | 2 | 12 | 3 | 0 | 0% | 2017-01-12 02:00 | 1 | 12 | 2 | 1 | 12 | 2 | -0.475 | -0.405 | 0 | -0.4 | -0.5575 | 0
[48 empty] | 2017-02-12 04:00 | 2 | 12 | 4 | 0 | 0% | 2017-01-12 03:00 | 1 | 12 | 3 | 1 | 12 | 3 | 0.2225 | 0.3025 | 0 | 0.31 | 0.13 | 0
[48 empty] | 2017-02-12 05:00 | 2 | 12 | 5 | 0 | 0% | 2017-01-12 04:00 | 1 | 12 | 4 | 1 | 12 | 4 | 16.07 | 16.4325 | 0 | 16.46 | 15.7175 | 0
[48 empty] | 2017-02-12 06:00 | 2 | 12 | 6 | 0 | 0% | 2017-01-12 05:00 | 1 | 12 | 5 | 1 | 12 | 5 | 18.9725 | 19.3075 | 0 | 19.33 | 18.685 | 0
[48 empty] | 2017-02-12 07:00 | 2 | 12 | 7 | 28.5199 | 2.881% | 2017-01-12 06:00 | 1 | 12 | 6 | 1 | 12 | 6 | 84.1575 | 84.4325 | 0 | 84.435 | 84.44 | 0
[48 empty] | 2017-02-12 08:00 | 2 | 12 | 8 | 67.157 | 6.784% | 2017-01-12 07:00 | 1 | 12 | 7 | 1 | 12 | 7 | 23.1525 | 23.56 | 0 | 23.56 | 23.5725 | 0
[48 empty] | 2017-02-12 09:00 | 2 | 12 | 9 | 103.202 | 10.42% | 2017-01-12 08:00 | 1 | 12 | 8 | 1 | 12 | 8 | 24.3875 | 24.6975 | 0 | 24.7025 | 24.71 | 0
[48 empty] | 2017-02-12 10:00 | 2 | 12 | 10 | 136.5097 | 13.79% | 2017-01-12 09:00 | 1 | 12 | 9 | 1 | 12 | 9 | 25.265 | 25.7725 | 0 | 25.7825 | 25.4325 | 0
[48 empty] | 2017-02-12 11:00 | 2 | 12 | 11 | 161.5897 | 16.32% | 2017-01-12 10:00 | 1 | 12 | 10 | 1 | 12 | 10 | 22.9825 | 24.0325 | 0 | 24.05 | 23.4625 | 0
[48 empty] | 2017-02-12 12:00 | 2 | 12 | 12 | 163.8805 | 16.55% | 2017-01-12 11:00 | 1 | 12 | 11 | 1 | 12 | 11 | 25.7975 | 26.2575 | 0 | 26.26 | 26.2675 | 0
[48 empty] | 2017-02-12 13:00 | 2 | 12 | 13 | 140.524 | 14.19% | 2017-01-12 12:00 | 1 | 12 | 12 | 1 | 12 | 12 | 28.165 | 28.165 | 0 | 28.165 | 28.165 | 0
[48 empty] | 2017-02-12 14:00 | 2 | 12 | 14 | 128.9733 | 13.03% | 2017-01-12 13:00 | 1 | 12 | 13 | 1 | 12 | 13 | 31.3975 | 31.3975 | 0 | 31.3975 | 31.3975 | 0
[48 empty] | 2017-02-12 15:00 | 2 | 12 | 15 | 696.9988 | 70.4% | 2017-01-12 14:00 | 1 | 12 | 14 | 1 | 12 | 14 | 27.0425 | 27.0425 | 0 | 27.0425 | 27.0425 | 0
[48 empty] | 2017-02-12 16:00 | 2 | 12 | 16 | 389.0538 | 39.3% | 2017-01-12 15:00 | 1 | 12 | 15 | 1 | 12 | 15 | 22.095 | 22.095 | 0 | 22.095 | 22.095 | 0
[48 empty] | 2017-02-12 17:00 | 2 | 12 | 17 | 19.1049 | 1.93% | 2017-01-12 16:00 | 1 | 12 | 16 | 1 | 12 | 16 | 20.335 | 20.335 | 0 | 20.335 | 20.335 | 0
[48 empty] | 2017-02-12 18:00 | 2 | 12 | 18 | 0 | 0% | 2017-01-12 17:00 | 1 | 12 | 17 | 1 | 12 | 17 | 20.8625 | 20.8625 | 0 | 20.8625 | 20.8625 | 0
[48 empty] | 2017-02-12 19:00 | 2 | 12 | 19 | 0 | 0% | 2017-01-12 18:00 | 1 | 12 | 18 | 1 | 12 | 18 | 21.0825 | 21.0825 | 0 | 21.0825 | 21.0825 | 0
[48 empty] | 2017-02-12 20:00 | 2 | 12 | 20 | 0 | 0% | 2017-01-12 19:00 | 1 | 12 | 19 | 1 | 12 | 19 | 22.2 | 22.2 | 0 | 22.2 | 22.2 | 0
[48 empty] | 2017-02-12 21:00 | 2 | 12 | 21 | 0 | 0% | 2017-01-12 20:00 | 1 | 12 | 20 | 1 | 12 | 20 | 22.165 | 22.165 | 0 | 22.165 | 22.165 | 0
[48 empty] | 2017-02-12 22:00 | 2 | 12 | 22 | 0 | 0% | 2017-01-12 21:00 | 1 | 12 | 21 | 1 | 12 | 21 | 20.835 | 20.835 | 0 | 20.835 | 20.835 | 0
[48 empty] | 2017-02-12 23:00 | 2 | 12 | 23 | 0 | 0% | 2017-01-12 22:00 | 1 | 12 | 22 | 1 | 12 | 22 | 21.045 | 21.045 | 0 | 21.045 | 21.045 | 0
[48 empty] | 2017-02-13 | 2 | 13 | 0 | 0 | 0% | 2017-01-12 23:00 | 1 | 12 | 23 | 1 | 12 | 23 | 21.1475 | 21.1475 | 0 | 21.1475 | 21.1475 | 0
[48 empty] | 2017-02-13 01:00 | 2 | 13 | 1 | 0 | 0% | 2017-01-13 | 1 | 13 | 0 | 1 | 13 | 0 | 20.275 | 20.275 | 0 | 20.275 | 20.275 | 0
[48 empty] | 2017-02-13 02:00 | 2 | 13 | 2 | 0 | 0% | 2017-01-13 01:00 | 1 | 13 | 1 | 1 | 13 | 1 | 19.8025 | 19.8025 | 0 | 19.8025 | 19.8025 | 0
[48 empty] | 2017-02-13 03:00 | 2 | 13 | 3 | 0 | 0% | 2017-01-13 02:00 | 1 | 13 | 2 | 1 | 13 | 2 | 19.7225 | 19.7225 | 0 | 19.7225 | 19.7225 | 0
[48 empty] | 2017-02-13 04:00 | 2 | 13 | 4 | 0 | 0% | 2017-01-13 03:00 | 1 | 13 | 3 | 1 | 13 | 3 | 19.655 | 19.655 | 0 | 19.655 | 19.655 | 0
[48 empty] | 2017-02-13 05:00 | 2 | 13 | 5 | 0 | 0% | 2017-01-13 04:00 | 1 | 13 | 4 | 1 | 13 | 4 | 19.6125 | 19.6125 | 0 | 19.6125 | 19.6125 | 0
[48 empty] | 2017-02-13 06:00 | 2 | 13 | 6 | 0 | 0% | 2017-01-13 05:00 | 1 | 13 | 5 | 1 | 13 | 5 | 20.43 | 20.43 | 0 | 20.43 | 20.43 | 0
[48 empty] | 2017-02-13 07:00 | 2 | 13 | 7 | 333.5102 | 33.69% | 2017-01-13 06:00 | 1 | 13 | 6 | 1 | 13 | 6 | 20.405 | 20.405 | 0 | 20.405 | 20.405 | 0
[48 empty] | 2017-02-13 08:00 | 2 | 13 | 8 | 806.5193 | 81.47% | 2017-01-13 07:00 | 1 | 13 | 7 | 1 | 13 | 7 | 20.445 | 20.445 | 0 | 20.445 | 20.445 | 0
[48 empty] | 2017-02-13 09:00 | 2 | 13 | 9 | 884.343 | 89.33% | 2017-01-13 08:00 | 1 | 13 | 8 | 1 | 13 | 8 | 20.1625 | 20.1625 | 0 | 20.1625 | 20.1625 | 0
[48 empty] | 2017-02-13 10:00 | 2 | 13 | 10 | 833.5703 | 84.2% | 2017-01-13 09:00 | 1 | 13 | 9 | 1 | 13 | 9 | 21 | 21 | 0 | 21 | 21 | 0
[48 empty] | 2017-02-13 11:00 | 2 | 13 | 11 | 788.5291 | 79.65% | 2017-01-13 10:00 | 1 | 13 | 10 | 1 | 13 | 10 | 22.025 | 22.025 | 0 | 22.025 | 22.025 | 0
[48 empty] | 2017-02-13 12:00 | 2 | 13 | 12 | 784.7023 | 79.26% | 2017-01-13 11:00 | 1 | 13 | 11 | 1 | 13 | 11 | 23.61 | 23.61 | 0 | 23.61 | 23.61 | 0
[48 empty] | 2017-02-13 13:00 | 2 | 13 | 13 | 807.7409 | 81.59% | 2017-01-13 12:00 | 1 | 13 | 12 | 1 | 13 | 12 | 25.0775 | 25.0775 | 0 | 25.0775 | 25.0775 | 0
[48 empty] | 2017-02-13 14:00 | 2 | 13 | 14 | 839.573 | 84.81% | 2017-01-13 13:00 | 1 | 13 | 13 | 1 | 13 | 13 | 26.0525 | 26.0525 | 0 | 26.0525 | 26.0525 | 0
[48 empty] | 2017-02-13 15:00 | 2 | 13 | 15 | 795.5819 | 80.36% | 2017-01-13 14:00 | 1 | 13 | 14 | 1 | 13 | 14 | 23.1375 | 23.1375 | 0 | 23.1375 | 23.1375 | 0
[48 empty] | 2017-02-13 16:00 | 2 | 13 | 16 | 459.6413 | 46.43% | 2017-01-13 15:00 | 1 | 13 | 15 | 1 | 13 | 15 | 22.83 | 22.83 | 0 | 22.83 | 22.83 | 0
[48 empty] | 2017-02-13 17:00 | 2 | 13 | 17 | 21.3223 | 2.154% | 2017-01-13 16:00 | 1 | 13 | 16 | 1 | 13 | 16 | 23.44 | 23.44 | 0 | 23.44 | 23.44 | 0
[48 empty] | 2017-02-13 18:00 | 2 | 13 | 18 | 0 | 0% | 2017-01-13 17:00 | 1 | 13 | 17 | 1 | 13 | 17 | 86.225 | 86.225 | 0 | 86.225 | 86.225 | 0
[48 empty] | 2017-02-13 19:00 | 2 | 13 | 19 | 0 | 0% | 2017-01-13 18:00 | 1 | 13 | 18 | 1 | 13 | 18 | 27.6175 | 27.6175 | 0 | 27.6175 | 27.6175 | 0
[48 empty] | 2017-02-13 20:00 | 2 | 13 | 20 | 0 | 0% | 2017-01-13 19:00 | 1 | 13 | 19 | 1 | 13 | 19 | 29.995 | 29.995 | 0 | 29.995 | 29.995 | 0
[48 empty] | 2017-02-13 21:00 | 2 | 13 | 21 | 0 | 0% | 2017-01-13 20:00 | 1 | 13 | 20 | 1 | 13 | 20 | 91.785 | 91.785 | 0 | 91.785 | 91.785 | 0
[48 empty] | 2017-02-13 22:00 | 2 | 13 | 22 | 0 | 0% | 2017-01-13 21:00 | 1 | 13 | 21 | 1 | 13 | 21 | 122.815 | 122.815 | 0 | 122.815 | 122.815 | 0
[48 empty] | 2017-02-13 23:00 | 2 | 13 | 23 | 0 | 0% | 2017-01-13 22:00 | 1 | 13 | 22 | 1 | 13 | 22 | 24.8125 | 24.8125 | 0 | 24.8125 | 24.8125 | 0
[48 empty] | 2017-02-14 | 2 | 14 | 0 | 0 | 0% | 2017-01-13 23:00 | 1 | 13 | 23 | 1 | 13 | 23 | 127.6175 | 127.6175 | 0 | 127.6175 | 127.6175 | 0
[48 empty] | 2017-02-14 01:00 | 2 | 14 | 1 | 0 | 0% | 2017-01-14 | 1 | 14 | 0 | 1 | 14 | 0 | 482.905 | 482.905 | 0 | 482.905 | 482.905 | 0
[48 empty] | 2017-02-14 02:00 | 2 | 14 | 2 | 0 | 0% | 2017-01-14 01:00 | 1 | 14 | 1 | 1 | 14 | 1 | 31.3375 | 31.3375 | 0 | 31.3375 | 31.3375 | 0
[48 empty] | 2017-02-14 03:00 | 2 | 14 | 3 | 0 | 0% | 2017-01-14 02:00 | 1 | 14 | 2 | 1 | 14 | 2 | 24.35 | 24.35 | 0 | 24.35 | 24.35 | 0
[48 empty] | 2017-02-14 04:00 | 2 | 14 | 4 | 0 | 0% | 2017-01-14 03:00 | 1 | 14 | 3 | 1 | 14 | 3 | 24.6825 | 24.6825 | 0 | 24.6825 | 24.6825 | 0
[48 empty] | 2017-02-14 05:00 | 2 | 14 | 5 | 0 | 0% | 2017-01-14 04:00 | 1 | 14 | 4 | 1 | 14 | 4 | 26.44 | 26.44 | 0 | 26.44 | 26.44 | 0
[48 empty] | 2017-02-14 06:00 | 2 | 14 | 6 | 0.41024 | 0.04144% | 2017-01-14 05:00 | 1 | 14 | 5 | 1 | 14 | 5 | 162.12 | 162.12 | 0 | 162.12 | 162.12 | 0
[48 empty] | 2017-02-14 07:00 | 2 | 14 | 7 | 370.8244 | 37.46% | 2017-01-14 06:00 | 1 | 14 | 6 | 1 | 14 | 6 | 24.135 | 24.135 | 0 | 24.135 | 24.135 | 0
[48 empty] | 2017-02-14 08:00 | 2 | 14 | 8 | 791.429 | 79.94% | 2017-01-14 07:00 | 1 | 14 | 7 | 1 | 14 | 7 | 24.6825 | 24.6825 | 0 | 24.6825 | 24.6825 | 0
[48 empty] | 2017-02-14 09:00 | 2 | 14 | 9 | 837.2153 | 84.57% | 2017-01-14 08:00 | 1 | 14 | 8 | 1 | 14 | 8 | 52.27 | 52.27 | 0 | 52.27 | 52.27 | 0
[48 empty] | 2017-02-14 10:00 | 2 | 14 | 10 | 865.8093 | 87.46% | 2017-01-14 09:00 | 1 | 14 | 9 | 1 | 14 | 9 | 71.545 | 71.545 | 0 | 71.545 | 71.545 | 0
[48 empty] | 2017-02-14 11:00 | 2 | 14 | 11 | 806.0619 | 81.42% | 2017-01-14 10:00 | 1 | 14 | 10 | 1 | 14 | 10 | 33.82 | 33.97 | 0 | 33.97 | 33.9775 | 0
[48 empty] | 2017-02-14 12:00 | 2 | 14 | 12 | 468.6281 | 47.34% | 2017-01-14 11:00 | 1 | 14 | 11 | 1 | 14 | 11 | 35.2775 | 35.44 | 0 | 35.44 | 35.4475 | 0
[48 empty] | 2017-02-14 13:00 | 2 | 14 | 13 | 547.9709 | 55.35% | 2017-01-14 12:00 | 1 | 14 | 12 | 1 | 14 | 12 | 70.215 | 70.215 | 0 | 70.215 | 70.215 | 0
[48 empty] | 2017-02-14 14:00 | 2 | 14 | 14 | 700.8082 | 70.79% | 2017-01-14 13:00 | 1 | 14 | 13 | 1 | 14 | 13 | 37.7075 | 37.7075 | 0 | 37.7075 | 37.7075 | 0
[48 empty] | 2017-02-14 15:00 | 2 | 14 | 15 | 691.6648 | 69.87% | 2017-01-14 14:00 | 1 | 14 | 14 | 1 | 14 | 14 | 34.1425 | 34.1425 | 0 | 34.1425 | 34.1425 | 0
[48 empty] | 2017-02-14 16:00 | 2 | 14 | 16 | 423.6105 | 42.79% | 2017-01-14 15:00 | 1 | 14 | 15 | 1 | 14 | 15 | 32.4225 | 32.4225 | 0 | 32.4225 | 32.4225 | 0
[48 empty] | 2017-02-14 17:00 | 2 | 14 | 17 | 28.6273 | 2.892% | 2017-01-14 16:00 | 1 | 14 | 16 | 1 | 14 | 16 | 30.4825 | 30.315 | 0 | 30.315 | 30.305 | 0
[48 empty] | 2017-02-14 18:00 | 2 | 14 | 18 | 0 | 0% | 2017-01-14 17:00 | 1 | 14 | 17 | 1 | 14 | 17 | 40.75 | 40.52 | 0 | 40.52 | 40.5075 | 0
[48 empty] | 2017-02-14 19:00 | 2 | 14 | 19 | 0 | 0% | 2017-01-14 18:00 | 1 | 14 | 18 | 1 | 14 | 18 | 60.9325 | 60.59 | 0 | 60.5825 | 60.57 | 0
[48 empty] | 2017-02-14 20:00 | 2 | 14 | 20 | 0 | 0% | 2017-01-14 19:00 | 1 | 14 | 19 | 1 | 14 | 19 | 35.2675 | 35.0625 | 0 | 35.06 | 35.0525 | 0
[48 empty] | 2017-02-14 21:00 | 2 | 14 | 21 | 0 | 0% | 2017-01-14 20:00 | 1 | 14 | 20 | 1 | 14 | 20 | 34.48 | 34.285 | 0 | 34.285 | 34.275 | 0
[48 empty] | 2017-02-14 22:00 | 2 | 14 | 22 | 0 | 0% | 2017-01-14 21:00 | 1 | 14 | 21 | 1 | 14 | 21 | 30.7275 | 30.555 | 0 | 30.555 | 30.545 | 0
[48 empty] | 2017-02-14 23:00 | 2 | 14 | 23 | 0 | 0% | 2017-01-14 22:00 | 1 | 14 | 22 | 1 | 14 | 22 | 78.405 | 77.965 | 0 | 77.96 | 77.9425 | 0
[48 empty] | 2017-02-15 | 2 | 15 | 0 | 0 | 0% | 2017-01-14 23:00 | 1 | 14 | 23 | 1 | 14 | 23 | 97.3625 | 96.825 | 0 | 96.8225 | 96.7975 | 0
[48 empty] | 2017-02-15 01:00 | 2 | 15 | 1 | 0 | 0% | 2017-01-15 | 1 | 15 | 0 | 1 | 15 | 0 | 61.995 | 61.9825 | 0 | 61.9825 | 61.98 | 0
[48 empty] | 2017-02-15 02:00 | 2 | 15 | 2 | 0 | 0% | 2017-01-15 01:00 | 1 | 15 | 1 | 1 | 15 | 1 | 186.615 | 186.615 | 0 | 186.615 | 186.615 | 0
[48 empty] | 2017-02-15 03:00 | 2 | 15 | 3 | 0 | 0% | 2017-01-15 02:00 | 1 | 15 | 2 | 1 | 15 | 2 | 25.7975 | 25.715 | 0 | 25.715 | 25.7125 | 0
[48 empty] | 2017-02-15 04:00 | 2 | 15 | 4 | 0 | 0% | 2017-01-15 03:00 | 1 | 15 | 3 | 1 | 15 | 3 | 27.4225 | 27.2675 | 0 | 27.265 | 27.26 | 0
[48 empty] | 2017-02-15 05:00 | 2 | 15 | 5 | 0 | 0% | 2017-01-15 04:00 | 1 | 15 | 4 | 1 | 15 | 4 | 36.015 | 35.8275 | 0 | 35.825 | 35.815 | 0
[48 empty] | 2017-02-15 06:00 | 2 | 15 | 6 | 3.4153 | 0.345% | 2017-01-15 05:00 | 1 | 15 | 5 | 1 | 15 | 5 | 155.465 | 154.965 | 0 | 154.965 | 154.9375 | 0
[48 empty] | 2017-02-15 07:00 | 2 | 15 | 7 | 389.1669 | 39.31% | 2017-01-15 06:00 | 1 | 15 | 6 | 1 | 15 | 6 | 35.4475 | 35.2525 | 0 | 35.25 | 35.245 | 0
[48 empty] | 2017-02-15 08:00 | 2 | 15 | 8 | 884.4171 | 89.34% | 2017-01-15 07:00 | 1 | 15 | 7 | 1 | 15 | 7 | 35.095 | 34.9425 | 0 | 34.9425 | 34.9375 | 0
[48 empty] | 2017-02-15 09:00 | 2 | 15 | 9 | 899.3944 | 90.85% | 2017-01-15 08:00 | 1 | 15 | 8 | 1 | 15 | 8 | 36.365 | 36.185 | 0 | 36.185 | 36.175 | 0
[48 empty] | 2017-02-15 10:00 | 2 | 15 | 10 | 727.9162 | 73.53% | 2017-01-15 09:00 | 1 | 15 | 9 | 1 | 15 | 9 | 36.0375 | 35.855 | 0 | 35.855 | 35.845 | 0
[48 empty] | 2017-02-15 11:00 | 2 | 15 | 11 | 740.129 | 74.76% | 2017-01-15 10:00 | 1 | 15 | 10 | 1 | 15 | 10 | 21.795 | 21.7925 | 0 | 21.795 | 21.79 | 0
[48 empty] | 2017-02-15 12:00 | 2 | 15 | 12 | 595.4579 | 60.15% | 2017-01-15 11:00 | 1 | 15 | 11 | 1 | 15 | 11 | 22.3225 | 22.1975 | 0 | 22.195 | 22.1925 | 0
[48 empty] | 2017-02-15 13:00 | 2 | 15 | 13 | 648.353 | 65.49% | 2017-01-15 12:00 | 1 | 15 | 12 | 1 | 15 | 12 | 25.3675 | 25.2675 | 0 | 25.2675 | 25.2625 | 0
[48 empty] | 2017-02-15 14:00 | 2 | 15 | 14 | 639.7373 | 64.62% | 2017-01-15 13:00 | 1 | 15 | 13 | 1 | 15 | 13 | 28.9775 | 28.815 | 0 | 28.815 | 28.8075 | 0
[48 empty] | 2017-02-15 15:00 | 2 | 15 | 15 | 565.5612 | 57.13% | 2017-01-15 14:00 | 1 | 15 | 14 | 1 | 15 | 14 | 27.04 | 26.95 | 0 | 26.9525 | 26.885 | 0
[48 empty] | 2017-02-15 16:00 | 2 | 15 | 16 | 372.1601 | 37.59% | 2017-01-15 15:00 | 1 | 15 | 15 | 1 | 15 | 15 | 25.0075 | 24.865 | 0 | 24.865 | 24.86 | 0
[48 empty] | 2017-02-15 17:00 | 2 | 15 | 17 | 31.8595 | 3.218% | 2017-01-15 16:00 | 1 | 15 | 16 | 1 | 15 | 16 | 22.095 | 21.9675 | 0 | 21.9675 | 21.9625 | 0
[48 empty] | 2017-02-15 18:00 | 2 | 15 | 18 | 0 | 0% | 2017-01-15 17:00 | 1 | 15 | 17 | 1 | 15 | 17 | 26.7125 | 26.56 | 0 | 26.56 | 26.55 | 0
[48 empty] | 2017-02-15 19:00 | 2 | 15 | 19 | 0 | 0% | 2017-01-15 18:00 | 1 | 15 | 18 | 1 | 15 | 18 | 24.405 | 24.205 | 0 | 24.1475 | 24.1325 | 0
[48 empty] | 2017-02-15 20:00 | 2 | 15 | 20 | 0 | 0% | 2017-01-15 19:00 | 1 | 15 | 19 | 1 | 15 | 19 | 29.3 | 29.36 | 0 | 29.3675 | 28.8575 | 0
[48 empty] | 2017-02-15 21:00 | 2 | 15 | 21 | 0 | 0% | 2017-01-15 20:00 | 1 | 15 | 20 | 1 | 15 | 20 | 22.785 | 22.66 | 0 | 22.66 | 22.65 | 0
[48 empty] | 2017-02-15 22:00 | 2 | 15 | 22 | 0 | 0% | 2017-01-15 21:00 | 1 | 15 | 21 | 1 | 15 | 21 | 21.475 | 21.36 | 0 | 21.36 | 21.35 | 0
[48 empty] | 2017-02-15 23:00 | 2 | 15 | 23 | 0 | 0% | 2017-01-15 22:00 | 1 | 15 | 22 | 1 | 15 | 22 | 23.735 | 23.6075 | 0 | 23.605 | 23.5975 | 0
[48 empty] | 2017-02-16 | 2 | 16 | 0 | 0 | 0% | 2017-01-15 23:00 | 1 | 15 | 23 | 1 | 15 | 23 | 20.6525 | 20.5375 | 0 | 20.5375 | 20.53 | 0
[48 empty] | 2017-02-16 01:00 | 2 | 16 | 1 | 0 | 0% | 2017-01-16 | 1 | 16 | 0 | 1 | 16 | 0 | 19.335 | 19.2325 | 0 | 19.2325 | 19.2225 | 0
[48 empty] | 2017-02-16 02:00 | 2 | 16 | 2 | 0 | 0% | 2017-01-16 01:00 | 1 | 16 | 1 | 1 | 16 | 1 | 18.945 | 18.8675 | 0 | 18.8675 | 18.8625 | 0
[48 empty] | 2017-02-16 03:00 | 2 | 16 | 3 | 0 | 0% | 2017-01-16 02:00 | 1 | 16 | 2 | 1 | 16 | 2 | 19.085 | 19.085 | 0 | 19.085 | 19.085 | 0
[48 empty] | 2017-02-16 04:00 | 2 | 16 | 4 | 0 | 0% | 2017-01-16 03:00 | 1 | 16 | 3 | 1 | 16 | 3 | 19.5075 | 19.5075 | 0 | 19.5075 | 19.5075 | 0
[48 empty] | 2017-02-16 05:00 | 2 | 16 | 5 | 0 | 0% | 2017-01-16 04:00 | 1 | 16 | 4 | 1 | 16 | 4 | 19.76 | 19.76 | 0 | 19.76 | 19.76 | 0
[48 empty] | 2017-02-16 06:00 | 2 | 16 | 6 | 0.020522 | 0.002073% | 2017-01-16 05:00 | 1 | 16 | 5 | 1 | 16 | 5 | 20.4225 | 20.4225 | 0 | 20.4225 | 20.4225 | 0
[48 empty] | 2017-02-16 07:00 | 2 | 16 | 7 | 156.496 | 15.81% | 2017-01-16 06:00 | 1 | 16 | 6 | 1 | 16 | 6 | 21.3575 | 21.3575 | 0 | 21.3575 | 21.3575 | 0
[48 empty] | 2017-02-16 08:00 | 2 | 16 | 8 | 656.5478 | 66.32% | 2017-01-16 07:00 | 1 | 16 | 7 | 1 | 16 | 7 | 21.2875 | 21.2875 | 0 | 21.2875 | 21.2875 | 0
[48 empty] | 2017-02-16 09:00 | 2 | 16 | 9 | 784.5815 | 79.25% | 2017-01-16 08:00 | 1 | 16 | 8 | 1 | 16 | 8 | 20.815 | 20.815 | 0 | 20.815 | 20.815 | 0
[48 empty] | 2017-02-16 10:00 | 2 | 16 | 10 | 201.0891 | 20.31% | 2017-01-16 09:00 | 1 | 16 | 9 | 1 | 16 | 9 | 21.805 | 21.805 | 0 | 21.805 | 21.805 | 0
[48 empty] | 2017-02-16 11:00 | 2 | 16 | 11 | 844.397 | 85.29% | 2017-01-16 10:00 | 1 | 16 | 10 | 1 | 16 | 10 | 22.4975 | 22.4975 | 0 | 22.4975 | 22.4975 | 0
[48 empty] | 2017-02-16 12:00 | 2 | 16 | 12 | 420.3539 | 42.46% | 2017-01-16 11:00 | 1 | 16 | 11 | 1 | 16 | 11 | 22.115 | 22.115 | 0 | 22.115 | 22.115 | 0
[48 empty] | 2017-02-16 13:00 | 2 | 16 | 13 | 752.3214 | 75.99% | 2017-01-16 12:00 | 1 | 16 | 12 | 1 | 16 | 12 | 21.675 | 21.675 | 0 | 21.675 | 21.675 | 0
[48 empty] | 2017-02-16 14:00 | 2 | 16 | 14 | 893.3337 | 90.24% | 2017-01-16 13:00 | 1 | 16 | 13 | 1 | 16 | 13 | 21.275 | 21.265 | 0 | 21.265 | 21.2725 | 0
[48 empty] | 2017-02-16 15:00 | 2 | 16 | 15 | 844.5506 | 85.31% | 2017-01-16 14:00 | 1 | 16 | 14 | 1 | 16 | 14 | 21.3725 | 21.35 | 0 | 21.35 | 21.3625 | 0
[48 empty] | 2017-02-16 16:00 | 2 | 16 | 16 | 497.3185 | 50.23% | 2017-01-16 15:00 | 1 | 16 | 15 | 1 | 16 | 15 | 21.63 | 21.6175 | 0 | 21.6175 | 21.625 | 0
[48 empty] | 2017-02-16 17:00 | 2 | 16 | 17 | 24.9456 | 2.52% | 2017-01-16 16:00 | 1 | 16 | 16 | 1 | 16 | 16 | 21.885 | 21.8775 | 0 | 21.8775 | 21.885 | 0
[48 empty] | 2017-02-16 18:00 | 2 | 16 | 18 | 0 | 0% | 2017-01-16 17:00 | 1 | 16 | 17 | 1 | 16 | 17 | 22.7825 | 22.7825 | 0 | 22.7825 | 22.7825 | 0
[48 empty] | 2017-02-16 19:00 | 2 | 16 | 19 | 0 | 0% | 2017-01-16 18:00 | 1 | 16 | 18 | 1 | 16 | 18 | 26.375 | 26.375 | 0 | 26.375 | 26.375 | 0
[48 empty] | 2017-02-16 20:00 | 2 | 16 | 20 | 0 | 0% | 2017-01-16 19:00 | 1 | 16 | 19 | 1 | 16 | 19 | 23.83 | 23.83 | 0 | 23.83 | 23.83 | 0
[48 empty] | 2017-02-16 21:00 | 2 | 16 | 21 | 0 | 0% | 2017-01-16 20:00 | 1 | 16 | 20 | 1 | 16 | 20 | 21.795 | 21.795 | 0 | 21.795 | 21.795 | 0
[48 empty] | 2017-02-16 22:00 | 2 | 16 | 22 | 0 | 0% | 2017-01-16 21:00 | 1 | 16 | 21 | 1 | 16 | 21 | 20.75 | 20.75 | 0 | 20.75 | 20.75 | 0
[48 empty] | 2017-02-16 23:00 | 2 | 16 | 23 | 0 | 0% | 2017-01-16 22:00 | 1 | 16 | 22 | 1 | 16 | 22 | 19.6275 | 19.6275 | 0 | 19.6275 | 19.6275 | 0
[48 empty] | 2017-02-17 | 2 | 17 | 0 | 0 | 0% | 2017-01-16 23:00 | 1 | 16 | 23 | 1 | 16 | 23 | 18.04 | 18.04 | 0 | 18.04 | 18.04 | 0
[48 empty] | 2017-02-17 01:00 | 2 | 17 | 1 | 0 | 0% | 2017-01-17 | 1 | 17 | 0 | 1 | 17 | 0 | 17.3525 | 17.3525 | 0 | 17.3525 | 17.3525 | 0
[48 empty] | 2017-02-17 02:00 | 2 | 17 | 2 | 0 | 0% | 2017-01-17 01:00 | 1 | 17 | 1 | 1 | 17 | 1 | 13.485 | 13.485 | 0 | 13.485 | 13.485 | 0
[48 empty] | 2017-02-17 03:00 | 2 | 17 | 3 | 0 | 0% | 2017-01-17 02:00 | 1 | 17 | 2 | 1 | 17 | 2 | 16.8875 | 16.8875 | 0 | 16.8875 | 16.8875 | 0
[48 empty] | 2017-02-17 04:00 | 2 | 17 | 4 | 0 | 0% | 2017-01-17 03:00 | 1 | 17 | 3 | 1 | 17 | 3 | 16.9525 | 16.905 | 0 | 16.905 | 16.9025 | 0
[48 empty] | 2017-02-17 05:00 | 2 | 17 | 5 | 0 | 0% | 2017-01-17 04:00 | 1 | 17 | 4 | 1 | 17 | 4 | 17.28 | 17.265 | 0 | 17.265 | 17.265 | 0
[48 empty] | 2017-02-17 06:00 | 2 | 17 | 6 | 5.6611 | 0.5718% | 2017-01-17 05:00 | 1 | 17 | 5 | 1 | 17 | 5 | 19.2575 | 19.2225 | 0 | 19.2225 | 19.22 | 0
[48 empty] | 2017-02-17 07:00 | 2 | 17 | 7 | 398.1816 | 40.22% | 2017-01-17 06:00 | 1 | 17 | 6 | 1 | 17 | 6 | 20.6925 | 20.645 | 0 | 20.645 | 20.64 | 0
[48 empty] | 2017-02-17 08:00 | 2 | 17 | 8 | 800.2461 | 80.83% | 2017-01-17 07:00 | 1 | 17 | 7 | 1 | 17 | 7 | 21.15 | 21.15 | 0 | 21.15 | 21.15 | 0
[48 empty] | 2017-02-17 09:00 | 2 | 17 | 9 | 915.6783 | 92.49% | 2017-01-17 08:00 | 1 | 17 | 8 | 1 | 17 | 8 | 20.9625 | 20.9625 | 0 | 20.9625 | 20.9625 | 0
[48 empty] | 2017-02-17 10:00 | 2 | 17 | 10 | 863.8306 | 87.26% | 2017-01-17 09:00 | 1 | 17 | 9 | 1 | 17 | 9 | 21.6975 | 21.6975 | 0 | 21.6975 | 21.6975 | 0
[48 empty] | 2017-02-17 11:00 | 2 | 17 | 11 | 822.2133 | 83.05% | 2017-01-17 10:00 | 1 | 17 | 10 | 1 | 17 | 10 | 21.3275 | 21.3 | 0 | 21.3 | 21.2975 | 0
[48 empty] | 2017-02-17 12:00 | 2 | 17 | 12 | 811.2677 | 81.95% | 2017-01-17 11:00 | 1 | 17 | 11 | 1 | 17 | 11 | 21.9025 | 21.9 | 0 | 21.9 | 21.9 | 0
[48 empty] | 2017-02-17 13:00 | 2 | 17 | 13 | 846.7373 | 85.53% | 2017-01-17 12:00 | 1 | 17 | 12 | 1 | 17 | 12 | 21.88 | 21.8025 | 0 | 21.8 | 21.7975 | 0
[48 empty] | 2017-02-17 14:00 | 2 | 17 | 14 | 889.8666 | 89.89% | 2017-01-17 13:00 | 1 | 17 | 13 | 1 | 17 | 13 | 22.24 | 22.12 | 0 | 22.12 | 22.11 | 0
[48 empty] | 2017-02-17 15:00 | 2 | 17 | 15 | 852.5202 | 86.11% | 2017-01-17 14:00 | 1 | 17 | 14 | 1 | 17 | 14 | 22.035 | 22.035 | 0 | 22.035 | 22.035 | 0
[48 empty] | 2017-02-17 16:00 | 2 | 17 | 16 | 532.288 | 53.77% | 2017-01-17 15:00 | 1 | 17 | 15 | 1 | 17 | 15 | 21.5 | 21.5 | 0 | 21.5 | 21.5 | 0
[48 empty] | 2017-02-17 17:00 | 2 | 17 | 17 | 38.6924 | 3.908% | 2017-01-17 16:00 | 1 | 17 | 16 | 1 | 17 | 16 | 22.3325 | 22.3225 | 0 | 22.3225 | 22.3225 | 0
[48 empty] | 2017-02-17 18:00 | 2 | 17 | 18 | 0 | 0% | 2017-01-17 17:00 | 1 | 17 | 17 | 1 | 17 | 17 | 82.0025 | 82.0025 | 0 | 82.0025 | 82.0025 | 0
[48 empty] | 2017-02-17 19:00 | 2 | 17 | 19 | 0 | 0% | 2017-01-17 18:00 | 1 | 17 | 18 | 1 | 17 | 18 | 31.3075 | 31.3075 | 0 | 31.3075 | 31.3075 | 0
[48 empty] | 2017-02-17 20:00 | 2 | 17 | 20 | 0 | 0% | 2017-01-17 19:00 | 1 | 17 | 19 | 1 | 17 | 19 | 29.3475 | 29.3475 | 0 | 29.3475 | 29.3475 | 0
[48 empty] | 2017-02-17 21:00 | 2 | 17 | 21 | 0 | 0% | 2017-01-17 20:00 | 1 | 17 | 20 | 1 | 17 | 20 | 24.255 | 24.255 | 0 | 24.255 | 24.255 | 0
[48 empty] | 2017-02-17 22:00 | 2 | 17 | 22 | 0 | 0% | 2017-01-17 21:00 | 1 | 17 | 21 | 1 | 17 | 21 | 21.7975 | 21.7975 | 0 | 21.7975 | 21.7975 | 0
[48 empty] | 2017-02-17 23:00 | 2 | 17 | 23 | 0 | 0% | 2017-01-17 22:00 | 1 | 17 | 22 | 1 | 17 | 22 | 21.2025 | 21.2025 | 0 | 21.2025 | 21.2025 | 0
[48 empty] | 2017-02-18 | 2 | 18 | 0 | 0 | 0% | 2017-01-17 23:00 | 1 | 17 | 23 | 1 | 17 | 23 | 20.855 | 20.855 | 0 | 20.855 | 20.855 | 0
[48 empty] | 2017-02-18 01:00 | 2 | 18 | 1 | 0 | 0% | 2017-01-18 | 1 | 18 | 0 | 1 | 18 | 0 | 19.9025 | 19.9025 | 0 | 19.9025 | 19.9025 | 0
[48 empty] | 2017-02-18 02:00 | 2 | 18 | 2 | 0 | 0% | 2017-01-18 01:00 | 1 | 18 | 1 | 1 | 18 | 1 | 19.985 | 19.985 | 0 | 19.985 | 19.985 | 0
[48 empty] | 2017-02-18 03:00 | 2 | 18 | 3 | 0 | 0% | 2017-01-18 02:00 | 1 | 18 | 2 | 1 | 18 | 2 | 19.8575 | 19.855 | 0 | 19.8525 | 19.855 | 0
[48 empty] | 2017-02-18 04:00 | 2 | 18 | 4 | 0 | 0% | 2017-01-18 03:00 | 1 | 18 | 3 | 1 | 18 | 3 | 19.8325 | 19.7975 | 0 | 19.7975 | 19.7975 | 0
[48 empty] | 2017-02-18 05:00 | 2 | 18 | 5 | 0 | 0% | 2017-01-18 04:00 | 1 | 18 | 4 | 1 | 18 | 4 | 19.87 | 19.8125 | 0 | 19.81 | 19.81 | 0
[48 empty] | 2017-02-18 06:00 | 2 | 18 | 6 | 3.5062 | 0.3542% | 2017-01-18 05:00 | 1 | 18 | 5 | 1 | 18 | 5 | 20.1525 | 20.1525 | 0 | 20.1525 | 20.1525 | 0
[48 empty] | 2017-02-18 07:00 | 2 | 18 | 7 | 392.2855 | 39.62% | 2017-01-18 06:00 | 1 | 18 | 6 | 1 | 18 | 6 | 124.995 | 124.995 | 0 | 124.995 | 124.995 | 0
[48 empty] | 2017-02-18 08:00 | 2 | 18 | 8 | 817.6808 | 82.59% | 2017-01-18 07:00 | 1 | 18 | 7 | 1 | 18 | 7 | 37.6975 | 37.6975 | 0 | 37.6975 | 37.6975 | 0
[48 empty] | 2017-02-18 09:00 | 2 | 18 | 9 | 876.9005 | 88.58% | 2017-01-18 08:00 | 1 | 18 | 8 | 1 | 18 | 8 | 30.2725 | 30.2725 | 0 | 30.2725 | 30.2725 | 0
[48 empty] | 2017-02-18 10:00 | 2 | 18 | 10 | 865.2753 | 87.4% | 2017-01-18 09:00 | 1 | 18 | 9 | 1 | 18 | 9 | 31.595 | 31.595 | 0 | 31.595 | 31.595 | 0
[48 empty] | 2017-02-18 11:00 | 2 | 18 | 11 | 826.8064 | 83.52% | 2017-01-18 10:00 | 1 | 18 | 10 | 1 | 18 | 10 | 33.8975 | 33.8975 | 0 | 33.8975 | 33.8975 | 0
[48 empty] | 2017-02-18 12:00 | 2 | 18 | 12 | 820.747 | 82.9% | 2017-01-18 11:00 | 1 | 18 | 11 | 1 | 18 | 11 | 27.9125 | 27.9125 | 0 | 27.9125 | 27.9125 | 0
[48 empty] | 2017-02-18 13:00 | 2 | 18 | 13 | 841.8889 | 85.04% | 2017-01-18 12:00 | 1 | 18 | 12 | 1 | 18 | 12 | 24.265 | 24.265 | 0 | 24.265 | 24.265 | 0
[48 empty] | 2017-02-18 14:00 | 2 | 18 | 14 | 876.4776 | 88.53% | 2017-01-18 13:00 | 1 | 18 | 13 | 1 | 18 | 13 | 24.3575 | 24.3575 | 0 | 24.3575 | 24.3575 | 0
[48 empty] | 2017-02-18 15:00 | 2 | 18 | 15 | 828.9743 | 83.73% | 2017-01-18 14:00 | 1 | 18 | 14 | 1 | 18 | 14 | 21.9375 | 21.9375 | 0 | 21.9375 | 21.9375 | 0
[48 empty] | 2017-02-18 16:00 | 2 | 18 | 16 | 516.4447 | 52.17% | 2017-01-18 15:00 | 1 | 18 | 15 | 1 | 18 | 15 | 21.385 | 21.385 | 0 | 21.385 | 21.385 | 0
[48 empty] | 2017-02-18 17:00 | 2 | 18 | 17 | 35.6704 | 3.603% | 2017-01-18 16:00 | 1 | 18 | 16 | 1 | 18 | 16 | 21.5325 | 21.5325 | 0 | 21.5325 | 21.5325 | 0
[48 empty] | 2017-02-18 18:00 | 2 | 18 | 18 | 0 | 0% | 2017-01-18 17:00 | 1 | 18 | 17 | 1 | 18 | 17 | 23.8475 | 23.8475 | 0 | 23.8475 | 23.8475 | 0
[48 empty] | 2017-02-18 19:00 | 2 | 18 | 19 | 0 | 0% | 2017-01-18 18:00 | 1 | 18 | 18 | 1 | 18 | 18 | 24.82 | 24.82 | 0 | 24.82 | 24.82 | 0
[48 empty] | 2017-02-18 20:00 | 2 | 18 | 20 | 0 | 0% | 2017-01-18 19:00 | 1 | 18 | 19 | 1 | 18 | 19 | 22.645 | 22.645 | 0 | 22.645 | 22.645 | 0
[48 empty] | 2017-02-18 21:00 | 2 | 18 | 21 | 0 | 0% | 2017-01-18 20:00 | 1 | 18 | 20 | 1 | 18 | 20 | 21.7775 | 21.7775 | 0 | 21.7775 | 21.7775 | 0
[48 empty] | 2017-02-18 22:00 | 2 | 18 | 22 | 0 | 0% | 2017-01-18 21:00 | 1 | 18 | 21 | 1 | 18 | 21 | 20.05 | 20.0075 | 0 | 20.0025 | 20.0275 | 0
[48 empty] | 2017-02-18 23:00 | 2 | 18 | 23 | 0 | 0% | 2017-01-18 22:00 | 1 | 18 | 22 | 1 | 18 | 22 | 19.955 | 19.9025 | 0 | 19.8925 | 19.925 | 0
[48 empty] | 2017-02-19 | 2 | 19 | 0 | 0 | 0% | 2017-01-18 23:00 | 1 | 18 | 23 | 1 | 18 | 23 | 19.74 | 19.69 | 0 | 19.68 | 19.7125 | 0
[48 empty] | 2017-02-19 01:00 | 2 | 19 | 1 | 0 | 0% | 2017-01-19 | 1 | 19 | 0 | 1 | 19 | 0 | 19.6125 | 19.5675 | 0 | 19.56 | 19.5875 | 0
[48 empty] | 2017-02-19 02:00 | 2 | 19 | 2 | 0 | 0% | 2017-01-19 01:00 | 1 | 19 | 1 | 1 | 19 | 1 | 18.6975 | 18.665 | 0 | 18.6625 | 18.6825 | 0
[48 empty] | 2017-02-19 03:00 | 2 | 19 | 3 | 0 | 0% | 2017-01-19 02:00 | 1 | 19 | 2 | 1 | 19 | 2 | 18.225 | 18.2025 | 0 | 18.2025 | 18.2125 | 0
[48 empty] | 2017-02-19 04:00 | 2 | 19 | 4 | 0 | 0% | 2017-01-19 03:00 | 1 | 19 | 3 | 1 | 19 | 3 | 18.0825 | 18.065 | 0 | 18.06 | 18.0725 | 0
[48 empty] | 2017-02-19 05:00 | 2 | 19 | 5 | 0 | 0% | 2017-01-19 04:00 | 1 | 19 | 4 | 1 | 19 | 4 | 18.5525 | 18.53 | 0 | 18.525 | 18.54 | 0
[48 empty] | 2017-02-19 06:00 | 2 | 19 | 6 | 0 | 0% | 2017-01-19 05:00 | 1 | 19 | 5 | 1 | 19 | 5 | 19.72 | 19.7175 | 0 | 19.7175 | 19.72 | 0
[48 empty] | 2017-02-19 07:00 | 2 | 19 | 7 | 58.0009 | 5.859% | 2017-01-19 06:00 | 1 | 19 | 6 | 1 | 19 | 6 | 24.71 | 24.7075 | 0 | 24.7075 | 24.71 | 0
[48 empty] | 2017-02-19 08:00 | 2 | 19 | 8 | 118.2153 | 11.94% | 2017-01-19 07:00 | 1 | 19 | 7 | 1 | 19 | 7 | 22.635 | 22.635 | 0 | 22.635 | 22.635 | 0
[48 empty] | 2017-02-19 09:00 | 2 | 19 | 9 | 167.5681 | 16.93% | 2017-01-19 08:00 | 1 | 19 | 8 | 1 | 19 | 8 | 21.205 | 21.205 | 0 | 21.205 | 21.205 | 0
[48 empty] | 2017-02-19 10:00 | 2 | 19 | 10 | 214.1735 | 21.63% | 2017-01-19 09:00 | 1 | 19 | 9 | 1 | 19 | 9 | 25.025 | 25.025 | 0 | 25.025 | 25.025 | 0
[48 empty] | 2017-02-19 11:00 | 2 | 19 | 11 | 208.162 | 21.03% | 2017-01-19 10:00 | 1 | 19 | 10 | 1 | 19 | 10 | 20.875 | 20.875 | 0 | 20.875 | 20.875 | 0
[48 empty] | 2017-02-19 12:00 | 2 | 19 | 12 | 211.4204 | 21.36% | 2017-01-19 11:00 | 1 | 19 | 11 | 1 | 19 | 11 | 19.905 | 19.905 | 0 | 19.905 | 19.905 | 0
[48 empty] | 2017-02-19 13:00 | 2 | 19 | 13 | 184.0071 | 18.59% | 2017-01-19 12:00 | 1 | 19 | 12 | 1 | 19 | 12 | 19.0625 | 19.4075 | 0 | 19.5425 | 19.05 | 0
[48 empty] | 2017-02-19 14:00 | 2 | 19 | 14 | 142.4903 | 14.39% | 2017-01-19 13:00 | 1 | 19 | 13 | 1 | 19 | 13 | 15.915 | 17.495 | 0 | 19.2275 | 15.1425 | 0
[48 empty] | 2017-02-19 15:00 | 2 | 19 | 15 | 82.1092 | 8.294% | 2017-01-19 14:00 | 1 | 19 | 14 | 1 | 19 | 14 | 18.345 | 19.535 | 0 | 20.0625 | 18.2575 | 0
[48 empty] | 2017-02-19 16:00 | 2 | 19 | 16 | 44.4991 | 4.495% | 2017-01-19 15:00 | 1 | 19 | 15 | 1 | 19 | 15 | 18.7375 | 19.215 | 0 | 19.405 | 18.7125 | 0
[48 empty] | 2017-02-19 17:00 | 2 | 19 | 17 | 2.191 | 0.2213% | 2017-01-19 16:00 | 1 | 19 | 16 | 1 | 19 | 16 | 20.0375 | 20.3575 | 0 | 20.3825 | 19.68 | 0
[48 empty] | 2017-02-19 18:00 | 2 | 19 | 18 | 0 | 0% | 2017-01-19 17:00 | 1 | 19 | 17 | 1 | 19 | 17 | 22.0225 | 22.1575 | 0 | 22.1675 | 21.87 | 0
[48 empty] | 2017-02-19 19:00 | 2 | 19 | 19 | 0 | 0% | 2017-01-19 18:00 | 1 | 19 | 18 | 1 | 19 | 18 | 26.0125 | 26.0125 | 0 | 26.0125 | 26.0125 | 0
[48 empty] | 2017-02-19 20:00 | 2 | 19 | 20 | 0 | 0% | 2017-01-19 19:00 | 1 | 19 | 19 | 1 | 19 | 19 | 21.33 | 21.7375 | 0 | 21.755 | 20.88 | 0
[48 empty] | 2017-02-19 21:00 | 2 | 19 | 21 | 0 | 0% | 2017-01-19 20:00 | 1 | 19 | 20 | 1 | 19 | 20 | 21.23 | 21.64 | 0 | 21.655 | 20.7775 | 0
[48 empty] | 2017-02-19 22:00 | 2 | 19 | 22 | 0 | 0% | 2017-01-19 21:00 | 1 | 19 | 21 | 1 | 19 | 21 | 20.8775 | 21.005 | 0 | 21.0075 | 20.765 | 0
[48 empty] | 2017-02-19 23:00 | 2 | 19 | 23 | 0 | 0% | 2017-01-19 22:00 | 1 | 19 | 22 | 1 | 19 | 22 | 18.155 | 19.0525 | 0 | 18.9375 | 17.915 | 0
[48 empty] | 2017-02-20 | 2 | 20 | 0 | 0 | 0% | 2017-01-19 23:00 | 1 | 19 | 23 | 1 | 19 | 23 | 13.47 | 16.965 | 0 | 16.7 | 13.195 | 0
[48 empty] | 2017-02-20 01:00 | 2 | 20 | 1 | 0 | 0% | 2017-01-20 | 1 | 20 | 0 | 1 | 20 | 0 | 11.745 | 15.1675 | 0 | 14.945 | 11.5825 | 0
[48 empty] | 2017-02-20 02:00 | 2 | 20 | 2 | 0 | 0% | 2017-01-20 01:00 | 1 | 20 | 1 | 1 | 20 | 1 | 8.3 | 12.525 | 0 | 12.1875 | 8.09 | 0
[48 empty] | 2017-02-20 03:00 | 2 | 20 | 3 | 0 | 0% | 2017-01-20 02:00 | 1 | 20 | 2 | 1 | 20 | 2 | 8.5275 | 12.8625 | 0 | 12.4675 | 8.3025 | 0
[48 empty] | 2017-02-20 04:00 | 2 | 20 | 4 | 0 | 0% | 2017-01-20 03:00 | 1 | 20 | 3 | 1 | 20 | 3 | 8.24 | 12.505 | 0 | 12.0875 | 8.015 | 0
[48 empty] | 2017-02-20 05:00 | 2 | 20 | 5 | 0 | 0% | 2017-01-20 04:00 | 1 | 20 | 4 | 1 | 20 | 4 | 10.085 | 14.445 | 0 | 13.9875 | 9.84 | 0
[48 empty] | 2017-02-20 06:00 | 2 | 20 | 6 | 5.1062 | 0.5158% | 2017-01-20 05:00 | 1 | 20 | 5 | 1 | 20 | 5 | 15.865 | 19.38 | 0 | 18.9375 | 15.5625 | 0
[48 empty] | 2017-02-20 07:00 | 2 | 20 | 7 | 396.738 | 40.07% | 2017-01-20 06:00 | 1 | 20 | 6 | 1 | 20 | 6 | 20.6925 | 20.6625 | 0 | 20.6525 | 20.6575 | 0
[48 empty] | 2017-02-20 08:00 | 2 | 20 | 8 | 830.4804 | 83.89% | 2017-01-20 07:00 | 1 | 20 | 7 | 1 | 20 | 7 | 20.07 | 20.0875 | 0 | 20.0875 | 20.05 | 0
[48 empty] | 2017-02-20 09:00 | 2 | 20 | 9 | 911.0186 | 92.02% | 2017-01-20 08:00 | 1 | 20 | 8 | 1 | 20 | 8 | 21.1275 | 21.215 | 0 | 21.205 | 21.1225 | 0
[48 empty] | 2017-02-20 10:00 | 2 | 20 | 10 | 876.616 | 88.55% | 2017-01-20 09:00 | 1 | 20 | 9 | 1 | 20 | 9 | 21.65 | 21.65 | 0 | 21.65 | 21.65 | 0
[48 empty] | 2017-02-20 11:00 | 2 | 20 | 11 | 829.9833 | 83.84% | 2017-01-20 10:00 | 1 | 20 | 10 | 1 | 20 | 10 | 21.0525 | 20.1175 | 0 | 20.135 | 20.845 | 0
[48 empty] | 2017-02-20 12:00 | 2 | 20 | 12 | 822.4515 | 83.08% | 2017-01-20 11:00 | 1 | 20 | 11 | 1 | 20 | 11 | 20.2075 | 17.5425 | 0 | 17.72 | 19.5325 | 0
[48 empty] | 2017-02-20 13:00 | 2 | 20 | 13 | 826.9789 | 83.53% | 2017-01-20 12:00 | 1 | 20 | 12 | 1 | 20 | 12 | 19.1925 | 16.125 | 0 | 16.88 | 18.0275 | 0
[48 empty] | 2017-02-20 14:00 | 2 | 20 | 14 | 903.8494 | 91.3% | 2017-01-20 13:00 | 1 | 20 | 13 | 1 | 20 | 13 | 18.69 | 14.6025 | 0 | 15.5925 | 17.1675 | 0
[48 empty] | 2017-02-20 15:00 | 2 | 20 | 15 | 849.4701 | 85.81% | 2017-01-20 14:00 | 1 | 20 | 14 | 1 | 20 | 14 | 17.86 | 13.9175 | 0 | 14.8925 | 16.305 | 0
[48 empty] | 2017-02-20 16:00 | 2 | 20 | 16 | 542.5322 | 54.8% | 2017-01-20 15:00 | 1 | 20 | 15 | 1 | 20 | 15 | 19.0025 | 14.8275 | 0 | 14.895 | 17.9325 | 0
[48 empty] | 2017-02-20 17:00 | 2 | 20 | 17 | 38.2802 | 3.867% | 2017-01-20 16:00 | 1 | 20 | 16 | 1 | 20 | 16 | 20.255 | 17.815 | 0 | 17.86 | 19.7275 | 0
[48 empty] | 2017-02-20 18:00 | 2 | 20 | 18 | 0 | 0% | 2017-01-20 17:00 | 1 | 20 | 17 | 1 | 20 | 17 | 22.9 | 21.275 | 0 | 21.305 | 22.5425 | 0
[48 empty] | 2017-02-20 19:00 | 2 | 20 | 19 | 0 | 0% | 2017-01-20 18:00 | 1 | 20 | 18 | 1 | 20 | 18 | 23.53 | 22.19 | 0 | 22.215 | 23.2275 | 0
[48 empty] | 2017-02-20 20:00 | 2 | 20 | 20 | 0 | 0% | 2017-01-20 19:00 | 1 | 20 | 19 | 1 | 20 | 19 | 24.0525 | 23.86 | 0 | 23.865 | 24.01 | 0
[48 empty] | 2017-02-20 21:00 | 2 | 20 | 21 | 0 | 0% | 2017-01-20 20:00 | 1 | 20 | 20 | 1 | 20 | 20 | 23.305 | 23.095 | 0 | 23.0975 | 23.26 | 0
[48 empty] | 2017-02-20 22:00 | 2 | 20 | 22 | 0 | 0% | 2017-01-20 21:00 | 1 | 20 | 21 | 1 | 20 | 21 | 24.27 | 24.155 | 0 | 24.1375 | 24.205 | 0
[48 empty] | 2017-02-20 23:00 | 2 | 20 | 23 | 0 | 0% | 2017-01-20 22:00 | 1 | 20 | 22 | 1 | 20 | 22 | 90.03 | 86.3975 | 0 | 86.22 | 88.745 | 0
[48 empty] | 2017-02-21 | 2 | 21 | 0 | 0 | 0% | 2017-01-20 23:00 | 1 | 20 | 23 | 1 | 20 | 23 | 22.27 | 22.2525 | 0 | 22.25 | 22.26 | 0
[48 empty] | 2017-02-21 01:00 | 2 | 21 | 1 | 0 | 0% | 2017-01-21 | 1 | 21 | 0 | 1 | 21 | 0 | 22.79 | 22.74 | 0 | 22.7325 | 22.7625 | 0
[48 empty] | 2017-02-21 02:00 | 2 | 21 | 2 | 0 | 0% | 2017-01-21 01:00 | 1 | 21 | 1 | 1 | 21 | 1 | 22.875 | 22.7625 | 0 | 22.7475 | 22.815 | 0
[48 empty] | 2017-02-21 03:00 | 2 | 21 | 3 | 0 | 0% | 2017-01-21 02:00 | 1 | 21 | 2 | 1 | 21 | 2 | 21.9225 | 21.85 | 0 | 21.8375 | 21.8825 | 0
[48 empty] | 2017-02-21 04:00 | 2 | 21 | 4 | 0 | 0% | 2017-01-21 03:00 | 1 | 21 | 3 | 1 | 21 | 3 | 21.765 | 21.6675 | 0 | 21.655 | 21.715 | 0
[48 empty] | 2017-02-21 05:00 | 2 | 21 | 5 | 0 | 0% | 2017-01-21 04:00 | 1 | 21 | 4 | 1 | 21 | 4 | 21.91 | 21.82 | 0 | 21.805 | 21.86 | 0
[48 empty] | 2017-02-21 06:00 | 2 | 21 | 6 | 7.9981 | 0.8079% | 2017-01-21 05:00 | 1 | 21 | 5 | 1 | 21 | 5 | 22.785 | 22.67 | 0 | 22.65 | 22.72 | 0
[48 empty] | 2017-02-21 07:00 | 2 | 21 | 7 | 305.4968 | 30.86% | 2017-01-21 06:00 | 1 | 21 | 6 | 1 | 21 | 6 | 148.4575 | 145.6425 | 0 | 145.2125 | 146.8425 | 0
[48 empty] | 2017-02-21 08:00 | 2 | 21 | 8 | 471.1673 | 47.59% | 2017-01-21 07:00 | 1 | 21 | 7 | 1 | 21 | 7 | 29.6875 | 29.5175 | 0 | 29.4925 | 29.5875 | 0
[48 empty] | 2017-02-21 09:00 | 2 | 21 | 9 | 372.7042 | 37.65% | 2017-01-21 08:00 | 1 | 21 | 8 | 1 | 21 | 8 | 91.765 | 91.7575 | 0 | 91.755 | 91.7575 | 0
[48 empty] | 2017-02-21 10:00 | 2 | 21 | 10 | 209.9092 | 21.2% | 2017-01-21 09:00 | 1 | 21 | 9 | 1 | 21 | 9 | 238.3675 | 238.3675 | 0 | 238.3675 | 238.3675 | 0
[48 empty] | 2017-02-21 11:00 | 2 | 21 | 11 | 180.4377 | 18.23% | 2017-01-21 10:00 | 1 | 21 | 10 | 1 | 21 | 10 | 24.5 | 24.5 | 0 | 24.5 | 24.5 | 0
[48 empty] | 2017-02-21 12:00 | 2 | 21 | 12 | 265.1315 | 26.78% | 2017-01-21 11:00 | 1 | 21 | 11 | 1 | 21 | 11 | 24.0875 | 23.825 | 0 | 23.83 | 24.0275 | 0
[48 empty] | 2017-02-21 13:00 | 2 | 21 | 13 | 478.0669 | 48.29% | 2017-01-21 12:00 | 1 | 21 | 12 | 1 | 21 | 12 | 22.985 | 21.465 | 0 | 21.49 | 22.645 | 0
[48 empty] | 2017-02-21 14:00 | 2 | 21 | 14 | 797.7202 | 80.58% | 2017-01-21 13:00 | 1 | 21 | 13 | 1 | 21 | 13 | 20.955 | 18.5525 | 0 | 18.5925 | 20.42 | 0
[48 empty] | 2017-02-21 15:00 | 2 | 21 | 15 | 629.492 | 63.59% | 2017-01-21 14:00 | 1 | 21 | 14 | 1 | 21 | 14 | 19.2325 | 14.7175 | 0 | 14.79 | 18.2325 | 0
[48 empty] | 2017-02-21 16:00 | 2 | 21 | 16 | 529.3477 | 53.47% | 2017-01-21 15:00 | 1 | 21 | 15 | 1 | 21 | 15 | 18.345 | 11.6175 | 0 | 11.7225 | 16.8575 | 0
[48 empty] | 2017-02-21 17:00 | 2 | 21 | 17 | 25.9933 | 2.626% | 2017-01-21 16:00 | 1 | 21 | 16 | 1 | 21 | 16 | 19.3525 | 13.135 | 0 | 13.2175 | 17.925 | 0
[48 empty] | 2017-02-21 18:00 | 2 | 21 | 18 | 0 | 0% | 2017-01-21 17:00 | 1 | 21 | 17 | 1 | 21 | 17 | 20.68 | 18.9 | 0 | 18.915 | 20.0825 | 0
[48 empty] | 2017-02-21 19:00 | 2 | 21 | 19 | 0 | 0% | 2017-01-21 18:00 | 1 | 21 | 18 | 1 | 21 | 18 | 19.705 | 19.9275 | 0 | 19.935 | 19.4125 | 0
[48 empty] | 2017-02-21 20:00 | 2 | 21 | 20 | 0 | 0% | 2017-01-21 19:00 | 1 | 21 | 19 | 1 | 21 | 19 | 20.4125 | 20.44 | 0 | 20.4425 | 20.3775 | 0
[48 empty] | 2017-02-21 21:00 | 2 | 21 | 21 | 0 | 0% | 2017-01-21 20:00 | 1 | 21 | 20 | 1 | 21 | 20 | 20.185 | 20.15 | 0 | 20.1475 | 20.17 | 0
[48 empty] | 2017-02-21 22:00 | 2 | 21 | 22 | 0 | 0% | 2017-01-21 21:00 | 1 | 21 | 21 | 1 | 21 | 21 | 18.57 | 18.005 | 0 | 17.9625 | 18.27 | 0
[48 empty] | 2017-02-21 23:00 | 2 | 21 | 23 | 0 | 0% | 2017-01-21 22:00 | 1 | 21 | 22 | 1 | 21 | 22 | 10.805 | 15.1075 | 0 | 14.595 | 10.56 | 0
[48 empty] | 2017-02-22 | 2 | 22 | 0 | 0 | 0% | 2017-01-21 23:00 | 1 | 21 | 23 | 1 | 21 | 23 | 6.86 | 10.835 | 0 | 10.385 | 6.67 | 0
[48 empty] | 2017-02-22 01:00 | 2 | 22 | 1 | 0 | 0% | 2017-01-22 | 1 | 22 | 0 | 1 | 22 | 0 | 4.8175 | 10.555 | 0 | 10.0275 | 5.06 | 0
[48 empty] | 2017-02-22 02:00 | 2 | 22 | 2 | 0 | 0% | 2017-01-22 01:00 | 1 | 22 | 1 | 1 | 22 | 1 | 1.8275 | 6.5125 | 0 | 6.0325 | 1.86 | 0
[48 empty] | 2017-02-22 03:00 | 2 | 22 | 3 | 0 | 0% | 2017-01-22 02:00 | 1 | 22 | 2 | 1 | 22 | 2 | 0.195 | 2.385 | 0 | 2.1275 | 0.055 | 0
[48 empty] | 2017-02-22 04:00 | 2 | 22 | 4 | 0 | 0% | 2017-01-22 03:00 | 1 | 22 | 3 | 1 | 22 | 3 | -0.4 | 0.055 | 0 | 0.005 | -0.5025 | 0
[48 empty] | 2017-02-22 05:00 | 2 | 22 | 5 | 0 | 0% | 2017-01-22 04:00 | 1 | 22 | 4 | 1 | 22 | 4 | -0.1675 | 1.3225 | 0 | 1.155 | -0.2575 | 0
[48 empty] | 2017-02-22 06:00 | 2 | 22 | 6 | 14.178 | 1.432% | 2017-01-22 05:00 | 1 | 22 | 5 | 1 | 22 | 5 | 0.9025 | 4.5675 | 0 | 4.0925 | 0.81 | 0
[48 empty] | 2017-02-22 07:00 | 2 | 22 | 7 | 443.7723 | 44.83% | 2017-01-22 06:00 | 1 | 22 | 6 | 1 | 22 | 6 | 4.49 | 8.89 | 0 | 8.225 | 4.165 | 0
[48 empty] | 2017-02-22 08:00 | 2 | 22 | 8 | 653.4987 | 66.01% | 2017-01-22 07:00 | 1 | 22 | 7 | 1 | 22 | 7 | 4.71 | 9.3 | 0 | 8.635 | 5.09 | 0
[48 empty] | 2017-02-22 09:00 | 2 | 22 | 9 | 914.03 | 92.33% | 2017-01-22 08:00 | 1 | 22 | 8 | 1 | 22 | 8 | 6.9225 | 11.8525 | 0 | 11.035 | 7.365 | 0
[48 empty] | 2017-02-22 10:00 | 2 | 22 | 10 | 415.3819 | 41.96% | 2017-01-22 09:00 | 1 | 22 | 9 | 1 | 22 | 9 | 12.4975 | 15.85 | 0 | 15.35 | 12.8475 | 0
[48 empty] | 2017-02-22 11:00 | 2 | 22 | 11 | 881.8531 | 89.08% | 2017-01-22 10:00 | 1 | 22 | 10 | 1 | 22 | 10 | 12.29 | 15.8925 | 0 | 15.1575 | 12.0525 | 0
[48 empty] | 2017-02-22 12:00 | 2 | 22 | 12 | 872.9364 | 88.18% | 2017-01-22 11:00 | 1 | 22 | 11 | 1 | 22 | 11 | 11.85 | 16.3875 | 0 | 15.58 | 11.845 | 0
[48 empty] | 2017-02-22 13:00 | 2 | 22 | 13 | 822.8313 | 83.11% | 2017-01-22 12:00 | 1 | 22 | 12 | 1 | 22 | 12 | 16.6975 | 18.4175 | 0 | 18.25 | 16.7975 | 0
[48 empty] | 2017-02-22 14:00 | 2 | 22 | 14 | 949.8457 | 95.94% | 2017-01-22 13:00 | 1 | 22 | 13 | 1 | 22 | 13 | 15.9225 | 18.0625 | 0 | 17.92 | 15.9375 | 0
[48 empty] | 2017-02-22 15:00 | 2 | 22 | 15 | 894.4495 | 90.35% | 2017-01-22 14:00 | 1 | 22 | 14 | 1 | 22 | 14 | 14.7225 | 16.1375 | 0 | 16.075 | 14.7775 | 0
[48 empty] | 2017-02-22 16:00 | 2 | 22 | 16 | 576.0908 | 58.19% | 2017-01-22 15:00 | 1 | 22 | 15 | 1 | 22 | 15 | 8.83 | 10.245 | 0 | 10.1675 | 8.9375 | 0
[48 empty] | 2017-02-22 17:00 | 2 | 22 | 17 | 44.5093 | 4.496% | 2017-01-22 16:00 | 1 | 22 | 16 | 1 | 22 | 16 | 15.0825 | 15.805 | 0 | 15.8225 | 15.1525 | 0
[48 empty] | 2017-02-22 18:00 | 2 | 22 | 18 | 0 | 0% | 2017-01-22 17:00 | 1 | 22 | 17 | 1 | 22 | 17 | 18.5075 | 19.3125 | 0 | 19.3325 | 18.55 | 0
[48 empty] | 2017-02-22 19:00 | 2 | 22 | 19 | 0 | 0% | 2017-01-22 18:00 | 1 | 22 | 18 | 1 | 22 | 18 | 21.14 | 21.645 | 0 | 21.6525 | 21.5975 | 0
[48 empty] | 2017-02-22 20:00 | 2 | 22 | 20 | 0 | 0% | 2017-01-22 19:00 | 1 | 22 | 19 | 1 | 22 | 19 | 21.4375 | 21.6625 | 0 | 21.6625 | 21.6725 | 0
[48 empty] | 2017-02-22 21:00 | 2 | 22 | 21 | 0 | 0% | 2017-01-22 20:00 | 1 | 22 | 20 | 1 | 22 | 20 | 21.1475 | 21.495 | 0 | 21.4975 | 21.29 | 0
[48 empty] | 2017-02-22 22:00 | 2 | 22 | 22 | 0 | 0% | 2017-01-22 21:00 | 1 | 22 | 21 | 1 | 22 | 21 | 20.3825 | 20.475 | 0 | 20.475 | 20.48 | 0
[48 empty] | 2017-02-22 23:00 | 2 | 22 | 23 | 0 | 0% | 2017-01-22 22:00 | 1 | 22 | 22 | 1 | 22 | 22 | 19.315 | 19.315 | 0 | 19.315 | 19.315 | 0
[48 empty] | 2017-02-23 | 2 | 23 | 0 | 0 | 0% | 2017-01-22 23:00 | 1 | 22 | 23 | 1 | 22 | 23 | 19.25 | 19.3925 | 0 | 19.4 | 19.085 | 0
[48 empty] | 2017-02-23 01:00 | 2 | 23 | 1 | 0 | 0% | 2017-01-23 | 1 | 23 | 0 | 1 | 23 | 0 | 19.175 | 19.205 | 0 | 19.205 | 19.14 | 0
[48 empty] | 2017-02-23 02:00 | 2 | 23 | 2 | 0 | 0% | 2017-01-23 01:00 | 1 | 23 | 1 | 1 | 23 | 1 | 19.2425 | 19.2425 | 0 | 19.2425 | 19.2425 | 0
[48 empty] | 2017-02-23 03:00 | 2 | 23 | 3 | 0 | 0% | 2017-01-23 02:00 | 1 | 23 | 2 | 1 | 23 | 2 | 19.615 | 19.615 | 0 | 19.615 | 19.615 | 0
[48 empty] | 2017-02-23 04:00 | 2 | 23 | 4 | 0 | 0% | 2017-01-23 03:00 | 1 | 23 | 3 | 1 | 23 | 3 | 19.765 | 19.765 | 0 | 19.765 | 19.765 | 0
[48 empty] | 2017-02-23 05:00 | 2 | 23 | 5 | 0 | 0% | 2017-01-23 04:00 | 1 | 23 | 4 | 1 | 23 | 4 | 20.0725 | 20.0725 | 0 | 20.0725 | 20.0725 | 0
[48 empty] | 2017-02-23 06:00 | 2 | 23 | 6 | 11.0022 | 1.111% | 2017-01-23 05:00 | 1 | 23 | 5 | 1 | 23 | 5 | 21.9675 | 21.9675 | 0 | 21.9675 | 21.9675 | 0
[48 empty] | 2017-02-23 07:00 | 2 | 23 | 7 | 436.1104 | 44.05% | 2017-01-23 06:00 | 1 | 23 | 6 | 1 | 23 | 6 | 27.475 | 27.475 | 0 | 27.475 | 27.475 | 0
[48 empty] | 2017-02-23 08:00 | 2 | 23 | 8 | 888.9315 | 89.79% | 2017-01-23 07:00 | 1 | 23 | 7 | 1 | 23 | 7 | 22.8975 | 22.57 | 0 | 22.57 | 22.3925 | 0
[48 empty] | 2017-02-23 09:00 | 2 | 23 | 9 | 946.8635 | 95.64% | 2017-01-23 08:00 | 1 | 23 | 8 | 1 | 23 | 8 | 21.69 | 21.325 | 0 | 21.325 | 21.125 | 0
[48 empty] | 2017-02-23 10:00 | 2 | 23 | 10 | 926.1337 | 93.55% | 2017-01-23 09:00 | 1 | 23 | 9 | 1 | 23 | 9 | 21.195 | 21.195 | 0 | 21.195 | 21.195 | 0
[48 empty] | 2017-02-23 11:00 | 2 | 23 | 11 | 874.8029 | 88.36% | 2017-01-23 10:00 | 1 | 23 | 10 | 1 | 23 | 10 | 21.8175 | 21.8175 | 0 | 21.8175 | 21.8175 | 0
[48 empty] | 2017-02-23 12:00 | 2 | 23 | 12 | 863.5519 | 87.23% | 2017-01-23 11:00 | 1 | 23 | 11 | 1 | 23 | 11 | 21.2025 | 21.1075 | 0 | 21.11 | 21.1825 | 0
[48 empty] | 2017-02-23 13:00 | 2 | 23 | 13 | 875.1409 | 88.4% | 2017-01-23 12:00 | 1 | 23 | 12 | 1 | 23 | 12 | 19.945 | 19.285 | 0 | 19.2975 | 19.8 | 0
[48 empty] | 2017-02-23 14:00 | 2 | 23 | 14 | 902.4311 | 91.15% | 2017-01-23 13:00 | 1 | 23 | 13 | 1 | 23 | 13 | 19.16 | 17.65 | 0 | 17.6775 | 18.8325 | 0
[48 empty] | 2017-02-23 15:00 | 2 | 23 | 15 | 842.9779 | 85.15% | 2017-01-23 14:00 | 1 | 23 | 14 | 1 | 23 | 14 | 19.13 | 17.4725 | 0 | 17.4975 | 18.77 | 0
[48 empty] | 2017-02-23 16:00 | 2 | 23 | 16 | 533.7604 | 53.92% | 2017-01-23 15:00 | 1 | 23 | 15 | 1 | 23 | 15 | 19.46 | 17.8675 | 0 | 17.8925 | 19.105 | 0
[48 empty] | 2017-02-23 17:00 | 2 | 23 | 17 | 44.8471 | 4.53% | 2017-01-23 16:00 | 1 | 23 | 16 | 1 | 23 | 16 | 20.3 | 19.045 | 0 | 19.065 | 20.0175 | 0
[48 empty] | 2017-02-23 18:00 | 2 | 23 | 18 | 0 | 0% | 2017-01-23 17:00 | 1 | 23 | 17 | 1 | 23 | 17 | 21.82 | 21.775 | 0 | 21.775 | 21.81 | 0
[48 empty] | 2017-02-23 19:00 | 2 | 23 | 19 | 0 | 0% | 2017-01-23 18:00 | 1 | 23 | 18 | 1 | 23 | 18 | 21.62 | 21.62 | 0 | 21.62 | 21.62 | 0
[48 empty] | 2017-02-23 20:00 | 2 | 23 | 20 | 0 | 0% | 2017-01-23 19:00 | 1 | 23 | 19 | 1 | 23 | 19 | 19.375 | 19.445 | 0 | 19.445 | 19.4675 | 0
[48 empty] | 2017-02-23 21:00 | 2 | 23 | 21 | 0 | 0% | 2017-01-23 20:00 | 1 | 23 | 20 | 1 | 23 | 20 | 18.4325 | 18.6775 | 0 | 18.68 | 18.7725 | 0
[48 empty] | 2017-02-23 22:00 | 2 | 23 | 22 | 0 | 0% | 2017-01-23 21:00 | 1 | 23 | 21 | 1 | 23 | 21 | 14.4075 | 15.2825 | 0 | 14.98 | 14.0125 | 0
[48 empty] | 2017-02-23 23:00 | 2 | 23 | 23 | 0 | 0% | 2017-01-23 22:00 | 1 | 23 | 22 | 1 | 23 | 22 | 10.155 | 13.475 | 0 | 13.085 | 10.29 | 0
[48 empty] | 2017-02-24 | 2 | 24 | 0 | 0 | 0% | 2017-01-23 23:00 | 1 | 23 | 23 | 1 | 23 | 23 | 6.7275 | 11.965 | 0 | 11.545 | 7.305 | 0
[48 empty] | 2017-02-24 01:00 | 2 | 24 | 1 | 0 | 0% | 2017-01-24 | 1 | 24 | 0 | 1 | 24 | 0 | 6.7075 | 12.45 | 0 | 11.9925 | 7.3275 | 0
[48 empty] | 2017-02-24 02:00 | 2 | 24 | 2 | 0 | 0% | 2017-01-24 01:00 | 1 | 24 | 1 | 1 | 24 | 1 | 4.5225 | 10.34 | 0 | 9.875 | 4.9825 | 0
[48 empty] | 2017-02-24 03:00 | 2 | 24 | 3 | 0 | 0% | 2017-01-24 02:00 | 1 | 24 | 2 | 1 | 24 | 2 | 4.8 | 10.555 | 0 | 10.075 | 5.2825 | 0
[48 empty] | 2017-02-24 04:00 | 2 | 24 | 4 | 0 | 0% | 2017-01-24 03:00 | 1 | 24 | 3 | 1 | 24 | 3 | 6.0075 | 11.53 | 0 | 11.085 | 6.5825 | 0
[48 empty] | 2017-02-24 05:00 | 2 | 24 | 5 | 0 | 0% | 2017-01-24 04:00 | 1 | 24 | 4 | 1 | 24 | 4 | 7.2075 | 13.1225 | 0 | 12.63 | 7.8475 | 0
[48 empty] | 2017-02-24 06:00 | 2 | 24 | 6 | 12.1165 | 1.224% | 2017-01-24 05:00 | 1 | 24 | 5 | 1 | 24 | 5 | 10.0325 | 16.25 | 0 | 15.6925 | 10.845 | 0
[48 empty] | 2017-02-24 07:00 | 2 | 24 | 7 | 280.057 | 28.29% | 2017-01-24 06:00 | 1 | 24 | 6 | 1 | 24 | 6 | 17.64 | 19.1675 | 0 | 22.4875 | 18.2775 | 0
[48 empty] | 2017-02-24 08:00 | 2 | 24 | 8 | 749.1633 | 75.67% | 2017-01-24 07:00 | 1 | 24 | 7 | 1 | 24 | 7 | 15.6525 | 19.665 | 0 | 25.385 | 16.3925 | 0
[48 empty] | 2017-02-24 09:00 | 2 | 24 | 9 | 684.7372 | 69.17% | 2017-01-24 08:00 | 1 | 24 | 8 | 1 | 24 | 8 | 15.89 | 18.7275 | 0 | 23.65 | 15.89 | 0
[48 empty] | 2017-02-24 10:00 | 2 | 24 | 10 | 660.7293 | 66.74% | 2017-01-24 09:00 | 1 | 24 | 9 | 1 | 24 | 9 | 19.815 | 20.0125 | 0 | 20.0225 | 19.5625 | 0
[48 empty] | 2017-02-24 11:00 | 2 | 24 | 11 | 675.9536 | 68.28% | 2017-01-24 10:00 | 1 | 24 | 10 | 1 | 24 | 10 | 18.71 | 19.835 | 0 | 19.855 | 19.0075 | 0
[48 empty] | 2017-02-24 12:00 | 2 | 24 | 12 | 555.2111 | 56.08% | 2017-01-24 11:00 | 1 | 24 | 11 | 1 | 24 | 11 | 19.3825 | 19.745 | 0 | 19.77 | 18.94 | 0
[48 empty] | 2017-02-24 13:00 | 2 | 24 | 13 | 793.4758 | 80.15% | 2017-01-24 12:00 | 1 | 24 | 12 | 1 | 24 | 12 | 19.6575 | 18.355 | 0 | 18.375 | 19.3675 | 0
[48 empty] | 2017-02-24 14:00 | 2 | 24 | 14 | 650.5519 | 65.71% | 2017-01-24 13:00 | 1 | 24 | 13 | 1 | 24 | 13 | 25.745 | 20.2275 | 0 | 20.31 | 24.4725 | 0
[48 empty] | 2017-02-24 15:00 | 2 | 24 | 15 | 645.3153 | 65.18% | 2017-01-24 14:00 | 1 | 24 | 14 | 1 | 24 | 14 | 27.5275 | 21.3075 | 0 | 21.415 | 26.2275 | 0
[48 empty] | 2017-02-24 16:00 | 2 | 24 | 16 | 389.041 | 39.3% | 2017-01-24 15:00 | 1 | 24 | 15 | 1 | 24 | 15 | 27.1 | 20.7875 | 0 | 20.89 | 25.745 | 0
[48 empty] | 2017-02-24 17:00 | 2 | 24 | 17 | 42.5711 | 4.3% | 2017-01-24 16:00 | 1 | 24 | 16 | 1 | 24 | 16 | 25.94 | 20.585 | 0 | 20.67 | 24.7575 | 0
[48 empty] | 2017-02-24 18:00 | 2 | 24 | 18 | 0 | 0% | 2017-01-24 17:00 | 1 | 24 | 17 | 1 | 24 | 17 | 20.93 | 18.5125 | 0 | 18.5575 | 20.3975 | 0
[48 empty] | 2017-02-24 19:00 | 2 | 24 | 19 | 0 | 0% | 2017-01-24 18:00 | 1 | 24 | 18 | 1 | 24 | 18 | 23.78 | 20.39 | 0 | 20.4475 | 23.02 | 0
[48 empty] | 2017-02-24 20:00 | 2 | 24 | 20 | 0 | 0% | 2017-01-24 19:00 | 1 | 24 | 19 | 1 | 24 | 19 | 21.155 | 19.75 | 0 | 19.775 | 20.84 | 0
[48 empty] | 2017-02-24 21:00 | 2 | 24 | 21 | 0 | 0% | 2017-01-24 20:00 | 1 | 24 | 20 | 1 | 24 | 20 | 19.6625 | 18.1275 | 0 | 18.1525 | 19.3225 | 0
[48 empty] | 2017-02-24 22:00 | 2 | 24 | 22 | 0 | 0% | 2017-01-24 21:00 | 1 | 24 | 21 | 1 | 24 | 21 | 19.265 | 18.0975 | 0 | 18.125 | 19.3025 | 0
[48 empty] | 2017-02-24 23:00 | 2 | 24 | 23 | 0 | 0% | 2017-01-24 22:00 | 1 | 24 | 22 | 1 | 24 | 22 | 19.335 | 17.4375 | 0 | 17.465 | 18.98 | 0
[48 empty] | 2017-02-25 | 2 | 25 | 0 | 0 | 0% | 2017-01-24 23:00 | 1 | 24 | 23 | 1 | 24 | 23 | 16.9925 | 16.925 | 0 | 16.9225 | 16.965 | 0
[48 empty] | 2017-02-25 01:00 | 2 | 25 | 1 | 0 | 0% | 2017-01-25 | 1 | 25 | 0 | 1 | 25 | 0 | 17.35 | 17.35 | 0 | 17.35 | 17.35 | 0
[48 empty] | 2017-02-25 02:00 | 2 | 25 | 2 | 0 | 0% | 2017-01-25 01:00 | 1 | 25 | 1 | 1 | 25 | 1 | 16.58 | 16.58 | 0 | 16.58 | 16.58 | 0
[48 empty] | 2017-02-25 03:00 | 2 | 25 | 3 | 0 | 0% | 2017-01-25 02:00 | 1 | 25 | 2 | 1 | 25 | 2 | 18.4575 | 18.4575 | 0 | 18.4575 | 18.4575 | 0
[48 empty] | 2017-02-25 04:00 | 2 | 25 | 4 | 0 | 0% | 2017-01-25 03:00 | 1 | 25 | 3 | 1 | 25 | 3 | 18.9225 | 18.9225 | 0 | 18.9225 | 18.9225 | 0
[48 empty] | 2017-02-25 05:00 | 2 | 25 | 5 | 0 | 0% | 2017-01-25 04:00 | 1 | 25 | 4 | 1 | 25 | 4 | 19.57 | 19.76 | 0 | 19.7725 | 19.3575 | 0
[48 empty] | 2017-02-25 06:00 | 2 | 25 | 6 | 18.7642 | 1.895% | 2017-01-25 05:00 | 1 | 25 | 5 | 1 | 25 | 5 | 20.3525 | 20.44 | 0 | 20.445 | 20.255 | 0
[48 empty] | 2017-02-25 07:00 | 2 | 25 | 7 | 389.5346 | 39.35% | 2017-01-25 06:00 | 1 | 25 | 6 | 1 | 25 | 6 | 22.1975 | 22.1975 | 0 | 22.1975 | 22.1975 | 0
[48 empty] | 2017-02-25 08:00 | 2 | 25 | 8 | 540.5177 | 54.6% | 2017-01-25 07:00 | 1 | 25 | 7 | 1 | 25 | 7 | 22.215 | 22.215 | 0 | 22.215 | 22.215 | 0
[48 empty] | 2017-02-25 09:00 | 2 | 25 | 9 | 517.0436 | 52.23% | 2017-01-25 08:00 | 1 | 25 | 8 | 1 | 25 | 8 | 22.0875 | 22.0875 | 0 | 22.0875 | 22.0875 | 0
[48 empty] | 2017-02-25 10:00 | 2 | 25 | 10 | 569.7963 | 57.56% | 2017-01-25 09:00 | 1 | 25 | 9 | 1 | 25 | 9 | 21.9025 | 21.9025 | 0 | 21.9025 | 21.9025 | 0
[48 empty] | 2017-02-25 11:00 | 2 | 25 | 11 | 439.4 | 44.38% | 2017-01-25 10:00 | 1 | 25 | 10 | 1 | 25 | 10 | 20.7475 | 20.7475 | 0 | 20.7475 | 20.7475 | 0
[48 empty] | 2017-02-25 12:00 | 2 | 25 | 12 | 596.0515 | 60.21% | 2017-01-25 11:00 | 1 | 25 | 11 | 1 | 25 | 11 | 20.9075 | 20.9075 | 0 | 20.9075 | 20.9075 | 0
[48 empty] | 2017-02-25 13:00 | 2 | 25 | 13 | 491.0123 | 49.6% | 2017-01-25 12:00 | 1 | 25 | 12 | 1 | 25 | 12 | 21 | 21 | 0 | 21 | 21 | 0
[48 empty] | 2017-02-25 14:00 | 2 | 25 | 14 | 349.4168 | 35.29% | 2017-01-25 13:00 | 1 | 25 | 13 | 1 | 25 | 13 | 20.7875 | 20.7675 | 0 | 20.765 | 20.7725 | 0
[48 empty] | 2017-02-25 15:00 | 2 | 25 | 15 | 267.204 | 26.99% | 2017-01-25 14:00 | 1 | 25 | 14 | 1 | 25 | 14 | 20.6025 | 20.5825 | 0 | 20.58 | 20.6075 | 0
[48 empty] | 2017-02-25 16:00 | 2 | 25 | 16 | 40.5221 | 4.093% | 2017-01-25 15:00 | 1 | 25 | 15 | 1 | 25 | 15 | 20.5875 | 20.5875 | 0 | 20.5875 | 20.5875 | 0
[48 empty] | 2017-02-25 17:00 | 2 | 25 | 17 | 2.4302 | 0.2455% | 2017-01-25 16:00 | 1 | 25 | 16 | 1 | 25 | 16 | 19.9525 | 19.9525 | 0 | 19.9525 | 19.9525 | 0
[48 empty] | 2017-02-25 18:00 | 2 | 25 | 18 | 0 | 0% | 2017-01-25 17:00 | 1 | 25 | 17 | 1 | 25 | 17 | 20.76 | 20.76 | 0 | 20.76 | 20.76 | 0
[48 empty] | 2017-02-25 19:00 | 2 | 25 | 19 | 0 | 0% | 2017-01-25 18:00 | 1 | 25 | 18 | 1 | 25 | 18 | 22.24 | 22.2475 | 0 | 22.2475 | 22.2375 | 0
[48 empty] | 2017-02-25 20:00 | 2 | 25 | 20 | 0 | 0% | 2017-01-25 19:00 | 1 | 25 | 19 | 1 | 25 | 19 | 20.7675 | 24.155 | 0 | 24.215 | 20.705 | 0
[48 empty] | 2017-02-25 21:00 | 2 | 25 | 21 | 0 | 0% | 2017-01-25 20:00 | 1 | 25 | 20 | 1 | 25 | 20 | 20.845 | 21.3375 | 0 | 21.3375 | 21.3325 | 0
[48 empty] | 2017-02-25 22:00 | 2 | 25 | 22 | 0 | 0% | 2017-01-25 21:00 | 1 | 25 | 21 | 1 | 25 | 21 | 21.05 | 21.1225 | 0 | 21.1225 | 21.1225 | 0
[48 empty] | 2017-02-25 23:00 | 2 | 25 | 23 | 0 | 0% | 2017-01-25 22:00 | 1 | 25 | 22 | 1 | 25 | 22 | 21.3575 | 21.3575 | 0 | 21.3575 | 21.3575 | 0
[48 empty] | 2017-02-26 | 2 | 26 | 0 | 0 | 0% | 2017-01-25 23:00 | 1 | 25 | 23 | 1 | 25 | 23 | 20.975 | 20.975 | 0 | 20.975 | 20.975 | 0
[48 empty] | 2017-02-26 01:00 | 2 | 26 | 1 | 0 | 0% | 2017-01-26 | 1 | 26 | 0 | 1 | 26 | 0 | 20.6475 | 20.6475 | 0 | 20.6475 | 20.6475 | 0
[48 empty] | 2017-02-26 02:00 | 2 | 26 | 2 | 0 | 0% | 2017-01-26 01:00 | 1 | 26 | 1 | 1 | 26 | 1 | 20.795 | 20.795 | 0 | 20.795 | 20.795 | 0
[48 empty] | 2017-02-26 03:00 | 2 | 26 | 3 | 0 | 0% | 2017-01-26 02:00 | 1 | 26 | 2 | 1 | 26 | 2 | 20.7725 | 20.7725 | 0 | 20.7725 | 20.7725 | 0
[48 empty] | 2017-02-26 04:00 | 2 | 26 | 4 | 0 | 0% | 2017-01-26 03:00 | 1 | 26 | 3 | 1 | 26 | 3 | 20.6175 | 20.6175 | 0 | 20.6175 | 20.6175 | 0
[48 empty] | 2017-02-26 05:00 | 2 | 26 | 5 | 0 | 0% | 2017-01-26 04:00 | 1 | 26 | 4 | 1 | 26 | 4 | 20.985 | 20.985 | 0 | 20.985 | 20.985 | 0
[48 empty] | 2017-02-26 06:00 | 2 | 26 | 6 | 1.2662 | 0.1279% | 2017-01-26 05:00 | 1 | 26 | 5 | 1 | 26 | 5 | 20.9575 | 20.9575 | 0 | 20.9575 | 20.9575 | 0
[48 empty] | 2017-02-26 07:00 | 2 | 26 | 7 | 69.7604 | 7.047% | 2017-01-26 06:00 | 1 | 26 | 6 | 1 | 26 | 6 | 22.715 | 22.715 | 0 | 22.715 | 22.715 | 0
[48 empty] | 2017-02-26 08:00 | 2 | 26 | 8 | 129.7279 | 13.1% | 2017-01-26 07:00 | 1 | 26 | 7 | 1 | 26 | 7 | 23.3725 | 23.3725 | 0 | 23.3725 | 23.3725 | 0
[48 empty] | 2017-02-26 09:00 | 2 | 26 | 9 | 180.16 | 18.2% | 2017-01-26 08:00 | 1 | 26 | 8 | 1 | 26 | 8 | 23.225 | 23.225 | 0 | 23.225 | 23.22 | 0
[48 empty] | 2017-02-26 10:00 | 2 | 26 | 10 | 229.7919 | 23.21% | 2017-01-26 09:00 | 1 | 26 | 9 | 1 | 26 | 9 | 23.1525 | 23.1525 | 0 | 23.1525 | 23.1525 | 0
[48 empty] | 2017-02-26 11:00 | 2 | 26 | 11 | 265.9553 | 26.86% | 2017-01-26 10:00 | 1 | 26 | 10 | 1 | 26 | 10 | 21.7175 | 21.7175 | 0 | 21.7175 | 21.7175 | 0
[48 empty] | 2017-02-26 12:00 | 2 | 26 | 12 | 531.2792 | 53.66% | 2017-01-26 11:00 | 1 | 26 | 11 | 1 | 26 | 11 | 21.595 | 21.595 | 0 | 21.595 | 21.595 | 0
[48 empty] | 2017-02-26 13:00 | 2 | 26 | 13 | 628.7776 | 63.51% | 2017-01-26 12:00 | 1 | 26 | 12 | 1 | 26 | 12 | 21.7925 | 21.7925 | 0 | 21.7925 | 21.7925 | 0
[48 empty] | 2017-02-26 14:00 | 2 | 26 | 14 | 576.9936 | 58.28% | 2017-01-26 13:00 | 1 | 26 | 13 | 1 | 26 | 13 | 21.685 | 21.685 | 0 | 21.685 | 21.685 | 0
[48 empty] | 2017-02-26 15:00 | 2 | 26 | 15 | 691.5457 | 69.85% | 2017-01-26 14:00 | 1 | 26 | 14 | 1 | 26 | 14 | 21.2475 | 21.2475 | 0 | 21.2475 | 21.2475 | 0
[48 empty] | 2017-02-26 16:00 | 2 | 26 | 16 | 678.4318 | 68.53% | 2017-01-26 15:00 | 1 | 26 | 15 | 1 | 26 | 15 | 20.9825 | 20.9825 | 0 | 20.9825 | 20.9825 | 0
[48 empty] | 2017-02-26 17:00 | 2 | 26 | 17 | 73.6102 | 7.435% | 2017-01-26 16:00 | 1 | 26 | 16 | 1 | 26 | 16 | 21.0225 | 21.0225 | 0 | 28.465 | 21.0225 | 0
[48 empty] | 2017-02-26 18:00 | 2 | 26 | 18 | 0 | 0% | 2017-01-26 17:00 | 1 | 26 | 17 | 1 | 26 | 17 | 21.615 | 21.615 | 0 | 21.615 | 21.615 | 0
[48 empty] | 2017-02-26 19:00 | 2 | 26 | 19 | 0 | 0% | 2017-01-26 18:00 | 1 | 26 | 18 | 1 | 26 | 18 | 23.005 | 23.005 | 0 | 23.005 | 23.005 | 0
[48 empty] | 2017-02-26 20:00 | 2 | 26 | 20 | 0 | 0% | 2017-01-26 19:00 | 1 | 26 | 19 | 1 | 26 | 19 | 22.7775 | 22.7775 | 0 | 22.7775 | 22.7775 | 0
[48 empty] | 2017-02-26 21:00 | 2 | 26 | 21 | 0 | 0% | 2017-01-26 20:00 | 1 | 26 | 20 | 1 | 26 | 20 | 22.3925 | 21.7425 | 0 | 22.2725 | 22.3825 | 0
[48 empty] | 2017-02-26 22:00 | 2 | 26 | 22 | 0 | 0% | 2017-01-26 21:00 | 1 | 26 | 21 | 1 | 26 | 21 | 21.9975 | 21.9975 | 0 | 21.9975 | 21.9975 | 0
[48 empty] | 2017-02-26 23:00 | 2 | 26 | 23 | 0 | 0% | 2017-01-26 22:00 | 1 | 26 | 22 | 1 | 26 | 22 | 21.9125 | 21.9125 | 0 | 21.9125 | 21.9125 | 0
[48 empty] | 2017-02-27 | 2 | 27 | 0 | 0 | 0% | 2017-01-26 23:00 | 1 | 26 | 23 | 1 | 26 | 23 | 21.8025 | 21.8025 | 0 | 21.8025 | 21.8025 | 0
[48 empty] | 2017-02-27 01:00 | 2 | 27 | 1 | 0 | 0% | 2017-01-27 | 1 | 27 | 0 | 1 | 27 | 0 | 21.35 | 21.35 | 0 | 21.35 | 21.35 | 0
[48 empty] | 2017-02-27 02:00 | 2 | 27 | 2 | 0 | 0% | 2017-01-27 01:00 | 1 | 27 | 1 | 1 | 27 | 1 | 21.26 | 21.26 | 0 | 21.26 | 21.26 | 0
[48 empty] | 2017-02-27 03:00 | 2 | 27 | 3 | 0 | 0% | 2017-01-27 02:00 | 1 | 27 | 2 | 1 | 27 | 2 | 21.03 | 21.03 | 0 | 21.03 | 21.03 | 0
[48 empty] | 2017-02-27 04:00 | 2 | 27 | 4 | 0 | 0% | 2017-01-27 03:00 | 1 | 27 | 3 | 1 | 27 | 3 | 21.5375 | 21.5375 | 0 | 21.5375 | 21.5375 | 0
[48 empty] | 2017-02-27 05:00 | 2 | 27 | 5 | 0 | 0% | 2017-01-27 04:00 | 1 | 27 | 4 | 1 | 27 | 4 | 21.6525 | 21.6525 | 0 | 21.6525 | 21.6525 | 0
[48 empty] | 2017-02-27 06:00 | 2 | 27 | 6 | 29.2952 | 2.959% | 2017-01-27 05:00 | 1 | 27 | 5 | 1 | 27 | 5 | 21.71 | 21.71 | 0 | 21.71 | 21.71 | 0
[48 empty] | 2017-02-27 07:00 | 2 | 27 | 7 | 461.6141 | 46.63% | 2017-01-27 06:00 | 1 | 27 | 6 | 1 | 27 | 6 | 23.8825 | 23.8825 | 0 | 23.8825 | 23.8825 | 0
[48 empty] | 2017-02-27 08:00 | 2 | 27 | 8 | 657.1295 | 66.38% | 2017-01-27 07:00 | 1 | 27 | 7 | 1 | 27 | 7 | 24.45 | 24.7 | 0 | 24.7 | 24.5875 | 0
[48 empty] | 2017-02-27 09:00 | 2 | 27 | 9 | 978.9465 | 98.88% | 2017-01-27 08:00 | 1 | 27 | 8 | 1 | 27 | 8 | 23.1825 | 23.1825 | 0 | 23.1825 | 23.1825 | 0
[48 empty] | 2017-02-27 10:00 | 2 | 27 | 10 | 650.1345 | 65.67% | 2017-01-27 09:00 | 1 | 27 | 9 | 1 | 27 | 9 | 23.1425 | 23.2075 | 0 | 23.2075 | 23.2075 | 0
[48 empty] | 2017-02-27 11:00 | 2 | 27 | 11 | 868.6185 | 87.74% | 2017-01-27 10:00 | 1 | 27 | 10 | 1 | 27 | 10 | 21.53 | 22.315 | 0 | 22.315 | 22.3125 | 0
[48 empty] | 2017-02-27 12:00 | 2 | 27 | 12 | 583.1076 | 58.9% | 2017-01-27 11:00 | 1 | 27 | 11 | 1 | 27 | 11 | 19.84 | 21.3275 | 0 | 21.3275 | 21.32 | 0
[48 empty] | 2017-02-27 13:00 | 2 | 27 | 13 | 787.8514 | 79.58% | 2017-01-27 12:00 | 1 | 27 | 12 | 1 | 27 | 12 | 20.8 | 21.175 | 0 | 21.1775 | 21.1775 | 0
[48 empty] | 2017-02-27 14:00 | 2 | 27 | 14 | 524.4369 | 52.97% | 2017-01-27 13:00 | 1 | 27 | 13 | 1 | 27 | 13 | 20.8075 | 20.9225 | 0 | 20.9275 | 20.9275 | 0
[48 empty] | 2017-02-27 15:00 | 2 | 27 | 15 | 567.6367 | 57.34% | 2017-01-27 14:00 | 1 | 27 | 14 | 1 | 27 | 14 | 20.705 | 20.9575 | 0 | 20.96 | 20.9625 | 0
[48 empty] | 2017-02-27 16:00 | 2 | 27 | 16 | 608.4442 | 61.46% | 2017-01-27 15:00 | 1 | 27 | 15 | 1 | 27 | 15 | 20.4275 | 20.8125 | 0 | 20.8175 | 20.835 | 0
[48 empty] | 2017-02-27 17:00 | 2 | 27 | 17 | 46.9255 | 4.74% | 2017-01-27 16:00 | 1 | 27 | 16 | 1 | 27 | 16 | 20.8675 | 20.965 | 0 | 20.9625 | 20.9775 | 0
[48 empty] | 2017-02-27 18:00 | 2 | 27 | 18 | 0 | 0% | 2017-01-27 17:00 | 1 | 27 | 17 | 1 | 27 | 17 | 23.4225 | 23.4625 | 0 | 23.4625 | 23.465 | 0
[48 empty] | 2017-02-27 19:00 | 2 | 27 | 19 | 0 | 0% | 2017-01-27 18:00 | 1 | 27 | 18 | 1 | 27 | 18 | 40.9225 | 40.9225 | 0 | 40.9225 | 40.9225 | 0
[48 empty] | 2017-02-27 20:00 | 2 | 27 | 20 | 0 | 0% | 2017-01-27 19:00 | 1 | 27 | 19 | 1 | 27 | 19 | 31.6325 | 31.6325 | 0 | 31.6325 | 31.6325 | 0
[48 empty] | 2017-02-27 21:00 | 2 | 27 | 21 | 0 | 0% | 2017-01-27 20:00 | 1 | 27 | 20 | 1 | 27 | 20 | 25.0225 | 25.0025 | 0 | 25 | 25.015 | 0
[48 empty] | 2017-02-27 22:00 | 2 | 27 | 22 | 0 | 0% | 2017-01-27 21:00 | 1 | 27 | 21 | 1 | 27 | 21 | 22.8025 | 22.7275 | 0 | 22.7125 | 22.7575 | 0
[48 empty] | 2017-02-27 23:00 | 2 | 27 | 23 | 0 | 0% | 2017-01-27 22:00 | 1 | 27 | 22 | 1 | 27 | 22 | 22.165 | 22.1025 | 0 | 22.0925 | 22.1275 | 0
[48 empty] | 2017-02-28 | 2 | 28 | 0 | 0 | 0% | 2017-01-27 23:00 | 1 | 27 | 23 | 1 | 27 | 23 | 21.865 | 21.7925 | 0 | 21.7775 | 21.8225 | 0
[48 empty] | 2017-02-28 01:00 | 2 | 28 | 1 | 0 | 0% | 2017-01-28 | 1 | 28 | 0 | 1 | 28 | 0 | 20.575 | 20.525 | 0 | 20.5175 | 20.5475 | 0
[48 empty] | 2017-02-28 02:00 | 2 | 28 | 2 | 0 | 0% | 2017-01-28 01:00 | 1 | 28 | 1 | 1 | 28 | 1 | 19.965 | 19.965 | 0 | 19.965 | 19.965 | 0
[48 empty] | 2017-02-28 03:00 | 2 | 28 | 3 | 0 | 0% | 2017-01-28 02:00 | 1 | 28 | 2 | 1 | 28 | 2 | 18.6875 | 19.64 | 0 | 19.6375 | 19.6275 | 0
[48 empty] | 2017-02-28 04:00 | 2 | 28 | 4 | 0 | 0% | 2017-01-28 03:00 | 1 | 28 | 3 | 1 | 28 | 3 | 20.12 | 20.4325 | 0 | 20.4325 | 20.4275 | 0
[48 empty] | 2017-02-28 05:00 | 2 | 28 | 5 | 0 | 0% | 2017-01-28 04:00 | 1 | 28 | 4 | 1 | 28 | 4 | 18.6125 | 19.89 | 0 | 19.8875 | 19.87 | 0
[48 empty] | 2017-02-28 06:00 | 2 | 28 | 6 | 12.4772 | 1.26% | 2017-01-28 05:00 | 1 | 28 | 5 | 1 | 28 | 5 | 19.8125 | 20.0275 | 0 | 20.0275 | 20.025 | 0
[48 empty] | 2017-02-28 07:00 | 2 | 28 | 7 | 261.0645 | 26.37% | 2017-01-28 06:00 | 1 | 28 | 6 | 1 | 28 | 6 | 20.605 | 20.605 | 0 | 20.605 | 20.605 | 0
[48 empty] | 2017-02-28 08:00 | 2 | 28 | 8 | 304.771 | 30.78% | 2017-01-28 07:00 | 1 | 28 | 7 | 1 | 28 | 7 | 22.0225 | 22.0125 | 0 | 22.01 | 22.015 | 0
[48 empty] | 2017-02-28 09:00 | 2 | 28 | 9 | 681.1501 | 68.8% | 2017-01-28 08:00 | 1 | 28 | 8 | 1 | 28 | 8 | 22.36 | 22.36 | 0 | 22.36 | 22.36 | 0
[48 empty] | 2017-02-28 10:00 | 2 | 28 | 10 | 701.2064 | 70.83% | 2017-01-28 09:00 | 1 | 28 | 9 | 1 | 28 | 9 | 23.8075 | 23.8075 | 0 | 23.8075 | 23.8075 | 0
[48 empty] | 2017-02-28 11:00 | 2 | 28 | 11 | 637.0271 | 64.35% | 2017-01-28 10:00 | 1 | 28 | 10 | 1 | 28 | 10 | 23.7175 | 23.7175 | 0 | 23.7175 | 23.7175 | 0
[48 empty] | 2017-02-28 12:00 | 2 | 28 | 12 | 788.4358 | 79.64% | 2017-01-28 11:00 | 1 | 28 | 11 | 1 | 28 | 11 | 22.2175 | 22.2175 | 0 | 22.2175 | 22.2175 | 0
[48 empty] | 2017-02-28 13:00 | 2 | 28 | 13 | 278.5661 | 28.14% | 2017-01-28 12:00 | 1 | 28 | 12 | 1 | 28 | 12 | 20.8725 | 20.8375 | 0 | 20.835 | 20.8525 | 0
[48 empty] | 2017-02-28 14:00 | 2 | 28 | 14 | 472.0305 | 47.68% | 2017-01-28 13:00 | 1 | 28 | 13 | 1 | 28 | 13 | 19.735 | 19.715 | 0 | 19.7125 | 19.725 | 0
[48 empty] | 2017-02-28 15:00 | 2 | 28 | 15 | 258.247 | 26.09% | 2017-01-28 14:00 | 1 | 28 | 14 | 1 | 28 | 14 | 18.995 | 18.9575 | 0 | 18.95 | 18.97 | 0
[48 empty] | 2017-02-28 16:00 | 2 | 28 | 16 | 222.3003 | 22.45% | 2017-01-28 15:00 | 1 | 28 | 15 | 1 | 28 | 15 | 18.0125 | 17.9875 | 0 | 17.985 | 18 | 0
[48 empty] | 2017-02-28 17:00 | 2 | 28 | 17 | 26.7112 | 2.698% | 2017-01-28 16:00 | 1 | 28 | 16 | 1 | 28 | 16 | 17.515 | 17.2825 | 0 | 17.285 | 17.4575 | 0
[48 empty] | 2017-02-28 18:00 | 2 | 28 | 18 | 0 | 0% | 2017-01-28 17:00 | 1 | 28 | 17 | 1 | 28 | 17 | 19.565 | 19.515 | 0 | 19.51 | 19.535 | 0
[48 empty] | 2017-02-28 19:00 | 2 | 28 | 19 | 0 | 0% | 2017-01-28 18:00 | 1 | 28 | 18 | 1 | 28 | 18 | 23.145 | 23.0225 | 0 | 23.0025 | 23.075 | 0
[48 empty] | 2017-02-28 20:00 | 2 | 28 | 20 | 0 | 0% | 2017-01-28 19:00 | 1 | 28 | 19 | 1 | 28 | 19 | 22.475 | 22.285 | 0 | 22.27 | 22.3775 | 0
[48 empty] | 2017-02-28 21:00 | 2 | 28 | 21 | 0 | 0% | 2017-01-28 20:00 | 1 | 28 | 20 | 1 | 28 | 20 | 23.0725 | 22.9075 | 0 | 22.8925 | 22.985 | 0
[48 empty] | 2017-02-28 22:00 | 2 | 28 | 22 | 0 | 0% | 2017-01-28 21:00 | 1 | 28 | 21 | 1 | 28 | 21 | 23.67 | 23.6175 | 0 | 23.615 | 23.645 | 0
[48 empty] | 2017-02-28 23:00 | 2 | 28 | 23 | 0 | 0% | 2017-01-28 22:00 | 1 | 28 | 22 | 1 | 28 | 22 | 21.865 | 21.865 | 0 | 21.865 | 21.865 | 0
[48 empty] | 2017-03-01 | 3 | 1 | 0 | 0 | 0% | 2017-01-28 23:00 | 1 | 28 | 23 | 1 | 28 | 23 | 20.57 | 20.5125 | 0 | 20.505 | 20.54 | 0
[48 empty] | 2017-03-01 01:00 | 3 | 1 | 1 | 0 | 0% | 2017-01-29 | 1 | 29 | 0 | 1 | 29 | 0 | 20.075 | 20.0725 | 0 | 20.0725 | 20.075 | 0
[48 empty] | 2017-03-01 02:00 | 3 | 1 | 2 | 0 | 0% | 2017-01-29 01:00 | 1 | 29 | 1 | 1 | 29 | 1 | 19.62 | 19.62 | 0 | 19.62 | 19.62 | 0
[48 empty] | 2017-03-01 03:00 | 3 | 1 | 3 | 0 | 0% | 2017-01-29 02:00 | 1 | 29 | 2 | 1 | 29 | 2 | 19.4175 | 19.385 | 0 | 19.3825 | 19.4 | 0
[48 empty] | 2017-03-01 04:00 | 3 | 1 | 4 | 0 | 0% | 2017-01-29 03:00 | 1 | 29 | 3 | 1 | 29 | 3 | 19.0675 | 19.0675 | 0 | 19.0675 | 19.0675 | 0
[48 empty] | 2017-03-01 05:00 | 3 | 1 | 5 | 0 | 0% | 2017-01-29 04:00 | 1 | 29 | 4 | 1 | 29 | 4 | 19.5225 | 19.5225 | 0 | 19.5225 | 19.5225 | 0
[48 empty] | 2017-03-01 06:00 | 3 | 1 | 6 | 40.9962 | 4.141% | 2017-01-29 05:00 | 1 | 29 | 5 | 1 | 29 | 5 | 19.9925 | 19.9925 | 0 | 19.9925 | 19.9925 | 0
[48 empty] | 2017-03-01 07:00 | 3 | 1 | 7 | 578.9138 | 58.48% | 2017-01-29 06:00 | 1 | 29 | 6 | 1 | 29 | 6 | 20.46 | 20.46 | 0 | 20.46 | 20.46 | 0
[48 empty] | 2017-03-01 08:00 | 3 | 1 | 8 | 931.5151 | 94.09% | 2017-01-29 07:00 | 1 | 29 | 7 | 1 | 29 | 7 | 21.465 | 21.465 | 0 | 21.465 | 21.465 | 0
[48 empty] | 2017-03-01 09:00 | 3 | 1 | 9 | 981.9547 | 99.19% | 2017-01-29 08:00 | 1 | 29 | 8 | 1 | 29 | 8 | 21.8925 | 21.8925 | 0 | 21.8925 | 21.8925 | 0
[48 empty] | 2017-03-01 10:00 | 3 | 1 | 10 | 943.2599 | 95.28% | 2017-01-29 09:00 | 1 | 29 | 9 | 1 | 29 | 9 | 24.8775 | 24.8775 | 0 | 24.8775 | 24.8775 | 0
[48 empty] | 2017-03-01 11:00 | 3 | 1 | 11 | 914.892 | 92.41% | 2017-01-29 10:00 | 1 | 29 | 10 | 1 | 29 | 10 | 22.005 | 22.005 | 0 | 22.005 | 22.005 | 0
[48 empty] | 2017-03-01 12:00 | 3 | 1 | 12 | 897.8338 | 90.69% | 2017-01-29 11:00 | 1 | 29 | 11 | 1 | 29 | 11 | 19.84 | 19.84 | 0 | 19.84 | 19.84 | 0
[48 empty] | 2017-03-01 13:00 | 3 | 1 | 13 | 932.0125 | 94.14% | 2017-01-29 12:00 | 1 | 29 | 12 | 1 | 29 | 12 | 19.4125 | 19.4125 | 0 | 19.4125 | 19.4125 | 0
[48 empty] | 2017-03-01 14:00 | 3 | 1 | 14 | 964.5892 | 97.43% | 2017-01-29 13:00 | 1 | 29 | 13 | 1 | 29 | 13 | 18.9575 | 18.9575 | 0 | 18.9575 | 18.9575 | 0
[48 empty] | 2017-03-01 15:00 | 3 | 1 | 15 | 914.986 | 92.42% | 2017-01-29 14:00 | 1 | 29 | 14 | 1 | 29 | 14 | 18.385 | 18.385 | 0 | 18.385 | 18.385 | 0
[48 empty] | 2017-03-01 16:00 | 3 | 1 | 16 | 647.8786 | 65.44% | 2017-01-29 15:00 | 1 | 29 | 15 | 1 | 29 | 15 | 18.205 | 18.1775 | 0 | 18.1775 | 18.2 | 0
[48 empty] | 2017-03-01 17:00 | 3 | 1 | 17 | 80.7788 | 8.159% | 2017-01-29 16:00 | 1 | 29 | 16 | 1 | 29 | 16 | 18.75 | 18.75 | 0 | 18.75 | 18.75 | 0
[48 empty] | 2017-03-01 18:00 | 3 | 1 | 18 | 0 | 0% | 2017-01-29 17:00 | 1 | 29 | 17 | 1 | 29 | 17 | 20.5375 | 20.5375 | 0 | 20.5375 | 20.5375 | 0
[48 empty] | 2017-03-01 19:00 | 3 | 1 | 19 | 0 | 0% | 2017-01-29 18:00 | 1 | 29 | 18 | 1 | 29 | 18 | 22.17 | 22.17 | 0 | 22.17 | 22.17 | 0
[48 empty] | 2017-03-01 20:00 | 3 | 1 | 20 | 0 | 0% | 2017-01-29 19:00 | 1 | 29 | 19 | 1 | 29 | 19 | 21.8425 | 21.7325 | 0 | 21.7225 | 21.81 | 0
[48 empty] | 2017-03-01 21:00 | 3 | 1 | 21 | 0 | 0% | 2017-01-29 20:00 | 1 | 29 | 20 | 1 | 29 | 20 | 21.02 | 20.75 | 0 | 20.74 | 20.975 | 0
[48 empty] | 2017-03-01 22:00 | 3 | 1 | 22 | 0 | 0% | 2017-01-29 21:00 | 1 | 29 | 21 | 1 | 29 | 21 | 20.1575 | 19.98 | 0 | 19.985 | 20.1425 | 0
[48 empty] | 2017-03-01 23:00 | 3 | 1 | 23 | 0 | 0% | 2017-01-29 22:00 | 1 | 29 | 22 | 1 | 29 | 22 | 19.66 | 19.6575 | 0 | 19.6575 | 19.66 | 0
[48 empty] | 2017-03-02 | 3 | 2 | 0 | 0 | 0% | 2017-01-29 23:00 | 1 | 29 | 23 | 1 | 29 | 23 | 18.7275 | 18.7275 | 0 | 18.7275 | 18.7275 | 0
[48 empty] | 2017-03-02 01:00 | 3 | 2 | 1 | 0 | 0% | 2017-01-30 | 1 | 30 | 0 | 1 | 30 | 0 | 18.3175 | 18.3175 | 0 | 18.3175 | 18.3175 | 0
[48 empty] | 2017-03-02 02:00 | 3 | 2 | 2 | 0 | 0% | 2017-01-30 01:00 | 1 | 30 | 1 | 1 | 30 | 1 | 18.0175 | 18.0175 | 0 | 18.0175 | 18.0175 | 0
[48 empty] | 2017-03-02 03:00 | 3 | 2 | 3 | 0 | 0% | 2017-01-30 02:00 | 1 | 30 | 2 | 1 | 30 | 2 | 17.9675 | 17.9675 | 0 | 17.9675 | 17.9675 | 0
[48 empty] | 2017-03-02 04:00 | 3 | 2 | 4 | 0 | 0% | 2017-01-30 03:00 | 1 | 30 | 3 | 1 | 30 | 3 | 18.3975 | 18.3975 | 0 | 18.3975 | 18.3975 | 0
[48 empty] | 2017-03-02 05:00 | 3 | 2 | 5 | 0 | 0% | 2017-01-30 04:00 | 1 | 30 | 4 | 1 | 30 | 4 | 19.145 | 19.145 | 0 | 19.145 | 19.145 | 0
[48 empty] | 2017-03-02 06:00 | 3 | 2 | 6 | 32.1878 | 3.251% | 2017-01-30 05:00 | 1 | 30 | 5 | 1 | 30 | 5 | 20.88 | 20.865 | 0 | 20.8625 | 20.8725 | 0
[48 empty] | 2017-03-02 07:00 | 3 | 2 | 7 | 558.7897 | 56.44% | 2017-01-30 06:00 | 1 | 30 | 6 | 1 | 30 | 6 | 88.81 | 25.165 | 0 | 25.8225 | 76.825 | 0
[48 empty] | 2017-03-02 08:00 | 3 | 2 | 8 | 893.1305 | 90.22% | 2017-01-30 07:00 | 1 | 30 | 7 | 1 | 30 | 7 | 39.2975 | 24.6175 | 0 | 24.7725 | 36.5175 | 0
[48 empty] | 2017-03-02 09:00 | 3 | 2 | 9 | 955.8845 | 96.55% | 2017-01-30 08:00 | 1 | 30 | 8 | 1 | 30 | 8 | 23.69 | 22.3475 | 0 | 22.36 | 23.6175 | 0
[48 empty] | 2017-03-02 10:00 | 3 | 2 | 10 | 920.8064 | 93.01% | 2017-01-30 09:00 | 1 | 30 | 9 | 1 | 30 | 9 | 22.8525 | 22.8525 | 0 | 22.8525 | 22.8525 | 0
[48 empty] | 2017-03-02 11:00 | 3 | 2 | 11 | 880.8346 | 88.97% | 2017-01-30 10:00 | 1 | 30 | 10 | 1 | 30 | 10 | 26.2025 | 26.2025 | 0 | 26.2025 | 26.2025 | 0
[48 empty] | 2017-03-02 12:00 | 3 | 2 | 12 | 872.4804 | 88.13% | 2017-01-30 11:00 | 1 | 30 | 11 | 1 | 30 | 11 | 22.14 | 22.0625 | 0 | 22.05 | 22.095 | 0
[48 empty] | 2017-03-02 13:00 | 3 | 2 | 13 | 456.9094 | 46.15% | 2017-01-30 12:00 | 1 | 30 | 12 | 1 | 30 | 12 | 21.395 | 20.9575 | 0 | 20.9525 | 21.2675 | 0
[48 empty] | 2017-03-02 14:00 | 3 | 2 | 14 | 842.5729 | 85.11% | 2017-01-30 13:00 | 1 | 30 | 13 | 1 | 30 | 13 | 21.1675 | 20.355 | 0 | 20.3675 | 20.985 | 0
[48 empty] | 2017-03-02 15:00 | 3 | 2 | 15 | 603.1874 | 60.93% | 2017-01-30 14:00 | 1 | 30 | 14 | 1 | 30 | 14 | 21.4275 | 19.87 | 0 | 19.895 | 21.0775 | 0
[48 empty] | 2017-03-02 16:00 | 3 | 2 | 16 | 201.4069 | 20.34% | 2017-01-30 15:00 | 1 | 30 | 15 | 1 | 30 | 15 | 21.6025 | 19.5825 | 0 | 19.6125 | 21.15 | 0
[48 empty] | 2017-03-02 17:00 | 3 | 2 | 17 | 29.2851 | 2.958% | 2017-01-30 16:00 | 1 | 30 | 16 | 1 | 30 | 16 | 23.1475 | 19.27 | 0 | 19.3325 | 22.275 | 0
[48 empty] | 2017-03-02 18:00 | 3 | 2 | 18 | 0 | 0% | 2017-01-30 17:00 | 1 | 30 | 17 | 1 | 30 | 17 | 25.5575 | 20.2575 | 0 | 20.3275 | 24.3175 | 0
[48 empty] | 2017-03-02 19:00 | 3 | 2 | 19 | 0 | 0% | 2017-01-30 18:00 | 1 | 30 | 18 | 1 | 30 | 18 | 104.9875 | 23.0525 | 0 | 24.4225 | 86.1925 | 0
[48 empty] | 2017-03-02 20:00 | 3 | 2 | 20 | 0 | 0% | 2017-01-30 19:00 | 1 | 30 | 19 | 1 | 30 | 19 | 22.46 | 21.6025 | 0 | 21.6175 | 22.26 | 0
[48 empty] | 2017-03-02 21:00 | 3 | 2 | 21 | 0 | 0% | 2017-01-30 20:00 | 1 | 30 | 20 | 1 | 30 | 20 | 21.8125 | 21.4425 | 0 | 21.445 | 21.725 | 0
[48 empty] | 2017-03-02 22:00 | 3 | 2 | 22 | 0 | 0% | 2017-01-30 21:00 | 1 | 30 | 21 | 1 | 30 | 21 | 20.475 | 20.425 | 0 | 20.425 | 20.4625 | 0
[48 empty] | 2017-03-02 23:00 | 3 | 2 | 23 | 0 | 0% | 2017-01-30 22:00 | 1 | 30 | 22 | 1 | 30 | 22 | 18.2475 | 18.1275 | 0 | 18.1225 | 18.1525 | 0
[48 empty] | 2017-03-03 | 3 | 3 | 0 | 0 | 0% | 2017-01-30 23:00 | 1 | 30 | 23 | 1 | 30 | 23 | 6.27 | 6.27 | 0 | 6.27 | 6.27 | 0
[48 empty] | 2017-03-03 01:00 | 3 | 3 | 1 | 0 | 0% | 2017-01-31 | 1 | 31 | 0 | 1 | 31 | 0 | 7.9225 | 8.61 | 0 | 8.6175 | 8.5875 | 0
[48 empty] | 2017-03-03 02:00 | 3 | 3 | 2 | 0 | 0% | 2017-01-31 01:00 | 1 | 31 | 1 | 1 | 31 | 1 | 9.6475 | 10.445 | 0 | 10.4525 | 10.4225 | 0
[48 empty] | 2017-03-03 03:00 | 3 | 3 | 3 | 0 | 0% | 2017-01-31 02:00 | 1 | 31 | 2 | 1 | 31 | 2 | 8.055 | 8.2875 | 0 | 8.29 | 8.2825 | 0
[48 empty] | 2017-03-03 04:00 | 3 | 3 | 4 | 0 | 0% | 2017-01-31 03:00 | 1 | 31 | 3 | 1 | 31 | 3 | 17.035 | 17.035 | 0 | 17.035 | 17.035 | 0
[48 empty] | 2017-03-03 05:00 | 3 | 3 | 5 | 0 | 0% | 2017-01-31 04:00 | 1 | 31 | 4 | 1 | 31 | 4 | 17.7725 | 18.25 | 0 | 18.255 | 18.2425 | 0
[48 empty] | 2017-03-03 06:00 | 3 | 3 | 6 | 2.1805 | 0.2203% | 2017-01-31 05:00 | 1 | 31 | 5 | 1 | 31 | 5 | 20.42 | 19.955 | 0 | 19.965 | 20.3125 | 0
[48 empty] | 2017-03-03 07:00 | 3 | 3 | 7 | 30.9248 | 3.124% | 2017-01-31 06:00 | 1 | 31 | 6 | 1 | 31 | 6 | 25.5525 | 21.245 | 0 | 21.2825 | 25.2375 | 0
[48 empty] | 2017-03-03 08:00 | 3 | 3 | 8 | 861.5723 | 87.03% | 2017-01-31 07:00 | 1 | 31 | 7 | 1 | 31 | 7 | 23.335 | 21.7125 | 0 | 21.725 | 23.2475 | 0
[48 empty] | 2017-03-03 09:00 | 3 | 3 | 9 | 935.9999 | 94.55% | 2017-01-31 08:00 | 1 | 31 | 8 | 1 | 31 | 8 | 22.865 | 21.775 | 0 | 21.7925 | 22.6375 | 0
[48 empty] | 2017-03-03 10:00 | 3 | 3 | 10 | 909.2019 | 91.84% | 2017-01-31 09:00 | 1 | 31 | 9 | 1 | 31 | 9 | 26.885 | 22.4425 | 0 | 22.5225 | 25.8775 | 0
[48 empty] | 2017-03-03 11:00 | 3 | 3 | 11 | 864.382 | 87.31% | 2017-01-31 10:00 | 1 | 31 | 10 | 1 | 31 | 10 | 23.36 | 22.0125 | 0 | 22.0325 | 23.0575 | 0
[48 empty] | 2017-03-03 12:00 | 3 | 3 | 12 | 707.2689 | 71.44% | 2017-01-31 11:00 | 1 | 31 | 11 | 1 | 31 | 11 | 22.8325 | 21.8 | 0 | 21.815 | 22.6025 | 0
[48 empty] | 2017-03-03 13:00 | 3 | 3 | 13 | 756.7255 | 76.44% | 2017-01-31 12:00 | 1 | 31 | 12 | 1 | 31 | 12 | 22.9925 | 21.3325 | 0 | 21.355 | 22.6225 | 0
[48 empty] | 2017-03-03 14:00 | 3 | 3 | 14 | 567.9975 | 57.37% | 2017-01-31 13:00 | 1 | 31 | 13 | 1 | 31 | 13 | 23.27 | 21.1625 | 0 | 21.1925 | 22.805 | 0
[48 empty] | 2017-03-03 15:00 | 3 | 3 | 15 | 848.1468 | 85.67% | 2017-01-31 14:00 | 1 | 31 | 14 | 1 | 31 | 14 | 23.1225 | 21.235 | 0 | 21.265 | 22.705 | 0
[48 empty] | 2017-03-03 16:00 | 3 | 3 | 16 | 288.2225 | 29.11% | 2017-01-31 15:00 | 1 | 31 | 15 | 1 | 31 | 15 | 22.795 | 20.89 | 0 | 20.9225 | 22.3725 | 0
[48 empty] | 2017-03-03 17:00 | 3 | 3 | 17 | 60.0985 | 6.071% | 2017-01-31 16:00 | 1 | 31 | 16 | 1 | 31 | 16 | 22.0775 | 20.1475 | 0 | 20.18 | 21.6475 | 0
[48 empty] | 2017-03-03 18:00 | 3 | 3 | 18 | 0 | 0% | 2017-01-31 17:00 | 1 | 31 | 17 | 1 | 31 | 17 | 21.81 | 20.0675 | 0 | 20.095 | 21.42 | 0
[48 empty] | 2017-03-03 19:00 | 3 | 3 | 19 | 0 | 0% | 2017-01-31 18:00 | 1 | 31 | 18 | 1 | 31 | 18 | 23.02 | 20.3775 | 0 | 20.42 | 22.4225 | 0
[48 empty] | 2017-03-03 20:00 | 3 | 3 | 20 | 0 | 0% | 2017-01-31 19:00 | 1 | 31 | 19 | 1 | 31 | 19 | 21.095 | 19.2675 | 0 | 19.295 | 20.68 | 0
[48 empty] | 2017-03-03 21:00 | 3 | 3 | 21 | 0 | 0% | 2017-01-31 20:00 | 1 | 31 | 20 | 1 | 31 | 20 | 20.585 | 18.465 | 0 | 18.495 | 20.1 | 0
[48 empty] | 2017-03-03 22:00 | 3 | 3 | 22 | 0 | 0% | 2017-01-31 21:00 | 1 | 31 | 21 | 1 | 31 | 21 | 19.875 | 16.89 | 0 | 16.9325 | 19.1925 | 0
[48 empty] | 2017-03-03 23:00 | 3 | 3 | 23 | 0 | 0% | 2017-01-31 22:00 | 1 | 31 | 22 | 1 | 31 | 22 | 17.4025 | 16.7425 | 0 | 16.7525 | 17.2525 | 0
[48 empty] | 2017-03-04 | 3 | 4 | 0 | 0 | 0% | 2017-01-31 23:00 | 1 | 31 | 23 | 1 | 31 | 23 | 2.185 | 2.3025 | 0 | 2.305 | 2.2975 | 0
[48 empty] | 2017-03-04 01:00 | 3 | 4 | 1 | 0 | 0% | 2017-02-01 | 2 | 1 | 0 | 2 | 1 | 0 | 0.495 | 0.89 | 0 | 0.895 | 0.875 | 0
[48 empty] | 2017-03-04 02:00 | 3 | 4 | 2 | 0 | 0% | 2017-02-01 01:00 | 2 | 1 | 1 | 2 | 1 | 1 | 0.28 | 0.7275 | 0 | 0.735 | 0.715 | 0
[48 empty] | 2017-03-04 03:00 | 3 | 4 | 3 | 0 | 0% | 2017-02-01 02:00 | 2 | 1 | 2 | 2 | 1 | 2 | 0.215 | 0.6875 | 0 | 0.69 | 0.67 | 0
[48 empty] | 2017-03-04 04:00 | 3 | 4 | 4 | 0 | 0% | 2017-02-01 03:00 | 2 | 1 | 3 | 2 | 1 | 3 | 2.3675 | 3.0475 | 0 | 3.05 | 3.0275 | 0
[48 empty] | 2017-03-04 05:00 | 3 | 4 | 5 | 0 | 0% | 2017-02-01 04:00 | 2 | 1 | 4 | 2 | 1 | 4 | 8.985 | 9.8325 | 0 | 9.8425 | 9.8125 | 0
[48 empty] | 2017-03-04 06:00 | 3 | 4 | 6 | 14.4762 | 1.462% | 2017-02-01 05:00 | 2 | 1 | 5 | 2 | 1 | 5 | 11.945 | 12.0725 | 0 | 12.075 | 12.07 | 0
[48 empty] | 2017-03-04 07:00 | 3 | 4 | 7 | 369.7293 | 37.35% | 2017-02-01 06:00 | 2 | 1 | 6 | 2 | 1 | 6 | 16.8575 | 16.06 | 0 | 16.0725 | 16.6725 | 0
[48 empty] | 2017-03-04 08:00 | 3 | 4 | 8 | 825.7884 | 83.41% | 2017-02-01 07:00 | 2 | 1 | 7 | 2 | 1 | 7 | 18.325 | 17.8325 | 0 | 18.3 | 18.1225 | 0
[48 empty] | 2017-03-04 09:00 | 3 | 4 | 9 | 927.2126 | 93.66% | 2017-02-01 08:00 | 2 | 1 | 8 | 2 | 1 | 8 | 18.1975 | 18.5 | 0 | 20.42 | 17.9 | 0
[48 empty] | 2017-03-04 10:00 | 3 | 4 | 10 | 915.2809 | 92.45% | 2017-02-01 09:00 | 2 | 1 | 9 | 2 | 1 | 9 | 18.8775 | 18.885 | 0 | 19.845 | 18.705 | 0
[48 empty] | 2017-03-04 11:00 | 3 | 4 | 11 | 884.7141 | 89.37% | 2017-02-01 10:00 | 2 | 1 | 10 | 2 | 1 | 10 | 19.06 | 19.0125 | 0 | 19.0375 | 19.0425 | 0
[48 empty] | 2017-03-04 12:00 | 3 | 4 | 12 | 878.8481 | 88.77% | 2017-02-01 11:00 | 2 | 1 | 11 | 2 | 1 | 11 | 19.625 | 19.62 | 0 | 19.62 | 19.6225 | 0
[48 empty] | 2017-03-04 13:00 | 3 | 4 | 13 | 907.0432 | 91.62% | 2017-02-01 12:00 | 2 | 1 | 12 | 2 | 1 | 12 | 20.855 | 20.845 | 0 | 20.845 | 20.85 | 0
[48 empty] | 2017-03-04 14:00 | 3 | 4 | 14 | 937.0723 | 94.65% | 2017-02-01 13:00 | 2 | 1 | 13 | 2 | 1 | 13 | 21.6525 | 21.63 | 0 | 21.63 | 21.645 | 0
[48 empty] | 2017-03-04 15:00 | 3 | 4 | 15 | 890.402 | 89.94% | 2017-02-01 14:00 | 2 | 1 | 14 | 2 | 1 | 14 | 21.835 | 21.6125 | 0 | 21.615 | 21.7875 | 0
[48 empty] | 2017-03-04 16:00 | 3 | 4 | 16 | 636.887 | 64.33% | 2017-02-01 15:00 | 2 | 1 | 15 | 2 | 1 | 15 | 21.9775 | 21.76 | 0 | 21.76 | 21.9325 | 0
[48 empty] | 2017-03-04 17:00 | 3 | 4 | 17 | 76.135 | 7.69% | 2017-02-01 16:00 | 2 | 1 | 16 | 2 | 1 | 16 | 21.825 | 21.765 | 0 | 21.7675 | 21.8125 | 0
[48 empty] | 2017-03-04 18:00 | 3 | 4 | 18 | 0 | 0% | 2017-02-01 17:00 | 2 | 1 | 17 | 2 | 1 | 17 | 21.045 | 21.01 | 0 | 21.0125 | 21.0375 | 0
[48 empty] | 2017-03-04 19:00 | 3 | 4 | 19 | 0 | 0% | 2017-02-01 18:00 | 2 | 1 | 18 | 2 | 1 | 18 | 20.51 | 20.3175 | 0 | 20.3175 | 20.4675 | 0
[48 empty] | 2017-03-04 20:00 | 3 | 4 | 20 | 0 | 0% | 2017-02-01 19:00 | 2 | 1 | 19 | 2 | 1 | 19 | 18.8825 | 18.1825 | 0 | 18.19 | 18.73 | 0
[48 empty] | 2017-03-04 21:00 | 3 | 4 | 21 | 0 | 0% | 2017-02-01 20:00 | 2 | 1 | 20 | 2 | 1 | 20 | 17.4025 | 14.92 | 0 | 15.125 | 16.745 | 0
[48 empty] | 2017-03-04 22:00 | 3 | 4 | 22 | 0 | 0% | 2017-02-01 21:00 | 2 | 1 | 21 | 2 | 1 | 21 | 11.34 | 3.925 | 0 | 4.045 | 9.7725 | 0
[48 empty] | 2017-03-04 23:00 | 3 | 4 | 23 | 0 | 0% | 2017-02-01 22:00 | 2 | 1 | 22 | 2 | 1 | 22 | 12.725 | 11.89 | 0 | 11.83 | 11.82 | 0
[48 empty] | 2017-03-05 | 3 | 5 | 0 | 0 | 0% | 2017-02-01 23:00 | 2 | 1 | 23 | 2 | 1 | 23 | 6.715 | 8.4625 | 0 | 8.1575 | 6.3475 | 0
[48 empty] | 2017-03-05 01:00 | 3 | 5 | 1 | 0 | 0% | 2017-02-02 | 2 | 2 | 0 | 2 | 2 | 0 | 0.885 | 1.6275 | 0 | 1.54 | 0.835 | 0
[48 empty] | 2017-03-05 02:00 | 3 | 5 | 2 | 0 | 0% | 2017-02-02 01:00 | 2 | 2 | 1 | 2 | 2 | 1 | -0.1025 | 0.0725 | 0 | 0.0475 | -0.1125 | 0
[48 empty] | 2017-03-05 03:00 | 3 | 5 | 3 | 0 | 0% | 2017-02-02 02:00 | 2 | 2 | 2 | 2 | 2 | 2 | 4.32 | 6.385 | 0 | 6.055 | 4.1725 | 0
[48 empty] | 2017-03-05 04:00 | 3 | 5 | 4 | 0 | 0% | 2017-02-02 03:00 | 2 | 2 | 3 | 2 | 2 | 3 | 2.225 | 3.4575 | 0 | 3.255 | 2.135 | 0
[48 empty] | 2017-03-05 05:00 | 3 | 5 | 5 | 0 | 0% | 2017-02-02 04:00 | 2 | 2 | 4 | 2 | 2 | 4 | 2.84 | 4.22 | 0 | 3.96 | 2.735 | 0
[48 empty] | 2017-03-05 06:00 | 3 | 5 | 6 | 15.3033 | 1.546% | 2017-02-02 05:00 | 2 | 2 | 5 | 2 | 2 | 5 | 11.0575 | 5.0775 | 0 | 5.1875 | 9.7875 | 0
[48 empty] | 2017-03-05 07:00 | 3 | 5 | 7 | 181.7722 | 18.36% | 2017-02-02 06:00 | 2 | 2 | 6 | 2 | 2 | 6 | 18.3925 | 16.4625 | 0 | 18.3275 | 17.64 | 0
[48 empty] | 2017-03-05 08:00 | 3 | 5 | 8 | 416.0079 | 42.02% | 2017-02-02 07:00 | 2 | 2 | 7 | 2 | 2 | 7 | 18.4225 | 18.03 | 0 | 19.085 | 18.1425 | 0
[48 empty] | 2017-03-05 09:00 | 3 | 5 | 9 | 773.8562 | 78.17% | 2017-02-02 08:00 | 2 | 2 | 8 | 2 | 2 | 8 | 18.995 | 19.265 | 0 | 21.45 | 18.655 | 0
[48 empty] | 2017-03-05 10:00 | 3 | 5 | 10 | 510.9088 | 51.61% | 2017-02-02 09:00 | 2 | 2 | 9 | 2 | 2 | 9 | 19.9925 | 19.045 | 0 | 20.065 | 19.625 | 0
[48 empty] | 2017-03-05 11:00 | 3 | 5 | 11 | 848.0209 | 85.66% | 2017-02-02 10:00 | 2 | 2 | 10 | 2 | 2 | 10 | 21.365 | 21.145 | 0 | 21.3525 | 21.2825 | 0
[48 empty] | 2017-03-05 12:00 | 3 | 5 | 12 | 701.9589 | 70.9% | 2017-02-02 11:00 | 2 | 2 | 11 | 2 | 2 | 11 | 26.5925 | 22.435 | 0 | 22.5075 | 25.755 | 0
[48 empty] | 2017-03-05 13:00 | 3 | 5 | 13 | 760.9967 | 76.87% | 2017-02-02 12:00 | 2 | 2 | 12 | 2 | 2 | 12 | 28.3775 | 25.34 | 0 | 25.3925 | 27.7675 | 0
[48 empty] | 2017-03-05 14:00 | 3 | 5 | 14 | 965.5162 | 97.53% | 2017-02-02 13:00 | 2 | 2 | 13 | 2 | 2 | 13 | 26.555 | 23.1275 | 0 | 23.185 | 25.8575 | 0
[48 empty] | 2017-03-05 15:00 | 3 | 5 | 15 | 824.7282 | 83.31% | 2017-02-02 14:00 | 2 | 2 | 14 | 2 | 2 | 14 | 22.93 | 22.7325 | 0 | 22.7375 | 22.8875 | 0
[48 empty] | 2017-03-05 16:00 | 3 | 5 | 16 | 488.2429 | 49.32% | 2017-02-02 15:00 | 2 | 2 | 15 | 2 | 2 | 15 | 22.6 | 22.6 | 0 | 22.6 | 22.6 | 0
[48 empty] | 2017-03-05 17:00 | 3 | 5 | 17 | 65.1637 | 6.582% | 2017-02-02 16:00 | 2 | 2 | 16 | 2 | 2 | 16 | 23.4975 | 23.4975 | 0 | 23.4975 | 23.4975 | 0
[48 empty] | 2017-03-05 18:00 | 3 | 5 | 18 | 0 | 0% | 2017-02-02 17:00 | 2 | 2 | 17 | 2 | 2 | 17 | 28.8625 | 28.8625 | 0 | 28.8625 | 28.8625 | 0
[48 empty] | 2017-03-05 19:00 | 3 | 5 | 19 | 0 | 0% | 2017-02-02 18:00 | 2 | 2 | 18 | 2 | 2 | 18 | 131.7025 | 131.6125 | 0 | 131.6125 | 131.625 | 0
[48 empty] | 2017-03-05 20:00 | 3 | 5 | 20 | 0 | 0% | 2017-02-02 19:00 | 2 | 2 | 19 | 2 | 2 | 19 | 26.1275 | 26.1725 | 0 | 26.235 | 26.1275 | 0
[48 empty] | 2017-03-05 21:00 | 3 | 5 | 21 | 0 | 0% | 2017-02-02 20:00 | 2 | 2 | 20 | 2 | 2 | 20 | 27.0225 | 27.0625 | 0 | 27.115 | 27.0225 | 0
[48 empty] | 2017-03-05 22:00 | 3 | 5 | 22 | 0 | 0% | 2017-02-02 21:00 | 2 | 2 | 21 | 2 | 2 | 21 | 24.345 | 24.3825 | 0 | 24.42 | 24.345 | 0
[48 empty] | 2017-03-05 23:00 | 3 | 5 | 23 | 0 | 0% | 2017-02-02 22:00 | 2 | 2 | 22 | 2 | 2 | 22 | 21.065 | 21.065 | 0 | 21.065 | 21.065 | 0
[48 empty] | 2017-03-06 | 3 | 6 | 0 | 0 | 0% | 2017-02-02 23:00 | 2 | 2 | 23 | 2 | 2 | 23 | 19.4825 | 19.4825 | 0 | 19.4825 | 19.4825 | 0
[48 empty] | 2017-03-06 01:00 | 3 | 6 | 1 | 0 | 0% | 2017-02-03 | 2 | 3 | 0 | 2 | 3 | 0 | 19.355 | 19.355 | 0 | 19.355 | 19.355 | 0
[48 empty] | 2017-03-06 02:00 | 3 | 6 | 2 | 0 | 0% | 2017-02-03 01:00 | 2 | 3 | 1 | 2 | 3 | 1 | 18.8525 | 18.8525 | 0 | 18.8525 | 18.8525 | 0
[48 empty] | 2017-03-06 03:00 | 3 | 6 | 3 | 0 | 0% | 2017-02-03 02:00 | 2 | 3 | 2 | 2 | 3 | 2 | 18.6975 | 18.6975 | 0 | 18.6975 | 18.6975 | 0
[48 empty] | 2017-03-06 04:00 | 3 | 6 | 4 | 0 | 0% | 2017-02-03 03:00 | 2 | 3 | 3 | 2 | 3 | 3 | 18.8775 | 18.8775 | 0 | 18.8775 | 18.8775 | 0
[48 empty] | 2017-03-06 05:00 | 3 | 6 | 5 | 0 | 0% | 2017-02-03 04:00 | 2 | 3 | 4 | 2 | 3 | 4 | 19.8575 | 19.8575 | 0 | 19.8575 | 19.8575 | 0
[48 empty] | 2017-03-06 06:00 | 3 | 6 | 6 | 38.3242 | 3.871% | 2017-02-03 05:00 | 2 | 3 | 5 | 2 | 3 | 5 | 20.6625 | 20.6625 | 0 | 20.6625 | 20.6625 | 0
[48 empty] | 2017-03-06 07:00 | 3 | 6 | 7 | 291.7388 | 29.47% | 2017-02-03 06:00 | 2 | 3 | 6 | 2 | 3 | 6 | 21.525 | 22.1575 | 0 | 22.9925 | 21.51 | 0
[48 empty] | 2017-03-06 08:00 | 3 | 6 | 8 | 282.4528 | 28.53% | 2017-02-03 07:00 | 2 | 3 | 7 | 2 | 3 | 7 | 21.725 | 23.1525 | 0 | 25.02 | 21.695 | 0
[48 empty] | 2017-03-06 09:00 | 3 | 6 | 9 | 186.9625 | 18.89% | 2017-02-03 08:00 | 2 | 3 | 8 | 2 | 3 | 8 | 22.21 | 22.535 | 0 | 22.9675 | 22.2025 | 0
[48 empty] | 2017-03-06 10:00 | 3 | 6 | 10 | 241.7687 | 24.42% | 2017-02-03 09:00 | 2 | 3 | 9 | 2 | 3 | 9 | 22.33 | 22.4625 | 0 | 22.63 | 22.33 | 0
[48 empty] | 2017-03-06 11:00 | 3 | 6 | 11 | 278.8931 | 28.17% | 2017-02-03 10:00 | 2 | 3 | 10 | 2 | 3 | 10 | 22.22 | 22.3225 | 0 | 22.465 | 22.2175 | 0
[48 empty] | 2017-03-06 12:00 | 3 | 6 | 12 | 586.3537 | 59.23% | 2017-02-03 11:00 | 2 | 3 | 11 | 2 | 3 | 11 | 21.545 | 21.545 | 0 | 21.5475 | 21.545 | 0
[48 empty] | 2017-03-06 13:00 | 3 | 6 | 13 | 249.9758 | 25.25% | 2017-02-03 12:00 | 2 | 3 | 12 | 2 | 3 | 12 | 21.4675 | 21.4675 | 0 | 21.4675 | 21.4675 | 0
[48 empty] | 2017-03-06 14:00 | 3 | 6 | 14 | 195.4924 | 19.75% | 2017-02-03 13:00 | 2 | 3 | 13 | 2 | 3 | 13 | 20.8775 | 20.8875 | 0 | 20.8875 | 20.89 | 0
[48 empty] | 2017-03-06 15:00 | 3 | 6 | 15 | 219.7441 | 22.2% | 2017-02-03 14:00 | 2 | 3 | 14 | 2 | 3 | 14 | 20.425 | 20.425 | 0 | 20.425 | 20.425 | 0
[48 empty] | 2017-03-06 16:00 | 3 | 6 | 16 | 211.8676 | 21.4% | 2017-02-03 15:00 | 2 | 3 | 15 | 2 | 3 | 15 | 20.3025 | 20.3025 | 0 | 20.3025 | 20.3025 | 0
[48 empty] | 2017-03-06 17:00 | 3 | 6 | 17 | 46.5085 | 4.698% | 2017-02-03 16:00 | 2 | 3 | 16 | 2 | 3 | 16 | 20.405 | 20.405 | 0 | 20.405 | 20.405 | 0
[48 empty] | 2017-03-06 18:00 | 3 | 6 | 18 | 0 | 0% | 2017-02-03 17:00 | 2 | 3 | 17 | 2 | 3 | 17 | 21.3925 | 21.3925 | 0 | 21.3925 | 21.3925 | 0
[48 empty] | 2017-03-06 19:00 | 3 | 6 | 19 | 0 | 0% | 2017-02-03 18:00 | 2 | 3 | 18 | 2 | 3 | 18 | 25.7625 | 25.7625 | 0 | 25.7625 | 25.7625 | 0
[48 empty] | 2017-03-06 20:00 | 3 | 6 | 20 | 0 | 0% | 2017-02-03 19:00 | 2 | 3 | 19 | 2 | 3 | 19 | 23.245 | 23.245 | 0 | 23.245 | 23.245 | 0
[48 empty] | 2017-03-06 21:00 | 3 | 6 | 21 | 0 | 0% | 2017-02-03 20:00 | 2 | 3 | 20 | 2 | 3 | 20 | 22.7425 | 22.7425 | 0 | 22.7425 | 22.7425 | 0
[48 empty] | 2017-03-06 22:00 | 3 | 6 | 22 | 0 | 0% | 2017-02-03 21:00 | 2 | 3 | 21 | 2 | 3 | 21 | 22.7075 | 22.7075 | 0 | 22.7075 | 22.7075 | 0
[48 empty] | 2017-03-06 23:00 | 3 | 6 | 23 | 0 | 0% | 2017-02-03 22:00 | 2 | 3 | 22 | 2 | 3 | 22 | 22.09 | 22.09 | 0 | 22.09 | 22.09 | 0
[48 empty] | 2017-03-07 | 3 | 7 | 0 | 0 | 0% | 2017-02-03 23:00 | 2 | 3 | 23 | 2 | 3 | 23 | 21.44 | 21.44 | 0 | 21.44 | 21.44 | 0
[48 empty] | 2017-03-07 01:00 | 3 | 7 | 1 | 0 | 0% | 2017-02-04 | 2 | 4 | 0 | 2 | 4 | 0 | 19.8325 | 19.8325 | 0 | 19.8325 | 19.8325 | 0
[48 empty] | 2017-03-07 02:00 | 3 | 7 | 2 | 0 | 0% | 2017-02-04 01:00 | 2 | 4 | 1 | 2 | 4 | 1 | 19.725 | 19.725 | 0 | 19.725 | 19.725 | 0
[48 empty] | 2017-03-07 03:00 | 3 | 7 | 3 | 0 | 0% | 2017-02-04 02:00 | 2 | 4 | 2 | 2 | 4 | 2 | 19.7 | 19.7 | 0 | 19.7 | 19.7 | 0
[48 empty] | 2017-03-07 04:00 | 3 | 7 | 4 | 0 | 0% | 2017-02-04 03:00 | 2 | 4 | 3 | 2 | 4 | 3 | 19.4025 | 19.4025 | 0 | 19.4025 | 19.4025 | 0
[48 empty] | 2017-03-07 05:00 | 3 | 7 | 5 | 0 | 0% | 2017-02-04 04:00 | 2 | 4 | 4 | 2 | 4 | 4 | 19.9325 | 19.9325 | 0 | 19.9325 | 19.9325 | 0
[48 empty] | 2017-03-07 06:00 | 3 | 7 | 6 | 79.0424 | 7.984% | 2017-02-04 05:00 | 2 | 4 | 5 | 2 | 4 | 5 | 20.0475 | 20.0475 | 0 | 20.0475 | 20.0475 | 0
[48 empty] | 2017-03-07 07:00 | 3 | 7 | 7 | 702.2474 | 70.93% | 2017-02-04 06:00 | 2 | 4 | 6 | 2 | 4 | 6 | 20.555 | 20.555 | 0 | 20.555 | 20.555 | 0
[48 empty] | 2017-03-07 08:00 | 3 | 7 | 8 | 982.4825 | 99.24% | 2017-02-04 07:00 | 2 | 4 | 7 | 2 | 4 | 7 | 21.44 | 21.44 | 0 | 21.44 | 21.44 | 0
[48 empty] | 2017-03-07 09:00 | 3 | 7 | 9 | 990.0001 | 100% | 2017-02-04 08:00 | 2 | 4 | 8 | 2 | 4 | 8 | 22.5125 | 22.5125 | 0 | 22.5125 | 22.5125 | 0
[48 empty] | 2017-03-07 10:00 | 3 | 7 | 10 | 951.2647 | 96.09% | 2017-02-04 09:00 | 2 | 4 | 9 | 2 | 4 | 9 | 22.325 | 22.325 | 0 | 22.325 | 22.325 | 0
[48 empty] | 2017-03-07 11:00 | 3 | 7 | 11 | 933.6955 | 94.31% | 2017-02-04 10:00 | 2 | 4 | 10 | 2 | 4 | 10 | 22.025 | 22.025 | 0 | 22.025 | 22.025 | 0
[48 empty] | 2017-03-07 12:00 | 3 | 7 | 12 | 920.0488 | 92.93% | 2017-02-04 11:00 | 2 | 4 | 11 | 2 | 4 | 11 | 22.4575 | 22.4575 | 0 | 22.4575 | 22.4575 | 0
[48 empty] | 2017-03-07 13:00 | 3 | 7 | 13 | 939.7855 | 94.93% | 2017-02-04 12:00 | 2 | 4 | 12 | 2 | 4 | 12 | 22.495 | 22.495 | 0 | 22.495 | 22.495 | 0
[48 empty] | 2017-03-07 14:00 | 3 | 7 | 14 | 990.0001 | 100% | 2017-02-04 13:00 | 2 | 4 | 13 | 2 | 4 | 13 | 21.1425 | 21.1425 | 0 | 21.1425 | 21.1425 | 0
[48 empty] | 2017-03-07 15:00 | 3 | 7 | 15 | 974.0927 | 98.39% | 2017-02-04 14:00 | 2 | 4 | 14 | 2 | 4 | 14 | 20.1675 | 20.1675 | 0 | 20.1675 | 20.1675 | 0
[48 empty] | 2017-03-07 16:00 | 3 | 7 | 16 | 754.1751 | 76.18% | 2017-02-04 15:00 | 2 | 4 | 15 | 2 | 4 | 15 | 19.26 | 19.26 | 0 | 19.26 | 19.26 | 0
[48 empty] | 2017-03-07 17:00 | 3 | 7 | 17 | 121.2942 | 12.25% | 2017-02-04 16:00 | 2 | 4 | 16 | 2 | 4 | 16 | 19.6575 | 19.6575 | 0 | 19.6575 | 19.6575 | 0
[48 empty] | 2017-03-07 18:00 | 3 | 7 | 18 | 0 | 0% | 2017-02-04 17:00 | 2 | 4 | 17 | 2 | 4 | 17 | 21.7225 | 21.7225 | 0 | 21.7225 | 21.7225 | 0
[48 empty] | 2017-03-07 19:00 | 3 | 7 | 19 | 0 | 0% | 2017-02-04 18:00 | 2 | 4 | 18 | 2 | 4 | 18 | 23.415 | 23.415 | 0 | 23.415 | 23.415 | 0
[48 empty] | 2017-03-07 20:00 | 3 | 7 | 20 | 0 | 0% | 2017-02-04 19:00 | 2 | 4 | 19 | 2 | 4 | 19 | 20.9575 | 20.9575 | 0 | 20.9575 | 20.9575 | 0
[48 empty] | 2017-03-07 21:00 | 3 | 7 | 21 | 0 | 0% | 2017-02-04 20:00 | 2 | 4 | 20 | 2 | 4 | 20 | 21.0375 | 21.0225 | 0 | 21.0175 | 21.03 | 0
[48 empty] | 2017-03-07 22:00 | 3 | 7 | 22 | 0 | 0% | 2017-02-04 21:00 | 2 | 4 | 21 | 2 | 4 | 21 | 20.79 | 20.725 | 0 | 20.7125 | 20.755 | 0
[48 empty] | 2017-03-07 23:00 | 3 | 7 | 23 | 0 | 0% | 2017-02-04 22:00 | 2 | 4 | 22 | 2 | 4 | 22 | 20.7875 | 20.7875 | 0 | 20.7875 | 20.7875 | 0
[48 empty] | 2017-03-08 | 3 | 8 | 0 | 0 | 0% | 2017-02-04 23:00 | 2 | 4 | 23 | 2 | 4 | 23 | 20.9675 | 20.9675 | 0 | 20.9675 | 20.9675 | 0
[48 empty] | 2017-03-08 01:00 | 3 | 8 | 1 | 0 | 0% | 2017-02-05 | 2 | 5 | 0 | 2 | 5 | 0 | 18.6525 | 18.6525 | 0 | 18.6525 | 18.6525 | 0
[48 empty] | 2017-03-08 02:00 | 3 | 8 | 2 | 0 | 0% | 2017-02-05 01:00 | 2 | 5 | 1 | 2 | 5 | 1 | 18.23 | 18.23 | 0 | 18.23 | 18.23 | 0
[48 empty] | 2017-03-08 03:00 | 3 | 8 | 3 | 0 | 0% | 2017-02-05 02:00 | 2 | 5 | 2 | 2 | 5 | 2 | 18.745 | 18.745 | 0 | 18.745 | 18.745 | 0
[48 empty] | 2017-03-08 04:00 | 3 | 8 | 4 | 0 | 0% | 2017-02-05 03:00 | 2 | 5 | 3 | 2 | 5 | 3 | 18.6325 | 18.6325 | 0 | 18.6325 | 18.6325 | 0
[48 empty] | 2017-03-08 05:00 | 3 | 8 | 5 | 0 | 0% | 2017-02-05 04:00 | 2 | 5 | 4 | 2 | 5 | 4 | 19.0025 | 19.0025 | 0 | 19.0025 | 19.0025 | 0
[48 empty] | 2017-03-08 06:00 | 3 | 8 | 6 | 79.5863 | 8.039% | 2017-02-05 05:00 | 2 | 5 | 5 | 2 | 5 | 5 | 19.915 | 19.915 | 0 | 19.915 | 19.915 | 0
[48 empty] | 2017-03-08 07:00 | 3 | 8 | 7 | 696.4342 | 70.35% | 2017-02-05 06:00 | 2 | 5 | 6 | 2 | 5 | 6 | 19.1825 | 19.275 | 0 | 19.28 | 19.0725 | 0
[48 empty] | 2017-03-08 08:00 | 3 | 8 | 8 | 974.2308 | 98.41% | 2017-02-05 07:00 | 2 | 5 | 7 | 2 | 5 | 7 | 20.365 | 20.365 | 0 | 20.365 | 20.365 | 0
[48 empty] | 2017-03-08 09:00 | 3 | 8 | 9 | 990.0001 | 100% | 2017-02-05 08:00 | 2 | 5 | 8 | 2 | 5 | 8 | 22.0925 | 22.0925 | 0 | 22.0925 | 22.0925 | 0
[48 empty] | 2017-03-08 10:00 | 3 | 8 | 10 | 990.0001 | 100% | 2017-02-05 09:00 | 2 | 5 | 9 | 2 | 5 | 9 | 34.855 | 34.855 | 0 | 34.855 | 34.855 | 0
[48 empty] | 2017-03-08 11:00 | 3 | 8 | 11 | 970.9711 | 98.08% | 2017-02-05 10:00 | 2 | 5 | 10 | 2 | 5 | 10 | 25.535 | 25.535 | 0 | 25.535 | 25.535 | 0
[48 empty] | 2017-03-08 12:00 | 3 | 8 | 12 | 960.614 | 97.03% | 2017-02-05 11:00 | 2 | 5 | 11 | 2 | 5 | 11 | 26.33 | 26.33 | 0 | 26.33 | 26.33 | 0
[48 empty] | 2017-03-08 13:00 | 3 | 8 | 13 | 990.0001 | 100% | 2017-02-05 12:00 | 2 | 5 | 12 | 2 | 5 | 12 | 26.6975 | 26.6975 | 0 | 26.6975 | 26.6975 | 0
[48 empty] | 2017-03-08 14:00 | 3 | 8 | 14 | 990.0001 | 100% | 2017-02-05 13:00 | 2 | 5 | 13 | 2 | 5 | 13 | 23.4775 | 23.4775 | 0 | 23.4775 | 23.4775 | 0
[48 empty] | 2017-03-08 15:00 | 3 | 8 | 15 | 974.6497 | 98.45% | 2017-02-05 14:00 | 2 | 5 | 14 | 2 | 5 | 14 | 22.055 | 22.055 | 0 | 22.055 | 22.055 | 0
[48 empty] | 2017-03-08 16:00 | 3 | 8 | 16 | 756.5389 | 76.42% | 2017-02-05 15:00 | 2 | 5 | 15 | 2 | 5 | 15 | 21.67 | 21.67 | 0 | 21.67 | 21.67 | 0
[48 empty] | 2017-03-08 17:00 | 3 | 8 | 17 | 118.2854 | 11.95% | 2017-02-05 16:00 | 2 | 5 | 16 | 2 | 5 | 16 | 21 | 21 | 0 | 21 | 21 | 0
[48 empty] | 2017-03-08 18:00 | 3 | 8 | 18 | 0 | 0% | 2017-02-05 17:00 | 2 | 5 | 17 | 2 | 5 | 17 | 20.66 | 20.66 | 0 | 20.66 | 20.66 | 0
[48 empty] | 2017-03-08 19:00 | 3 | 8 | 19 | 0 | 0% | 2017-02-05 18:00 | 2 | 5 | 18 | 2 | 5 | 18 | 20.6875 | 20.6875 | 0 | 20.6875 | 20.6875 | 0
[48 empty] | 2017-03-08 20:00 | 3 | 8 | 20 | 0 | 0% | 2017-02-05 19:00 | 2 | 5 | 19 | 2 | 5 | 19 | 18.9825 | 18.9825 | 0 | 18.9825 | 18.9825 | 0
[48 empty] | 2017-03-08 21:00 | 3 | 8 | 21 | 0 | 0% | 2017-02-05 20:00 | 2 | 5 | 20 | 2 | 5 | 20 | 17.675 | 17.675 | 0 | 17.675 | 17.675 | 0
[48 empty] | 2017-03-08 22:00 | 3 | 8 | 22 | 0 | 0% | 2017-02-05 21:00 | 2 | 5 | 21 | 2 | 5 | 21 | 17.0275 | 17.0275 | 0 | 17.0275 | 17.0275 | 0
[48 empty] | 2017-03-08 23:00 | 3 | 8 | 23 | 0 | 0% | 2017-02-05 22:00 | 2 | 5 | 22 | 2 | 5 | 22 | 16.9675 | 18.665 | 0 | 18.5175 | 16.8675 | 0
[48 empty] | 2017-03-09 | 3 | 9 | 0 | 0 | 0% | 2017-02-05 23:00 | 2 | 5 | 23 | 2 | 5 | 23 | 8.3 | 11.815 | 0 | 11.5875 | 8.0875 | 0
[48 empty] | 2017-03-09 01:00 | 3 | 9 | 1 | 0 | 0% | 2017-02-06 | 2 | 6 | 0 | 2 | 6 | 0 | 4.485 | 6.85 | 0 | 6.7725 | 4.3475 | 0
[48 empty] | 2017-03-09 02:00 | 3 | 9 | 2 | 0 | 0% | 2017-02-06 01:00 | 2 | 6 | 1 | 2 | 6 | 1 | 1.9875 | 3.3 | 0 | 3.2925 | 1.91 | 0
[48 empty] | 2017-03-09 03:00 | 3 | 9 | 3 | 0 | 0% | 2017-02-06 02:00 | 2 | 6 | 2 | 2 | 6 | 2 | 4.91 | 7.58 | 0 | 7.585 | 4.7525 | 0
[48 empty] | 2017-03-09 04:00 | 3 | 9 | 4 | 0 | 0% | 2017-02-06 03:00 | 2 | 6 | 3 | 2 | 6 | 3 | 2.2275 | 3.4 | 0 | 3.415 | 2.1575 | 0
[48 empty] | 2017-03-09 05:00 | 3 | 9 | 5 | 0 | 0% | 2017-02-06 04:00 | 2 | 6 | 4 | 2 | 6 | 4 | 5.2775 | 7.0025 | 0 | 7.03 | 5.17 | 0
[48 empty] | 2017-03-09 06:00 | 3 | 9 | 6 | 81.6909 | 8.252% | 2017-02-06 05:00 | 2 | 6 | 5 | 2 | 6 | 5 | 15.2425 | 15.2425 | 0 | 15.2425 | 15.2425 | 0
[48 empty] | 2017-03-09 07:00 | 3 | 9 | 7 | 688.8823 | 69.58% | 2017-02-06 06:00 | 2 | 6 | 6 | 2 | 6 | 6 | 18.125 | 18.125 | 0 | 18.125 | 18.125 | 0
[48 empty] | 2017-03-09 08:00 | 3 | 9 | 8 | 959.4716 | 96.92% | 2017-02-06 07:00 | 2 | 6 | 7 | 2 | 6 | 7 | 18.275 | 17.9575 | 0 | 17.9625 | 18.2075 | 0
[48 empty] | 2017-03-09 09:00 | 3 | 9 | 9 | 990.0001 | 100% | 2017-02-06 08:00 | 2 | 6 | 8 | 2 | 6 | 8 | 18.705 | 17.77 | 0 | 17.78 | 18.505 | 0
[48 empty] | 2017-03-09 10:00 | 3 | 9 | 10 | 981.0463 | 99.1% | 2017-02-06 09:00 | 2 | 6 | 9 | 2 | 6 | 9 | 19.2825 | 18.2125 | 0 | 18.2275 | 19.055 | 0
[48 empty] | 2017-03-09 11:00 | 3 | 9 | 11 | 942.9303 | 95.25% | 2017-02-06 10:00 | 2 | 6 | 10 | 2 | 6 | 10 | 19.795 | 18.2575 | 0 | 18.285 | 19.3925 | 0
[48 empty] | 2017-03-09 12:00 | 3 | 9 | 12 | 928.0223 | 93.74% | 2017-02-06 11:00 | 2 | 6 | 11 | 2 | 6 | 11 | 19.2575 | 18.2775 | 0 | 18.32 | 18.58 | 0
[48 empty] | 2017-03-09 13:00 | 3 | 9 | 13 | 952.6024 | 96.22% | 2017-02-06 12:00 | 2 | 6 | 12 | 2 | 6 | 12 | 18.9 | 18.065 | 0 | 18.11 | 18.265 | 0
[48 empty] | 2017-03-09 14:00 | 3 | 9 | 14 | 977.4499 | 98.73% | 2017-02-06 13:00 | 2 | 6 | 13 | 2 | 6 | 13 | 18.445 | 17.415 | 0 | 17.87 | 17.775 | 0
[48 empty] | 2017-03-09 15:00 | 3 | 9 | 15 | 922.9632 | 93.23% | 2017-02-06 14:00 | 2 | 6 | 14 | 2 | 6 | 14 | 16.86 | 16.475 | 0 | 18.2175 | 15.785 | 0
[48 empty] | 2017-03-09 16:00 | 3 | 9 | 16 | 721.653 | 72.89% | 2017-02-06 15:00 | 2 | 6 | 15 | 2 | 6 | 15 | 16.6125 | 16.33 | 0 | 17.9825 | 15.57 | 0
[48 empty] | 2017-03-09 17:00 | 3 | 9 | 17 | 108.5612 | 10.97% | 2017-02-06 16:00 | 2 | 6 | 16 | 2 | 6 | 16 | 19.04 | 18.0975 | 0 | 18.27 | 18.7425 | 0
[48 empty] | 2017-03-09 18:00 | 3 | 9 | 18 | 0 | 0% | 2017-02-06 17:00 | 2 | 6 | 17 | 2 | 6 | 17 | 19.49 | 18.865 | 0 | 18.875 | 19.3575 | 0
[48 empty] | 2017-03-09 19:00 | 3 | 9 | 19 | 0 | 0% | 2017-02-06 18:00 | 2 | 6 | 18 | 2 | 6 | 18 | 19.9225 | 19.45 | 0 | 19.46 | 19.82 | 0
[48 empty] | 2017-03-09 20:00 | 3 | 9 | 20 | 0 | 0% | 2017-02-06 19:00 | 2 | 6 | 19 | 2 | 6 | 19 | 17.4825 | 17.605 | 0 | 18.5425 | 16.8025 | 0
[48 empty] | 2017-03-09 21:00 | 3 | 9 | 21 | 0 | 0% | 2017-02-06 20:00 | 2 | 6 | 20 | 2 | 6 | 20 | 18.03 | 17.5225 | 0 | 18.0725 | 17.5025 | 0
[48 empty] | 2017-03-09 22:00 | 3 | 9 | 22 | 0 | 0% | 2017-02-06 21:00 | 2 | 6 | 21 | 2 | 6 | 21 | 15.705 | 16.4075 | 0 | 17.65 | 14.9275 | 0
[48 empty] | 2017-03-09 23:00 | 3 | 9 | 23 | 0 | 0% | 2017-02-06 22:00 | 2 | 6 | 22 | 2 | 6 | 22 | 16.8175 | 18.815 | 0 | 20.48 | 16.0875 | 0
[48 empty] | 2017-03-10 | 3 | 10 | 0 | 0 | 0% | 2017-02-06 23:00 | 2 | 6 | 23 | 2 | 6 | 23 | 15.015 | 16.28 | 0 | 16.145 | 14.15 | 0
[48 empty] | 2017-03-10 01:00 | 3 | 10 | 1 | 0 | 0% | 2017-02-07 | 2 | 7 | 0 | 2 | 7 | 0 | 11.995 | 14.54 | 0 | 14.12 | 11.465 | 0
[48 empty] | 2017-03-10 02:00 | 3 | 10 | 2 | 0 | 0% | 2017-02-07 01:00 | 2 | 7 | 1 | 2 | 7 | 1 | 9.2675 | 12.14 | 0 | 11.8125 | 8.9225 | 0
[48 empty] | 2017-03-10 03:00 | 3 | 10 | 3 | 0 | 0% | 2017-02-07 02:00 | 2 | 7 | 2 | 2 | 7 | 2 | 8.7225 | 12.095 | 0 | 11.835 | 8.4675 | 0
[48 empty] | 2017-03-10 04:00 | 3 | 10 | 4 | 0 | 0% | 2017-02-07 03:00 | 2 | 7 | 3 | 2 | 7 | 3 | 8.4925 | 11.77 | 0 | 11.5575 | 8.2425 | 0
[48 empty] | 2017-03-10 05:00 | 3 | 10 | 5 | 0 | 0% | 2017-02-07 04:00 | 2 | 7 | 4 | 2 | 7 | 4 | 11.7825 | 12.39 | 0 | 12.1675 | 10.9225 | 0
[48 empty] | 2017-03-10 06:00 | 3 | 10 | 6 | 94.9099 | 9.587% | 2017-02-07 05:00 | 2 | 7 | 5 | 2 | 7 | 5 | 13.7525 | 12.68 | 0 | 12.4475 | 12.5225 | 0
[48 empty] | 2017-03-10 07:00 | 3 | 10 | 7 | 695.609 | 70.26% | 2017-02-07 06:00 | 2 | 7 | 6 | 2 | 7 | 6 | 15.2525 | 16.1125 | 0 | 15.765 | 14.2825 | 0
[48 empty] | 2017-03-10 08:00 | 3 | 10 | 8 | 939.9998 | 94.95% | 2017-02-07 07:00 | 2 | 7 | 7 | 2 | 7 | 7 | 14.68 | 15.0725 | 0 | 14.81 | 13.7125 | 0
[48 empty] | 2017-03-10 09:00 | 3 | 10 | 9 | 984.0431 | 99.4% | 2017-02-07 08:00 | 2 | 7 | 8 | 2 | 7 | 8 | 15.8525 | 15.325 | 0 | 15.235 | 15.115 | 0
[48 empty] | 2017-03-10 10:00 | 3 | 10 | 10 | 939.7998 | 94.93% | 2017-02-07 09:00 | 2 | 7 | 9 | 2 | 7 | 9 | 18.655 | 17.5725 | 0 | 17.5825 | 18.44 | 0
[48 empty] | 2017-03-10 11:00 | 3 | 10 | 11 | 911.1518 | 92.04% | 2017-02-07 10:00 | 2 | 7 | 10 | 2 | 7 | 10 | 19.88 | 19.0225 | 0 | 19.0325 | 19.7075 | 0
[48 empty] | 2017-03-10 12:00 | 3 | 10 | 12 | 904.7616 | 91.39% | 2017-02-07 11:00 | 2 | 7 | 11 | 2 | 7 | 11 | 21.3075 | 20.0025 | 0 | 20.0225 | 21.045 | 0
[48 empty] | 2017-03-10 13:00 | 3 | 10 | 13 | 932.4583 | 94.19% | 2017-02-07 12:00 | 2 | 7 | 12 | 2 | 7 | 12 | 21.8925 | 20.4525 | 0 | 20.4725 | 21.6075 | 0
[48 empty] | 2017-03-10 14:00 | 3 | 10 | 14 | 962.913 | 97.26% | 2017-02-07 13:00 | 2 | 7 | 13 | 2 | 7 | 13 | 113.5425 | 23.6075 | 0 | 24.89 | 95.5625 | 0
[48 empty] | 2017-03-10 15:00 | 3 | 10 | 15 | 916.8629 | 92.61% | 2017-02-07 14:00 | 2 | 7 | 14 | 2 | 7 | 14 | 26.9325 | 20.655 | 0 | 20.7425 | 25.675 | 0
[48 empty] | 2017-03-10 16:00 | 3 | 10 | 16 | 727.8814 | 73.52% | 2017-02-07 15:00 | 2 | 7 | 15 | 2 | 7 | 15 | 28.1925 | 20.765 | 0 | 20.8675 | 26.6875 | 0
[48 empty] | 2017-03-10 17:00 | 3 | 10 | 17 | 120.612 | 12.18% | 2017-02-07 16:00 | 2 | 7 | 16 | 2 | 7 | 16 | 25.63 | 20.1925 | 0 | 20.27 | 24.5325 | 0
[48 empty] | 2017-03-10 18:00 | 3 | 10 | 18 | 0 | 0% | 2017-02-07 17:00 | 2 | 7 | 17 | 2 | 7 | 17 | 21.835 | 20.1975 | 0 | 20.2175 | 21.5 | 0
[48 empty] | 2017-03-10 19:00 | 3 | 10 | 19 | 0 | 0% | 2017-02-07 18:00 | 2 | 7 | 18 | 2 | 7 | 18 | 21.1825 | 20.3125 | 0 | 20.325 | 21.0025 | 0
[48 empty] | 2017-03-10 20:00 | 3 | 10 | 20 | 0 | 0% | 2017-02-07 19:00 | 2 | 7 | 19 | 2 | 7 | 19 | 20.4525 | 19.115 | 0 | 19.135 | 20.175 | 0
[48 empty] | 2017-03-10 21:00 | 3 | 10 | 21 | 0 | 0% | 2017-02-07 20:00 | 2 | 7 | 20 | 2 | 7 | 20 | 19.3825 | 17.455 | 0 | 17.485 | 18.9825 | 0
[48 empty] | 2017-03-10 22:00 | 3 | 10 | 22 | 0 | 0% | 2017-02-07 21:00 | 2 | 7 | 21 | 2 | 7 | 21 | 18.155 | 14.235 | 0 | 14.2925 | 17.3475 | 0
[48 empty] | 2017-03-10 23:00 | 3 | 10 | 23 | 0 | 0% | 2017-02-07 22:00 | 2 | 7 | 22 | 2 | 7 | 22 | 13.8075 | 7.585 | 0 | 7.65 | 12.475 | 0
[48 empty] | 2017-03-11 | 3 | 11 | 0 | 0 | 0% | 2017-02-07 23:00 | 2 | 7 | 23 | 2 | 7 | 23 | 14.7025 | 13.1625 | 0 | 12.785 | 13.445 | 0
[48 empty] | 2017-03-11 01:00 | 3 | 11 | 1 | 0 | 0% | 2017-02-08 | 2 | 8 | 0 | 2 | 8 | 0 | 12.345 | 11.125 | 0 | 10.8275 | 11.2475 | 0
[48 empty] | 2017-03-11 02:00 | 3 | 11 | 2 | 0 | 0% | 2017-02-08 01:00 | 2 | 8 | 1 | 2 | 8 | 1 | 8.3875 | 9.3575 | 0 | 9.085 | 7.8425 | 0
[48 empty] | 2017-03-11 03:00 | 3 | 11 | 3 | 0 | 0% | 2017-02-08 02:00 | 2 | 8 | 2 | 2 | 8 | 2 | 4.5575 | 6.21 | 0 | 6.015 | 4.385 | 0
[48 empty] | 2017-03-11 04:00 | 3 | 11 | 4 | 0 | 0% | 2017-02-08 03:00 | 2 | 8 | 3 | 2 | 8 | 3 | 3.305 | 4.4675 | 0 | 4.3375 | 3.1775 | 0
[48 empty] | 2017-03-11 05:00 | 3 | 11 | 5 | 0 | 0% | 2017-02-08 04:00 | 2 | 8 | 4 | 2 | 8 | 4 | 8.0075 | 7.4675 | 0 | 7.305 | 7.33 | 0
[48 empty] | 2017-03-11 06:00 | 3 | 11 | 6 | 35.5753 | 3.593% | 2017-02-08 05:00 | 2 | 8 | 5 | 2 | 8 | 5 | 10.42 | 4.04 | 0 | 4.0275 | 8.865 | 0
[48 empty] | 2017-03-11 07:00 | 3 | 11 | 7 | 367.7102 | 37.14% | 2017-02-08 06:00 | 2 | 8 | 6 | 2 | 8 | 6 | 16.7175 | 14.03 | 0 | 14.075 | 16.165 | 0
[48 empty] | 2017-03-11 08:00 | 3 | 11 | 8 | 965.4427 | 97.52% | 2017-02-08 07:00 | 2 | 8 | 7 | 2 | 8 | 7 | 13.525 | 10.0675 | 0 | 9.8925 | 12.3325 | 0
[48 empty] | 2017-03-11 09:00 | 3 | 11 | 9 | 990.0001 | 100% | 2017-02-08 08:00 | 2 | 8 | 8 | 2 | 8 | 8 | 16.57 | 13.8525 | 0 | 13.8925 | 15.9975 | 0
[48 empty] | 2017-03-11 10:00 | 3 | 11 | 10 | 964.9093 | 97.47% | 2017-02-08 09:00 | 2 | 8 | 9 | 2 | 8 | 9 | 17.8875 | 16.505 | 0 | 16.52 | 17.6 | 0
[48 empty] | 2017-03-11 11:00 | 3 | 11 | 11 | 928.6189 | 93.8% | 2017-02-08 10:00 | 2 | 8 | 10 | 2 | 8 | 10 | 16.98 | 13.3475 | 0 | 13.395 | 16.24 | 0
[48 empty] | 2017-03-11 12:00 | 3 | 11 | 12 | 924.278 | 93.36% | 2017-02-08 11:00 | 2 | 8 | 11 | 2 | 8 | 11 | 19.1025 | 16.4275 | 0 | 16.465 | 18.5675 | 0
[48 empty] | 2017-03-11 13:00 | 3 | 11 | 13 | 948.4127 | 95.8% | 2017-02-08 12:00 | 2 | 8 | 12 | 2 | 8 | 12 | 20.345 | 10.8925 | 0 | 11.025 | 18.49 | 0
[48 empty] | 2017-03-11 14:00 | 3 | 11 | 14 | 930.5145 | 93.99% | 2017-02-08 13:00 | 2 | 8 | 13 | 2 | 8 | 13 | 22.2725 | -0.3825 | 0 | -0.09 | 17.81 | 0
[48 empty] | 2017-03-11 15:00 | 3 | 11 | 15 | 887.0934 | 89.61% | 2017-02-08 14:00 | 2 | 8 | 14 | 2 | 8 | 14 | 23.905 | -5.235 | 0 | -4.865 | 18.09 | 0
[48 empty] | 2017-03-11 16:00 | 3 | 11 | 16 | 751.2751 | 75.89% | 2017-02-08 15:00 | 2 | 8 | 15 | 2 | 8 | 15 | 26.0275 | -6.06 | 0 | -5.665 | 19.5525 | 0
[48 empty] | 2017-03-11 17:00 | 3 | 11 | 17 | 129.3062 | 13.06% | 2017-02-08 16:00 | 2 | 8 | 16 | 2 | 8 | 16 | 23.6475 | -5.3275 | 0 | -4.9675 | 17.89 | 0
[48 empty] | 2017-03-11 18:00 | 3 | 11 | 18 | 0 | 0% | 2017-02-08 17:00 | 2 | 8 | 17 | 2 | 8 | 17 | 19.87 | 13.355 | 0 | 13.4425 | 18.565 | 0
[48 empty] | 2017-03-11 19:00 | 3 | 11 | 19 | 0 | 0% | 2017-02-08 18:00 | 2 | 8 | 18 | 2 | 8 | 18 | 21.0175 | 18.875 | 0 | 18.905 | 20.58 | 0
[48 empty] | 2017-03-11 20:00 | 3 | 11 | 20 | 0 | 0% | 2017-02-08 19:00 | 2 | 8 | 19 | 2 | 8 | 19 | 20.9425 | 19.4675 | 0 | 19.4875 | 20.6325 | 0
[48 empty] | 2017-03-11 21:00 | 3 | 11 | 21 | 0 | 0% | 2017-02-08 20:00 | 2 | 8 | 20 | 2 | 8 | 20 | 22.1175 | 22.02 | 0 | 22.02 | 22.095 | 0
[48 empty] | 2017-03-11 22:00 | 3 | 11 | 22 | 0 | 0% | 2017-02-08 21:00 | 2 | 8 | 21 | 2 | 8 | 21 | 20.4 | 20.4 | 0 | 20.4 | 20.4 | 0
[48 empty] | 2017-03-11 23:00 | 3 | 11 | 23 | 0 | 0% | 2017-02-08 22:00 | 2 | 8 | 22 | 2 | 8 | 22 | 19.5575 | 19.5575 | 0 | 19.5575 | 19.5575 | 0
[48 empty] | 2017-03-12 | 3 | 12 | 0 | 0 | 0% | 2017-02-08 23:00 | 2 | 8 | 23 | 2 | 8 | 23 | 18.6225 | 18.6225 | 0 | 18.6225 | 18.6225 | 0
[48 empty] | 2017-03-12 01:00 | 3 | 12 | 1 | 0 | 0% | 2017-02-09 | 2 | 9 | 0 | 2 | 9 | 0 | 18.81 | 18.81 | 0 | 18.81 | 18.81 | 0
[48 empty] | 2017-03-12 02:00 | 3 | 12 | 2 | 0 | 0% | 2017-02-09 01:00 | 2 | 9 | 1 | 2 | 9 | 1 | 18.6625 | 18.6625 | 0 | 18.6625 | 18.6625 | 0
[48 empty] | 2017-03-12 03:00 | 3 | 12 | 3 | 0 | 0% | 2017-02-09 02:00 | 2 | 9 | 2 | 2 | 9 | 2 | 17.735 | 18.7725 | 0 | 18.78 | 18.085 | 0
[48 empty] | 2017-03-12 04:00 | 3 | 12 | 4 | 0 | 0% | 2017-02-09 03:00 | 2 | 9 | 3 | 2 | 9 | 3 | 18.275 | 18.845 | 0 | 18.845 | 18.83 | 0
[48 empty] | 2017-03-12 05:00 | 3 | 12 | 5 | 0 | 0% | 2017-02-09 04:00 | 2 | 9 | 4 | 2 | 9 | 4 | 19.215 | 19.2875 | 0 | 19.2875 | 19.285 | 0
[48 empty] | 2017-03-12 06:00 | 3 | 12 | 6 | 84.23 | 8.508% | 2017-02-09 05:00 | 2 | 9 | 5 | 2 | 9 | 5 | 19.9225 | 19.9225 | 0 | 19.9225 | 19.9225 | 0
[48 empty] | 2017-03-12 07:00 | 3 | 12 | 7 | 677.8567 | 68.47% | 2017-02-09 06:00 | 2 | 9 | 6 | 2 | 9 | 6 | 28.4175 | 28.4175 | 0 | 28.4175 | 28.4175 | 0
[48 empty] | 2017-03-12 08:00 | 3 | 12 | 8 | 920.0113 | 92.93% | 2017-02-09 07:00 | 2 | 9 | 7 | 2 | 9 | 7 | 23.6075 | 23.6075 | 0 | 23.6075 | 23.6075 | 0
[48 empty] | 2017-03-12 09:00 | 3 | 12 | 9 | 905.254 | 91.44% | 2017-02-09 08:00 | 2 | 9 | 8 | 2 | 9 | 8 | 26.38 | 26.38 | 0 | 26.38 | 26.38 | 0
[48 empty] | 2017-03-12 10:00 | 3 | 12 | 10 | 724.6385 | 73.2% | 2017-02-09 09:00 | 2 | 9 | 9 | 2 | 9 | 9 | 25.515 | 25.515 | 0 | 25.515 | 25.515 | 0
[48 empty] | 2017-03-12 11:00 | 3 | 12 | 11 | 698.156 | 70.52% | 2017-02-09 10:00 | 2 | 9 | 10 | 2 | 9 | 10 | 21.4675 | 21.4675 | 0 | 21.4675 | 21.4675 | 0
[48 empty] | 2017-03-12 12:00 | 3 | 12 | 12 | 940.7867 | 95.03% | 2017-02-09 11:00 | 2 | 9 | 11 | 2 | 9 | 11 | 20.3875 | 20.3875 | 0 | 20.3875 | 20.3875 | 0
[48 empty] | 2017-03-12 13:00 | 3 | 12 | 13 | 656.2123 | 66.28% | 2017-02-09 12:00 | 2 | 9 | 12 | 2 | 9 | 12 | 19.4575 | 19.4575 | 0 | 19.4575 | 19.4575 | 0
[48 empty] | 2017-03-12 14:00 | 3 | 12 | 14 | 823.4433 | 83.18% | 2017-02-09 13:00 | 2 | 9 | 13 | 2 | 9 | 13 | 18.6675 | 18.665 | 0 | 18.665 | 18.6675 | 0
[48 empty] | 2017-03-12 15:00 | 3 | 12 | 15 | 388.0345 | 39.2% | 2017-02-09 14:00 | 2 | 9 | 14 | 2 | 9 | 14 | 18.2475 | 18.095 | 0 | 18.1525 | 18.365 | 0
[48 empty] | 2017-03-12 16:00 | 3 | 12 | 16 | 417.2554 | 42.15% | 2017-02-09 15:00 | 2 | 9 | 15 | 2 | 9 | 15 | 17.7925 | 17.785 | 0 | 17.7825 | 17.7875 | 0
[48 empty] | 2017-03-12 17:00 | 3 | 12 | 17 | 105.5816 | 10.66% | 2017-02-09 16:00 | 2 | 9 | 16 | 2 | 9 | 16 | 18.05 | 18.0475 | 0 | 18.0475 | 18.05 | 0
[48 empty] | 2017-03-12 18:00 | 3 | 12 | 18 | 0 | 0% | 2017-02-09 17:00 | 2 | 9 | 17 | 2 | 9 | 17 | 18.34 | 18.34 | 0 | 18.34 | 18.34 | 0
[48 empty] | 2017-03-12 19:00 | 3 | 12 | 19 | 0 | 0% | 2017-02-09 18:00 | 2 | 9 | 18 | 2 | 9 | 18 | 18.9825 | 18.9825 | 0 | 18.9825 | 18.9825 | 0
[48 empty] | 2017-03-12 20:00 | 3 | 12 | 20 | 0 | 0% | 2017-02-09 19:00 | 2 | 9 | 19 | 2 | 9 | 19 | 17.8725 | 18.2175 | 0 | 18.39 | 17.84 | 0
[48 empty] | 2017-03-12 21:00 | 3 | 12 | 21 | 0 | 0% | 2017-02-09 20:00 | 2 | 9 | 20 | 2 | 9 | 20 | 16.7125 | 15.9275 | 0 | 17.1975 | 15.9325 | 0
[48 empty] | 2017-03-12 22:00 | 3 | 12 | 22 | 0 | 0% | 2017-02-09 21:00 | 2 | 9 | 21 | 2 | 9 | 21 | 15.855 | 14.4525 | 0 | 15.725 | 14.85 | 0
[48 empty] | 2017-03-12 23:00 | 3 | 12 | 23 | 0 | 0% | 2017-02-09 22:00 | 2 | 9 | 22 | 2 | 9 | 22 | 14.9925 | 16.085 | 0 | 17.8175 | 13.9625 | 0
[48 empty] | 2017-03-13 | 3 | 13 | 0 | 0 | 0% | 2017-02-09 23:00 | 2 | 9 | 23 | 2 | 9 | 23 | 13.0925 | 15.8325 | 0 | 15.2775 | 12.4425 | 0
[48 empty] | 2017-03-13 01:00 | 3 | 13 | 1 | 0 | 0% | 2017-02-10 | 2 | 10 | 0 | 2 | 10 | 0 | 13.795 | 16.41 | 0 | 15.6575 | 13.0125 | 0
[48 empty] | 2017-03-13 02:00 | 3 | 13 | 2 | 0 | 0% | 2017-02-10 01:00 | 2 | 10 | 1 | 2 | 10 | 1 | 13.2775 | 15.3725 | 0 | 14.62 | 12.44 | 0
[48 empty] | 2017-03-13 03:00 | 3 | 13 | 3 | 0 | 0% | 2017-02-10 02:00 | 2 | 10 | 2 | 2 | 10 | 2 | 11.91 | 15.1925 | 0 | 14.43 | 11.41 | 0
[48 empty] | 2017-03-13 04:00 | 3 | 13 | 4 | 0 | 0% | 2017-02-10 03:00 | 2 | 10 | 3 | 2 | 10 | 3 | 12.19 | 16.0775 | 0 | 15.295 | 11.7925 | 0
[48 empty] | 2017-03-13 05:00 | 3 | 13 | 5 | 0 | 0% | 2017-02-10 04:00 | 2 | 10 | 4 | 2 | 10 | 4 | 11.5 | 15.1375 | 0 | 14.4775 | 11.1225 | 0
[48 empty] | 2017-03-13 06:00 | 3 | 13 | 6 | 87.5981 | 8.848% | 2017-02-10 05:00 | 2 | 10 | 5 | 2 | 10 | 5 | 13.2875 | 14.5375 | 0 | 14.0225 | 12.5925 | 0
[48 empty] | 2017-03-13 07:00 | 3 | 13 | 7 | 656.1803 | 66.28% | 2017-02-10 06:00 | 2 | 10 | 6 | 2 | 10 | 6 | 18.58 | 18.7675 | 0 | 18.6275 | 18.39 | 0
[48 empty] | 2017-03-13 08:00 | 3 | 13 | 8 | 884.4249 | 89.34% | 2017-02-10 07:00 | 2 | 10 | 7 | 2 | 10 | 7 | 17.6925 | 18.8525 | 0 | 18.65 | 17.57 | 0
[48 empty] | 2017-03-13 09:00 | 3 | 13 | 9 | 948.2732 | 95.79% | 2017-02-10 08:00 | 2 | 10 | 8 | 2 | 10 | 8 | 18.44 | 18.6225 | 0 | 18.4975 | 17.55 | 0
[48 empty] | 2017-03-13 10:00 | 3 | 13 | 10 | 917.6911 | 92.7% | 2017-02-10 09:00 | 2 | 10 | 9 | 2 | 10 | 9 | 21.4225 | 19.0325 | 0 | 18.94 | 16.87 | 0
[48 empty] | 2017-03-13 11:00 | 3 | 13 | 11 | 880.3908 | 88.93% | 2017-02-10 10:00 | 2 | 10 | 10 | 2 | 10 | 10 | 18.625 | 18.3175 | 0 | 18.2575 | 16.1525 | 0
[48 empty] | 2017-03-13 12:00 | 3 | 13 | 12 | 907.9275 | 91.71% | 2017-02-10 11:00 | 2 | 10 | 11 | 2 | 10 | 11 | 17.86 | 18.2775 | 0 | 18.27 | 17.7625 | 0
[48 empty] | 2017-03-13 13:00 | 3 | 13 | 13 | 861.1657 | 86.99% | 2017-02-10 12:00 | 2 | 10 | 12 | 2 | 10 | 12 | 18.0475 | 18.385 | 0 | 18.19 | 18.015 | 0
[48 empty] | 2017-03-13 14:00 | 3 | 13 | 14 | 955.0972 | 96.47% | 2017-02-10 13:00 | 2 | 10 | 13 | 2 | 10 | 13 | 17.4025 | 18.21 | 0 | 17.4 | 17.165 | 0
[48 empty] | 2017-03-13 15:00 | 3 | 13 | 15 | 898.3013 | 90.74% | 2017-02-10 14:00 | 2 | 10 | 14 | 2 | 10 | 14 | 18.3525 | 18.42 | 0 | 18.335 | 18.325 | 0
[48 empty] | 2017-03-13 16:00 | 3 | 13 | 16 | 694.2535 | 70.13% | 2017-02-10 15:00 | 2 | 10 | 15 | 2 | 10 | 15 | 17.79 | 18.17 | 0 | 17.8225 | 17.7 | 0
[48 empty] | 2017-03-13 17:00 | 3 | 13 | 17 | 105.1813 | 10.62% | 2017-02-10 16:00 | 2 | 10 | 16 | 2 | 10 | 16 | 17.9575 | 18.1025 | 0 | 18.0025 | 17.9325 | 0
[48 empty] | 2017-03-13 18:00 | 3 | 13 | 18 | 0 | 0% | 2017-02-10 17:00 | 2 | 10 | 17 | 2 | 10 | 17 | 18.3 | 18.3 | 0 | 18.3 | 18.3 | 0
[48 empty] | 2017-03-13 19:00 | 3 | 13 | 19 | 0 | 0% | 2017-02-10 18:00 | 2 | 10 | 18 | 2 | 10 | 18 | 18.325 | 18.3475 | 0 | 18.3425 | 18.3225 | 0
[48 empty] | 2017-03-13 20:00 | 3 | 13 | 20 | 0 | 0% | 2017-02-10 19:00 | 2 | 10 | 19 | 2 | 10 | 19 | 14.185 | 15.595 | 0 | 15.195 | 13.7625 | 0
[48 empty] | 2017-03-13 21:00 | 3 | 13 | 21 | 0 | 0% | 2017-02-10 20:00 | 2 | 10 | 20 | 2 | 10 | 20 | 12.3 | 13.155 | 0 | 12.605 | 11.4975 | 0
[48 empty] | 2017-03-13 22:00 | 3 | 13 | 22 | 0 | 0% | 2017-02-10 21:00 | 2 | 10 | 21 | 2 | 10 | 21 | 11.28 | 12.9225 | 0 | 12.345 | 10.5675 | 0
[48 empty] | 2017-03-13 23:00 | 3 | 13 | 23 | 0 | 0% | 2017-02-10 22:00 | 2 | 10 | 22 | 2 | 10 | 22 | 13.75 | 11.7325 | 0 | 11.27 | 12.255 | 0
[48 empty] | 2017-03-14 | 3 | 14 | 0 | 0 | 0% | 2017-02-10 23:00 | 2 | 10 | 23 | 2 | 10 | 23 | 13.5175 | 15.35 | 0 | 14.8275 | 12.605 | 0
[48 empty] | 2017-03-14 01:00 | 3 | 14 | 1 | 0 | 0% | 2017-02-11 | 2 | 11 | 0 | 2 | 11 | 0 | 9.0325 | 10.7425 | 0 | 10.3925 | 8.34 | 0
[48 empty] | 2017-03-14 02:00 | 3 | 14 | 2 | 0 | 0% | 2017-02-11 01:00 | 2 | 11 | 1 | 2 | 11 | 1 | 6.7225 | 10.325 | 0 | 10.0625 | 6.4375 | 0
[48 empty] | 2017-03-14 03:00 | 3 | 14 | 3 | 0 | 0% | 2017-02-11 02:00 | 2 | 11 | 2 | 2 | 11 | 2 | 3.6825 | 6.7325 | 0 | 6.56 | 3.4825 | 0
[48 empty] | 2017-03-14 04:00 | 3 | 14 | 4 | 0 | 0% | 2017-02-11 03:00 | 2 | 11 | 3 | 2 | 11 | 3 | 3.3075 | 6.1875 | 0 | 6.0575 | 3.1175 | 0
[48 empty] | 2017-03-14 05:00 | 3 | 14 | 5 | 0 | 0% | 2017-02-11 04:00 | 2 | 11 | 4 | 2 | 11 | 4 | 4.6375 | 6.8475 | 0 | 6.775 | 4.4875 | 0
[48 empty] | 2017-03-14 06:00 | 3 | 14 | 6 | 104.7372 | 10.58% | 2017-02-11 05:00 | 2 | 11 | 5 | 2 | 11 | 5 | 3.8675 | 5.545 | 0 | 5.47 | 3.755 | 0
[48 empty] | 2017-03-14 07:00 | 3 | 14 | 7 | 690.8237 | 69.78% | 2017-02-11 06:00 | 2 | 11 | 6 | 2 | 11 | 6 | 11.7325 | 13.8775 | 0 | 13.675 | 11.195 | 0
[48 empty] | 2017-03-14 08:00 | 3 | 14 | 8 | 927.687 | 93.71% | 2017-02-11 07:00 | 2 | 11 | 7 | 2 | 11 | 7 | 14.9975 | 15.2625 | 0 | 15.1375 | 14.615 | 0
[48 empty] | 2017-03-14 09:00 | 3 | 14 | 9 | 979.5965 | 98.95% | 2017-02-11 08:00 | 2 | 11 | 8 | 2 | 11 | 8 | 17.565 | 16.8175 | 0 | 16.8325 | 17.425 | 0
[48 empty] | 2017-03-14 10:00 | 3 | 14 | 10 | 843.6218 | 85.21% | 2017-02-11 09:00 | 2 | 11 | 9 | 2 | 11 | 9 | 18.6125 | 18.2925 | 0 | 18.3 | 18.55 | 0
[48 empty] | 2017-03-14 11:00 | 3 | 14 | 11 | 870.0101 | 87.88% | 2017-02-11 10:00 | 2 | 11 | 10 | 2 | 11 | 10 | 19.155 | 19.1175 | 0 | 19.1175 | 19.1475 | 0
[48 empty] | 2017-03-14 12:00 | 3 | 14 | 12 | 851.6062 | 86.02% | 2017-02-11 11:00 | 2 | 11 | 11 | 2 | 11 | 11 | 19.4425 | 19.4425 | 0 | 19.4425 | 19.4425 | 0
[48 empty] | 2017-03-14 13:00 | 3 | 14 | 13 | 822.345 | 83.07% | 2017-02-11 12:00 | 2 | 11 | 12 | 2 | 11 | 12 | 19.9975 | 19.9925 | 0 | 19.9925 | 19.995 | 0
[48 empty] | 2017-03-14 14:00 | 3 | 14 | 14 | 839.7395 | 84.82% | 2017-02-11 13:00 | 2 | 11 | 13 | 2 | 11 | 13 | 20.5525 | 20.3675 | 0 | 20.37 | 20.5175 | 0
[48 empty] | 2017-03-14 15:00 | 3 | 14 | 15 | 845.4798 | 85.4% | 2017-02-11 14:00 | 2 | 11 | 14 | 2 | 11 | 14 | 20.845 | 20.375 | 0 | 20.3825 | 20.7575 | 0
[48 empty] | 2017-03-14 16:00 | 3 | 14 | 16 | 704.6628 | 71.18% | 2017-02-11 15:00 | 2 | 11 | 15 | 2 | 11 | 15 | 20.9575 | 20.4825 | 0 | 20.49 | 20.86 | 0
[48 empty] | 2017-03-14 17:00 | 3 | 14 | 17 | 101.3757 | 10.24% | 2017-02-11 16:00 | 2 | 11 | 16 | 2 | 11 | 16 | 20.6025 | 20.41 | 0 | 20.41 | 20.5575 | 0
[48 empty] | 2017-03-14 18:00 | 3 | 14 | 18 | 0 | 0% | 2017-02-11 17:00 | 2 | 11 | 17 | 2 | 11 | 17 | 20.5 | 20.5 | 0 | 20.5 | 20.5 | 0
[48 empty] | 2017-03-14 19:00 | 3 | 14 | 19 | 0 | 0% | 2017-02-11 18:00 | 2 | 11 | 18 | 2 | 11 | 18 | 20.3525 | 20.3525 | 0 | 20.3525 | 20.3525 | 0
[48 empty] | 2017-03-14 20:00 | 3 | 14 | 20 | 0 | 0% | 2017-02-11 19:00 | 2 | 11 | 19 | 2 | 11 | 19 | 19.26 | 19.26 | 0 | 19.26 | 19.26 | 0
[48 empty] | 2017-03-14 21:00 | 3 | 14 | 21 | 0 | 0% | 2017-02-11 20:00 | 2 | 11 | 20 | 2 | 11 | 20 | 19.1025 | 18.9825 | 0 | 19 | 18.785 | 0
[48 empty] | 2017-03-14 22:00 | 3 | 14 | 22 | 0 | 0% | 2017-02-11 21:00 | 2 | 11 | 21 | 2 | 11 | 21 | 18.1525 | 17.385 | 0 | 17.415 | 17.62 | 0
[48 empty] | 2017-03-14 23:00 | 3 | 14 | 23 | 0 | 0% | 2017-02-11 22:00 | 2 | 11 | 22 | 2 | 11 | 22 | 17.83 | 16.7675 | 0 | 16.7825 | 17.595 | 0
[48 empty] | 2017-03-15 | 3 | 15 | 0 | 0 | 0% | 2017-02-11 23:00 | 2 | 11 | 23 | 2 | 11 | 23 | 17.4725 | 17.1475 | 0 | 17.1525 | 17.4 | 0
[48 empty] | 2017-03-15 01:00 | 3 | 15 | 1 | 0 | 0% | 2017-02-12 | 2 | 12 | 0 | 2 | 12 | 0 | 15.5775 | 17.875 | 0 | 17.645 | 15.4125 | 0
[48 empty] | 2017-03-15 02:00 | 3 | 15 | 2 | 0 | 0% | 2017-02-12 01:00 | 2 | 12 | 1 | 2 | 12 | 1 | 15.5325 | 17.1125 | 0 | 16.9875 | 15.43 | 0
[48 empty] | 2017-03-15 03:00 | 3 | 15 | 3 | 0 | 0% | 2017-02-12 02:00 | 2 | 12 | 2 | 2 | 12 | 2 | 17.2725 | 17.2725 | 0 | 17.2725 | 17.2725 | 0
[48 empty] | 2017-03-15 04:00 | 3 | 15 | 4 | 0 | 0% | 2017-02-12 03:00 | 2 | 12 | 3 | 2 | 12 | 3 | 17.5125 | 17.5125 | 0 | 17.5125 | 17.5125 | 0
[48 empty] | 2017-03-15 05:00 | 3 | 15 | 5 | 0 | 0% | 2017-02-12 04:00 | 2 | 12 | 4 | 2 | 12 | 4 | 10.7525 | 11.01 | 0 | 11.0025 | 10.7375 | 0
[48 empty] | 2017-03-15 06:00 | 3 | 15 | 6 | 59.7592 | 6.036% | 2017-02-12 05:00 | 2 | 12 | 5 | 2 | 12 | 5 | 6.4425 | 9.975 | 0 | 9.8625 | 6.215 | 0
[48 empty] | 2017-03-15 07:00 | 3 | 15 | 7 | 385.4253 | 38.93% | 2017-02-12 06:00 | 2 | 12 | 6 | 2 | 12 | 6 | 6.9175 | 11.055 | 0 | 10.86 | 6.6475 | 0
[48 empty] | 2017-03-15 08:00 | 3 | 15 | 8 | 752.2031 | 75.98% | 2017-02-12 07:00 | 2 | 12 | 7 | 2 | 12 | 7 | 7.505 | 11.7825 | 0 | 11.425 | 7.21 | 0
[48 empty] | 2017-03-15 09:00 | 3 | 15 | 9 | 822.5964 | 83.09% | 2017-02-12 08:00 | 2 | 12 | 8 | 2 | 12 | 8 | 13.0775 | 14.1675 | 0 | 13.525 | 11.985 | 0
[48 empty] | 2017-03-15 10:00 | 3 | 15 | 10 | 859.6383 | 86.83% | 2017-02-12 09:00 | 2 | 12 | 9 | 2 | 12 | 9 | 12.6725 | 14.2 | 0 | 13.43 | 11.69 | 0
[48 empty] | 2017-03-15 11:00 | 3 | 15 | 11 | 258.5812 | 26.12% | 2017-02-12 10:00 | 2 | 12 | 10 | 2 | 12 | 10 | 14.25 | 17.575 | 0 | 16.63 | 13.4 | 0
[48 empty] | 2017-03-15 12:00 | 3 | 15 | 12 | 801.5974 | 80.97% | 2017-02-12 11:00 | 2 | 12 | 11 | 2 | 12 | 11 | 15.1025 | 16.585 | 0 | 15.76 | 13.97 | 0
[48 empty] | 2017-03-15 13:00 | 3 | 15 | 13 | 851.273 | 85.99% | 2017-02-12 12:00 | 2 | 12 | 12 | 2 | 12 | 12 | 16.9875 | 17.11 | 0 | 17.0275 | 15.525 | 0
[48 empty] | 2017-03-15 14:00 | 3 | 15 | 14 | 870.923 | 87.97% | 2017-02-12 13:00 | 2 | 12 | 13 | 2 | 12 | 13 | 19.995 | 17.18 | 0 | 17.5025 | 17.815 | 0
[48 empty] | 2017-03-15 15:00 | 3 | 15 | 15 | 754.2663 | 76.19% | 2017-02-12 14:00 | 2 | 12 | 14 | 2 | 12 | 14 | 33.595 | 16.0525 | 0 | 16.8425 | 28.2225 | 0
[48 empty] | 2017-03-15 16:00 | 3 | 15 | 16 | 546.979 | 55.25% | 2017-02-12 15:00 | 2 | 12 | 15 | 2 | 12 | 15 | 27.6525 | 14.025 | 0 | 14.115 | 23.4125 | 0
[48 empty] | 2017-03-15 17:00 | 3 | 15 | 17 | 43.2405 | 4.368% | 2017-02-12 16:00 | 2 | 12 | 16 | 2 | 12 | 16 | 22.6475 | 9.53 | 0 | 9.2225 | 18.89 | 0
[48 empty] | 2017-03-15 18:00 | 3 | 15 | 18 | 0 | 0% | 2017-02-12 17:00 | 2 | 12 | 17 | 2 | 12 | 17 | 16.165 | 10.6675 | 0 | 10.2025 | 14.2325 | 0
[48 empty] | 2017-03-15 19:00 | 3 | 15 | 19 | 0 | 0% | 2017-02-12 18:00 | 2 | 12 | 18 | 2 | 12 | 18 | 21.63 | 17.54 | 0 | 17.5925 | 20.75 | 0
[48 empty] | 2017-03-15 20:00 | 3 | 15 | 20 | 0 | 0% | 2017-02-12 19:00 | 2 | 12 | 19 | 2 | 12 | 19 | 21.3125 | 19.545 | 0 | 19.57 | 20.9275 | 0
[48 empty] | 2017-03-15 21:00 | 3 | 15 | 21 | 0 | 0% | 2017-02-12 20:00 | 2 | 12 | 20 | 2 | 12 | 20 | 20.175 | 18.6925 | 0 | 18.7125 | 19.8475 | 0
[48 empty] | 2017-03-15 22:00 | 3 | 15 | 22 | 0 | 0% | 2017-02-12 21:00 | 2 | 12 | 21 | 2 | 12 | 21 | 18.89 | 17.885 | 0 | 17.8975 | 18.6725 | 0
[48 empty] | 2017-03-15 23:00 | 3 | 15 | 23 | 0 | 0% | 2017-02-12 22:00 | 2 | 12 | 22 | 2 | 12 | 22 | 17.7225 | 16.6225 | 0 | 16.635 | 17.4875 | 0
[48 empty] | 2017-03-16 | 3 | 16 | 0 | 0 | 0% | 2017-02-12 23:00 | 2 | 12 | 23 | 2 | 12 | 23 | 16.6725 | 16.66 | 0 | 16.66 | 16.67 | 0
[48 empty] | 2017-03-16 01:00 | 3 | 16 | 1 | 0 | 0% | 2017-02-13 | 2 | 13 | 0 | 2 | 13 | 0 | 17.685 | 17.685 | 0 | 17.685 | 17.685 | 0
[48 empty] | 2017-03-16 02:00 | 3 | 16 | 2 | 0 | 0% | 2017-02-13 01:00 | 2 | 13 | 1 | 2 | 13 | 1 | 16.8075 | 16.8075 | 0 | 16.8075 | 16.8075 | 0
[48 empty] | 2017-03-16 03:00 | 3 | 16 | 3 | 0 | 0% | 2017-02-13 02:00 | 2 | 13 | 2 | 2 | 13 | 2 | 16.825 | 16.825 | 0 | 16.825 | 16.825 | 0
[48 empty] | 2017-03-16 04:00 | 3 | 16 | 4 | 0 | 0% | 2017-02-13 03:00 | 2 | 13 | 3 | 2 | 13 | 3 | 16.8425 | 16.8425 | 0 | 16.8425 | 16.8425 | 0
[48 empty] | 2017-03-16 05:00 | 3 | 16 | 5 | 0 | 0% | 2017-02-13 04:00 | 2 | 13 | 4 | 2 | 13 | 4 | 17.6025 | 17.6025 | 0 | 17.6025 | 17.6025 | 0
[48 empty] | 2017-03-16 06:00 | 3 | 16 | 6 | 129.6208 | 13.09% | 2017-02-13 05:00 | 2 | 13 | 5 | 2 | 13 | 5 | 20.045 | 20.045 | 0 | 20.045 | 20.045 | 0
[48 empty] | 2017-03-16 07:00 | 3 | 16 | 7 | 666.534 | 67.33% | 2017-02-13 06:00 | 2 | 13 | 6 | 2 | 13 | 6 | 21.4075 | 21.4075 | 0 | 21.4075 | 21.4075 | 0
[48 empty] | 2017-03-16 08:00 | 3 | 16 | 8 | 698.3122 | 70.54% | 2017-02-13 07:00 | 2 | 13 | 7 | 2 | 13 | 7 | 21.685 | 21.685 | 0 | 21.685 | 21.685 | 0
[48 empty] | 2017-03-16 09:00 | 3 | 16 | 9 | 940.405 | 94.99% | 2017-02-13 08:00 | 2 | 13 | 8 | 2 | 13 | 8 | 21.0675 | 21.0675 | 0 | 21.0675 | 21.0675 | 0
[48 empty] | 2017-03-16 10:00 | 3 | 16 | 10 | 880.9904 | 88.99% | 2017-02-13 09:00 | 2 | 13 | 9 | 2 | 13 | 9 | 21.095 | 21.095 | 0 | 21.095 | 21.095 | 0
[48 empty] | 2017-03-16 11:00 | 3 | 16 | 11 | 764.2376 | 77.2% | 2017-02-13 10:00 | 2 | 13 | 10 | 2 | 13 | 10 | 21.15 | 21.15 | 0 | 21.15 | 21.15 | 0
[48 empty] | 2017-03-16 12:00 | 3 | 16 | 12 | 849.8151 | 85.84% | 2017-02-13 11:00 | 2 | 13 | 11 | 2 | 13 | 11 | 20.8425 | 20.8425 | 0 | 20.8425 | 20.8425 | 0
[48 empty] | 2017-03-16 13:00 | 3 | 16 | 13 | 881.0249 | 88.99% | 2017-02-13 12:00 | 2 | 13 | 12 | 2 | 13 | 12 | 20.705 | 20.705 | 0 | 20.705 | 20.705 | 0
[48 empty] | 2017-03-16 14:00 | 3 | 16 | 14 | 908.1987 | 91.74% | 2017-02-13 13:00 | 2 | 13 | 13 | 2 | 13 | 13 | 21.7125 | 21.7125 | 0 | 21.7125 | 21.715 | 0
[48 empty] | 2017-03-16 15:00 | 3 | 16 | 15 | 742.726 | 75.02% | 2017-02-13 14:00 | 2 | 13 | 14 | 2 | 13 | 14 | 23.59 | 23.59 | 0 | 23.59 | 23.59 | 0
[48 empty] | 2017-03-16 16:00 | 3 | 16 | 16 | 551.756 | 55.73% | 2017-02-13 15:00 | 2 | 13 | 15 | 2 | 13 | 15 | 20.9275 | 20.9275 | 0 | 20.9275 | 20.9275 | 0
[48 empty] | 2017-03-16 17:00 | 3 | 16 | 17 | 139.1344 | 14.05% | 2017-02-13 16:00 | 2 | 13 | 16 | 2 | 13 | 16 | 20.6475 | 20.6475 | 0 | 20.6475 | 20.6475 | 0
[48 empty] | 2017-03-16 18:00 | 3 | 16 | 18 | 0 | 0% | 2017-02-13 17:00 | 2 | 13 | 17 | 2 | 13 | 17 | 20.6075 | 20.6075 | 0 | 20.6075 | 20.6075 | 0
[48 empty] | 2017-03-16 19:00 | 3 | 16 | 19 | 0 | 0% | 2017-02-13 18:00 | 2 | 13 | 18 | 2 | 13 | 18 | 21.98 | 21.98 | 0 | 21.98 | 21.98 | 0
[48 empty] | 2017-03-16 20:00 | 3 | 16 | 20 | 0 | 0% | 2017-02-13 19:00 | 2 | 13 | 19 | 2 | 13 | 19 | 20.7675 | 20.7675 | 0 | 20.7675 | 20.7675 | 0
[48 empty] | 2017-03-16 21:00 | 3 | 16 | 21 | 0 | 0% | 2017-02-13 20:00 | 2 | 13 | 20 | 2 | 13 | 20 | 20.05 | 20.05 | 0 | 20.05 | 20.05 | 0
[48 empty] | 2017-03-16 22:00 | 3 | 16 | 22 | 0 | 0% | 2017-02-13 21:00 | 2 | 13 | 21 | 2 | 13 | 21 | 19.57 | 19.57 | 0 | 19.57 | 19.57 | 0
[48 empty] | 2017-03-16 23:00 | 3 | 16 | 23 | 0 | 0% | 2017-02-13 22:00 | 2 | 13 | 22 | 2 | 13 | 22 | 19.7725 | 20.1375 | 0 | 20.155 | 19.4125 | 0
[48 empty] | 2017-03-17 | 3 | 17 | 0 | 0 | 0% | 2017-02-13 23:00 | 2 | 13 | 23 | 2 | 13 | 23 | 19.6925 | 20.1025 | 0 | 20.1275 | 19.2825 | 0
[48 empty] | 2017-03-17 01:00 | 3 | 17 | 1 | 0 | 0% | 2017-02-14 | 2 | 14 | 0 | 2 | 14 | 0 | 19.9475 | 20.275 | 0 | 20.295 | 19.6075 | 0
[48 empty] | 2017-03-17 02:00 | 3 | 17 | 2 | 0 | 0% | 2017-02-14 01:00 | 2 | 14 | 1 | 2 | 14 | 1 | 19.5425 | 20.0575 | 0 | 20.09 | 19.0125 | 0
[48 empty] | 2017-03-17 03:00 | 3 | 17 | 3 | 0 | 0% | 2017-02-14 02:00 | 2 | 14 | 2 | 2 | 14 | 2 | 18.695 | 18.73 | 0 | 18.7325 | 18.6575 | 0
[48 empty] | 2017-03-17 04:00 | 3 | 17 | 4 | 0 | 0% | 2017-02-14 03:00 | 2 | 14 | 3 | 2 | 14 | 3 | 18.6075 | 18.6075 | 0 | 18.6075 | 18.6075 | 0
[48 empty] | 2017-03-17 05:00 | 3 | 17 | 5 | 0 | 0% | 2017-02-14 04:00 | 2 | 14 | 4 | 2 | 14 | 4 | 19.5525 | 19.5525 | 0 | 19.5525 | 19.5525 | 0
[48 empty] | 2017-03-17 06:00 | 3 | 17 | 6 | 99.3049 | 10.03% | 2017-02-14 05:00 | 2 | 14 | 5 | 2 | 14 | 5 | 20.27 | 20.27 | 0 | 20.27 | 20.27 | 0
[48 empty] | 2017-03-17 07:00 | 3 | 17 | 7 | 645.8258 | 65.23% | 2017-02-14 06:00 | 2 | 14 | 6 | 2 | 14 | 6 | 134.2575 | 134.2575 | 0 | 134.2575 | 134.2575 | 0
[48 empty] | 2017-03-17 08:00 | 3 | 17 | 8 | 885.6379 | 89.46% | 2017-02-14 07:00 | 2 | 14 | 7 | 2 | 14 | 7 | 20.9425 | 20.9425 | 0 | 20.9425 | 20.9425 | 0
[48 empty] | 2017-03-17 09:00 | 3 | 17 | 9 | 908.5419 | 91.77% | 2017-02-14 08:00 | 2 | 14 | 8 | 2 | 14 | 8 | 20.395 | 20.7975 | 0 | 20.825 | 19.93 | 0
[48 empty] | 2017-03-17 10:00 | 3 | 17 | 10 | 655.7294 | 66.24% | 2017-02-14 09:00 | 2 | 14 | 9 | 2 | 14 | 9 | 19.06 | 19.1225 | 0 | 19.125 | 18.985 | 0
[48 empty] | 2017-03-17 11:00 | 3 | 17 | 11 | 867.4525 | 87.62% | 2017-02-14 10:00 | 2 | 14 | 10 | 2 | 14 | 10 | 18.345 | 18.345 | 0 | 18.345 | 18.345 | 0
[48 empty] | 2017-03-17 12:00 | 3 | 17 | 12 | 769.9124 | 77.77% | 2017-02-14 11:00 | 2 | 14 | 11 | 2 | 14 | 11 | 18.1075 | 18.1075 | 0 | 18.1075 | 18.1075 | 0
[48 empty] | 2017-03-17 13:00 | 3 | 17 | 13 | 816.0096 | 82.43% | 2017-02-14 12:00 | 2 | 14 | 12 | 2 | 14 | 12 | 18.2475 | 18.2475 | 0 | 18.2475 | 18.2475 | 0
[48 empty] | 2017-03-17 14:00 | 3 | 17 | 14 | 827.2433 | 83.56% | 2017-02-14 13:00 | 2 | 14 | 13 | 2 | 14 | 13 | 18.0875 | 18.0875 | 0 | 18.0875 | 18.0875 | 0
[48 empty] | 2017-03-17 15:00 | 3 | 17 | 15 | 905.4964 | 91.46% | 2017-02-14 14:00 | 2 | 14 | 14 | 2 | 14 | 14 | 17.235 | 17.2775 | 0 | 17.2675 | 17.2325 | 0
[48 empty] | 2017-03-17 16:00 | 3 | 17 | 16 | 509.4733 | 51.46% | 2017-02-14 15:00 | 2 | 14 | 15 | 2 | 14 | 15 | 14.76 | 16.17 | 0 | 15.765 | 14.5725 | 0
[48 empty] | 2017-03-17 17:00 | 3 | 17 | 17 | 72.9882 | 7.373% | 2017-02-14 16:00 | 2 | 14 | 16 | 2 | 14 | 16 | 16.695 | 17.1375 | 0 | 17.0175 | 16.6575 | 0
[48 empty] | 2017-03-17 18:00 | 3 | 17 | 18 | 0 | 0% | 2017-02-14 17:00 | 2 | 14 | 17 | 2 | 14 | 17 | 18.1175 | 18.2025 | 0 | 18.1825 | 18.1125 | 0
[48 empty] | 2017-03-17 19:00 | 3 | 17 | 19 | 0 | 0% | 2017-02-14 18:00 | 2 | 14 | 18 | 2 | 14 | 18 | 21.3375 | 21.4175 | 0 | 21.42 | 21.2525 | 0
[48 empty] | 2017-03-17 20:00 | 3 | 17 | 20 | 0 | 0% | 2017-02-14 19:00 | 2 | 14 | 19 | 2 | 14 | 19 | 22.62 | 23.105 | 0 | 23.1225 | 22.075 | 0
[48 empty] | 2017-03-17 21:00 | 3 | 17 | 21 | 0 | 0% | 2017-02-14 20:00 | 2 | 14 | 20 | 2 | 14 | 20 | 23.7525 | 24.2625 | 0 | 24.28 | 23.19 | 0
[48 empty] | 2017-03-17 22:00 | 3 | 17 | 22 | 0 | 0% | 2017-02-14 21:00 | 2 | 14 | 21 | 2 | 14 | 21 | 21.185 | 21.6475 | 0 | 21.665 | 20.675 | 0
[48 empty] | 2017-03-17 23:00 | 3 | 17 | 23 | 0 | 0% | 2017-02-14 22:00 | 2 | 14 | 22 | 2 | 14 | 22 | 20.825 | 21.055 | 0 | 21.065 | 20.5675 | 0
[48 empty] | 2017-03-18 | 3 | 18 | 0 | 0 | 0% | 2017-02-14 23:00 | 2 | 14 | 23 | 2 | 14 | 23 | 21.0925 | 21.0925 | 0 | 21.0925 | 21.0925 | 0
[48 empty] | 2017-03-18 01:00 | 3 | 18 | 1 | 0 | 0% | 2017-02-15 | 2 | 15 | 0 | 2 | 15 | 0 | 19.4025 | 19.4025 | 0 | 19.4025 | 19.4025 | 0
[48 empty] | 2017-03-18 02:00 | 3 | 18 | 2 | 0 | 0% | 2017-02-15 01:00 | 2 | 15 | 1 | 2 | 15 | 1 | 18.095 | 18.095 | 0 | 18.095 | 18.095 | 0
[48 empty] | 2017-03-18 03:00 | 3 | 18 | 3 | 0 | 0% | 2017-02-15 02:00 | 2 | 15 | 2 | 2 | 15 | 2 | 17.3575 | 17.3575 | 0 | 17.3575 | 17.3575 | 0
[48 empty] | 2017-03-18 04:00 | 3 | 18 | 4 | 0 | 0% | 2017-02-15 03:00 | 2 | 15 | 3 | 2 | 15 | 3 | 17.07 | 17.07 | 0 | 17.07 | 17.07 | 0
[48 empty] | 2017-03-18 05:00 | 3 | 18 | 5 | 0 | 0% | 2017-02-15 04:00 | 2 | 15 | 4 | 2 | 15 | 4 | 17.085 | 17.085 | 0 | 17.085 | 17.085 | 0
[48 empty] | 2017-03-18 06:00 | 3 | 18 | 6 | 157.0697 | 15.87% | 2017-02-15 05:00 | 2 | 15 | 5 | 2 | 15 | 5 | 17.625 | 17.625 | 0 | 17.625 | 17.625 | 0
[48 empty] | 2017-03-18 07:00 | 3 | 18 | 7 | 835.0691 | 84.35% | 2017-02-15 06:00 | 2 | 15 | 6 | 2 | 15 | 6 | 18.4425 | 19.2875 | 0 | 19.2875 | 19.3075 | 0
[48 empty] | 2017-03-18 08:00 | 3 | 18 | 8 | 990.0001 | 100% | 2017-02-15 07:00 | 2 | 15 | 7 | 2 | 15 | 7 | 19.13 | 19.62 | 0 | 19.62 | 19.6325 | 0
[48 empty] | 2017-03-18 09:00 | 3 | 18 | 9 | 990.0001 | 100% | 2017-02-15 08:00 | 2 | 15 | 8 | 2 | 15 | 8 | 18.9725 | 19.685 | 0 | 19.6875 | 19.6625 | 0
[48 empty] | 2017-03-18 10:00 | 3 | 18 | 10 | 990.0001 | 100% | 2017-02-15 09:00 | 2 | 15 | 9 | 2 | 15 | 9 | 14.6975 | 50.0325 | 0 | 116.945 | 20.635 | 0
[48 empty] | 2017-03-18 11:00 | 3 | 18 | 11 | 555.2395 | 56.08% | 2017-02-15 10:00 | 2 | 15 | 10 | 2 | 15 | 10 | 19.1825 | 20.75 | 0 | 20.9 | 20.24 | 0
[48 empty] | 2017-03-18 12:00 | 3 | 18 | 12 | 788.9586 | 79.69% | 2017-02-15 11:00 | 2 | 15 | 11 | 2 | 15 | 11 | 20.0675 | 20.225 | 0 | 20.31 | 20.1075 | 0
[48 empty] | 2017-03-18 13:00 | 3 | 18 | 13 | 953.8748 | 96.35% | 2017-02-15 12:00 | 2 | 15 | 12 | 2 | 15 | 12 | 18.725 | 18.725 | 0 | 18.725 | 18.725 | 0
[48 empty] | 2017-03-18 14:00 | 3 | 18 | 14 | 903.2005 | 91.23% | 2017-02-15 13:00 | 2 | 15 | 13 | 2 | 15 | 13 | 18.355 | 18.355 | 0 | 18.355 | 18.355 | 0
[48 empty] | 2017-03-18 15:00 | 3 | 18 | 15 | 886.3697 | 89.53% | 2017-02-15 14:00 | 2 | 15 | 14 | 2 | 15 | 14 | 18.365 | 18.365 | 0 | 18.365 | 18.365 | 0
[48 empty] | 2017-03-18 16:00 | 3 | 18 | 16 | 553.1199 | 55.87% | 2017-02-15 15:00 | 2 | 15 | 15 | 2 | 15 | 15 | 18.49 | 18.49 | 0 | 18.49 | 18.49 | 0
[48 empty] | 2017-03-18 17:00 | 3 | 18 | 17 | 134.6965 | 13.61% | 2017-02-15 16:00 | 2 | 15 | 16 | 2 | 15 | 16 | 19.2925 | 19.2925 | 0 | 19.2925 | 19.2925 | 0
[48 empty] | 2017-03-18 18:00 | 3 | 18 | 18 | 0 | 0% | 2017-02-15 17:00 | 2 | 15 | 17 | 2 | 15 | 17 | 20.4875 | 20.4875 | 0 | 20.4875 | 20.4875 | 0
[48 empty] | 2017-03-18 19:00 | 3 | 18 | 19 | 0 | 0% | 2017-02-15 18:00 | 2 | 15 | 18 | 2 | 15 | 18 | 25.855 | 25.855 | 0 | 25.855 | 25.855 | 0
[48 empty] | 2017-03-18 20:00 | 3 | 18 | 20 | 0 | 0% | 2017-02-15 19:00 | 2 | 15 | 19 | 2 | 15 | 19 | 25.3525 | 25.3525 | 0 | 25.3525 | 25.3525 | 0
[48 empty] | 2017-03-18 21:00 | 3 | 18 | 21 | 0 | 0% | 2017-02-15 20:00 | 2 | 15 | 20 | 2 | 15 | 20 | 24.685 | 24.685 | 0 | 24.685 | 24.685 | 0
[48 empty] | 2017-03-18 22:00 | 3 | 18 | 22 | 0 | 0% | 2017-02-15 21:00 | 2 | 15 | 21 | 2 | 15 | 21 | 21.315 | 21.315 | 0 | 21.315 | 21.315 | 0
[48 empty] | 2017-03-18 23:00 | 3 | 18 | 23 | 0 | 0% | 2017-02-15 22:00 | 2 | 15 | 22 | 2 | 15 | 22 | 20.525 | 20.525 | 0 | 20.525 | 20.525 | 0
[48 empty] | 2017-03-19 | 3 | 19 | 0 | 0 | 0% | 2017-02-15 23:00 | 2 | 15 | 23 | 2 | 15 | 23 | 18.3575 | 18.3575 | 0 | 18.3575 | 18.3575 | 0
[48 empty] | 2017-03-19 01:00 | 3 | 19 | 1 | 0 | 0% | 2017-02-16 | 2 | 16 | 0 | 2 | 16 | 0 | 17.4525 | 17.4525 | 0 | 17.4525 | 17.4525 | 0
[48 empty] | 2017-03-19 02:00 | 3 | 19 | 2 | 0 | 0% | 2017-02-16 01:00 | 2 | 16 | 1 | 2 | 16 | 1 | 17.0125 | 17.0125 | 0 | 17.0125 | 17.0125 | 0
[48 empty] | 2017-03-19 03:00 | 3 | 19 | 3 | 0 | 0% | 2017-02-16 02:00 | 2 | 16 | 2 | 2 | 16 | 2 | 16.935 | 16.935 | 0 | 16.935 | 16.935 | 0
[48 empty] | 2017-03-19 04:00 | 3 | 19 | 4 | 0 | 0% | 2017-02-16 03:00 | 2 | 16 | 3 | 2 | 16 | 3 | 16.88 | 16.88 | 0 | 16.88 | 16.88 | 0
[48 empty] | 2017-03-19 05:00 | 3 | 19 | 5 | 0 | 0% | 2017-02-16 04:00 | 2 | 16 | 4 | 2 | 16 | 4 | 17.3025 | 17.3025 | 0 | 17.3025 | 17.3025 | 0
[48 empty] | 2017-03-19 06:00 | 3 | 19 | 6 | 26.9205 | 2.719% | 2017-02-16 05:00 | 2 | 16 | 5 | 2 | 16 | 5 | 19.2 | 19.2 | 0 | 19.2 | 19.2 | 0
[48 empty] | 2017-03-19 07:00 | 3 | 19 | 7 | 94.4249 | 9.538% | 2017-02-16 06:00 | 2 | 16 | 6 | 2 | 16 | 6 | 25.445 | 25.445 | 0 | 25.445 | 25.445 | 0
[48 empty] | 2017-03-19 08:00 | 3 | 19 | 8 | 177.6017 | 17.94% | 2017-02-16 07:00 | 2 | 16 | 7 | 2 | 16 | 7 | 22.145 | 22.15 | 0 | 22.1525 | 22.15 | 0
[48 empty] | 2017-03-19 09:00 | 3 | 19 | 9 | 256.8984 | 25.95% | 2017-02-16 08:00 | 2 | 16 | 8 | 2 | 16 | 8 | 20.13 | 20.1325 | 0 | 20.1325 | 20.1325 | 0
[48 empty] | 2017-03-19 10:00 | 3 | 19 | 10 | 168.3531 | 17.01% | 2017-02-16 09:00 | 2 | 16 | 9 | 2 | 16 | 9 | 22.3 | 22.3 | 0 | 22.3 | 22.3 | 0
[48 empty] | 2017-03-19 11:00 | 3 | 19 | 11 | 192.3527 | 19.43% | 2017-02-16 10:00 | 2 | 16 | 10 | 2 | 16 | 10 | 23.54 | 23.54 | 0 | 23.54 | 23.54 | 0
[48 empty] | 2017-03-19 12:00 | 3 | 19 | 12 | 191.5365 | 19.35% | 2017-02-16 11:00 | 2 | 16 | 11 | 2 | 16 | 11 | 20.565 | 20.565 | 0 | 20.565 | 20.565 | 0
[48 empty] | 2017-03-19 13:00 | 3 | 19 | 13 | 932.163 | 94.16% | 2017-02-16 12:00 | 2 | 16 | 12 | 2 | 16 | 12 | 20.745 | 20.745 | 0 | 20.745 | 20.745 | 0
[48 empty] | 2017-03-19 14:00 | 3 | 19 | 14 | 823.2943 | 83.16% | 2017-02-16 13:00 | 2 | 16 | 13 | 2 | 16 | 13 | 20.5425 | 20.5425 | 0 | 20.5425 | 20.5425 | 0
[48 empty] | 2017-03-19 15:00 | 3 | 19 | 15 | 238.073 | 24.05% | 2017-02-16 14:00 | 2 | 16 | 14 | 2 | 16 | 14 | 20.205 | 20.205 | 0 | 20.205 | 20.205 | 0
[48 empty] | 2017-03-19 16:00 | 3 | 19 | 16 | 269.0408 | 27.18% | 2017-02-16 15:00 | 2 | 16 | 15 | 2 | 16 | 15 | 20.0325 | 20.0325 | 0 | 20.0325 | 20.0325 | 0
[48 empty] | 2017-03-19 17:00 | 3 | 19 | 17 | 64.1156 | 6.476% | 2017-02-16 16:00 | 2 | 16 | 16 | 2 | 16 | 16 | 19.37 | 19.37 | 0 | 19.37 | 19.37 | 0
[48 empty] | 2017-03-19 18:00 | 3 | 19 | 18 | 0 | 0% | 2017-02-16 17:00 | 2 | 16 | 17 | 2 | 16 | 17 | 19.335 | 19.335 | 0 | 19.335 | 19.335 | 0
[48 empty] | 2017-03-19 19:00 | 3 | 19 | 19 | 0 | 0% | 2017-02-16 18:00 | 2 | 16 | 18 | 2 | 16 | 18 | 20.31 | 20.31 | 0 | 20.31 | 20.31 | 0
[48 empty] | 2017-03-19 20:00 | 3 | 19 | 20 | 0 | 0% | 2017-02-16 19:00 | 2 | 16 | 19 | 2 | 16 | 19 | 19.5875 | 19.5475 | 0 | 19.55 | 19.58 | 0
[48 empty] | 2017-03-19 21:00 | 3 | 19 | 21 | 0 | 0% | 2017-02-16 20:00 | 2 | 16 | 20 | 2 | 16 | 20 | 16.0475 | 16.8825 | 0 | 16.315 | 15.4225 | 0
[48 empty] | 2017-03-19 22:00 | 3 | 19 | 22 | 0 | 0% | 2017-02-16 21:00 | 2 | 16 | 21 | 2 | 16 | 21 | 14.19 | 15.03 | 0 | 14.2925 | 13.2575 | 0
[48 empty] | 2017-03-19 23:00 | 3 | 19 | 23 | 0 | 0% | 2017-02-16 22:00 | 2 | 16 | 22 | 2 | 16 | 22 | 14.305 | 12.6875 | 0 | 12.19 | 13.0525 | 0
[48 empty] | 2017-03-20 | 3 | 20 | 0 | 0 | 0% | 2017-02-16 23:00 | 2 | 16 | 23 | 2 | 16 | 23 | 13.0775 | 16.1525 | 0 | 15.55 | 12.5275 | 0
[48 empty] | 2017-03-20 01:00 | 3 | 20 | 1 | 0 | 0% | 2017-02-17 | 2 | 17 | 0 | 2 | 17 | 0 | 11.24 | 14.57 | 0 | 13.9725 | 10.8475 | 0
[48 empty] | 2017-03-20 02:00 | 3 | 20 | 2 | 0 | 0% | 2017-02-17 01:00 | 2 | 17 | 1 | 2 | 17 | 1 | 10.67 | 14.38 | 0 | 13.7725 | 10.3525 | 0
[48 empty] | 2017-03-20 03:00 | 3 | 20 | 3 | 0 | 0% | 2017-02-17 02:00 | 2 | 17 | 2 | 2 | 17 | 2 | 10.7525 | 14.5225 | 0 | 13.875 | 10.4275 | 0
[48 empty] | 2017-03-20 04:00 | 3 | 20 | 4 | 0 | 0% | 2017-02-17 03:00 | 2 | 17 | 3 | 2 | 17 | 3 | 11.6425 | 15.54 | 0 | 14.865 | 11.295 | 0
[48 empty] | 2017-03-20 05:00 | 3 | 20 | 5 | 0 | 0% | 2017-02-17 04:00 | 2 | 17 | 4 | 2 | 17 | 4 | 12.005 | 14.5075 | 0 | 13.905 | 11.4925 | 0
[48 empty] | 2017-03-20 06:00 | 3 | 20 | 6 | 121.3665 | 12.26% | 2017-02-17 05:00 | 2 | 17 | 5 | 2 | 17 | 5 | 16.145 | 15.5075 | 0 | 14.9525 | 15.165 | 0
[48 empty] | 2017-03-20 07:00 | 3 | 20 | 7 | 745.6409 | 75.32% | 2017-02-17 06:00 | 2 | 17 | 6 | 2 | 17 | 6 | 21.7425 | 21.08 | 0 | 21.0475 | 21.5525 | 0
[48 empty] | 2017-03-20 08:00 | 3 | 20 | 8 | 939.569 | 94.91% | 2017-02-17 07:00 | 2 | 17 | 7 | 2 | 17 | 7 | 19.4275 | 19.51 | 0 | 19.4925 | 19.42 | 0
[48 empty] | 2017-03-20 09:00 | 3 | 20 | 9 | 990.0001 | 100% | 2017-02-17 08:00 | 2 | 17 | 8 | 2 | 17 | 8 | 21.315 | 21.315 | 0 | 21.315 | 21.315 | 0
[48 empty] | 2017-03-20 10:00 | 3 | 20 | 10 | 990.0001 | 100% | 2017-02-17 09:00 | 2 | 17 | 9 | 2 | 17 | 9 | 77.5875 | 77.5875 | 0 | 77.5875 | 77.5875 | 0
[48 empty] | 2017-03-20 11:00 | 3 | 20 | 11 | 971.6491 | 98.15% | 2017-02-17 10:00 | 2 | 17 | 10 | 2 | 17 | 10 | 23.435 | 23.435 | 0 | 23.435 | 23.435 | 0
[48 empty] | 2017-03-20 12:00 | 3 | 20 | 12 | 869.7442 | 87.85% | 2017-02-17 11:00 | 2 | 17 | 11 | 2 | 17 | 11 | 20.65 | 20.65 | 0 | 20.65 | 20.65 | 0
[48 empty] | 2017-03-20 13:00 | 3 | 20 | 13 | 797.6898 | 80.57% | 2017-02-17 12:00 | 2 | 17 | 12 | 2 | 17 | 12 | 20.46 | 20.46 | 0 | 20.46 | 20.46 | 0
[48 empty] | 2017-03-20 14:00 | 3 | 20 | 14 | 637.0526 | 64.35% | 2017-02-17 13:00 | 2 | 17 | 13 | 2 | 17 | 13 | 21.12 | 21.12 | 0 | 21.12 | 21.12 | 0
[48 empty] | 2017-03-20 15:00 | 3 | 20 | 15 | 804.8795 | 81.3% | 2017-02-17 14:00 | 2 | 17 | 14 | 2 | 17 | 14 | 21.6725 | 21.6725 | 0 | 21.6725 | 21.6725 | 0
[48 empty] | 2017-03-20 16:00 | 3 | 20 | 16 | 163.5508 | 16.52% | 2017-02-17 15:00 | 2 | 17 | 15 | 2 | 17 | 15 | 23.59 | 23.59 | 0 | 23.59 | 23.59 | 0
[48 empty] | 2017-03-20 17:00 | 3 | 20 | 17 | 82.4261 | 8.326% | 2017-02-17 16:00 | 2 | 17 | 16 | 2 | 17 | 16 | 25.42 | 23.335 | 0 | 23.3175 | 23.02 | 0
[48 empty] | 2017-03-20 18:00 | 3 | 20 | 18 | 0 | 0% | 2017-02-17 17:00 | 2 | 17 | 17 | 2 | 17 | 17 | 70.35 | 70.2875 | 0 | 70.2875 | 70.2775 | 0
[48 empty] | 2017-03-20 19:00 | 3 | 20 | 19 | 0 | 0% | 2017-02-17 18:00 | 2 | 17 | 18 | 2 | 17 | 18 | 127.325 | 125.975 | 0 | 125.965 | 125.7675 | 0
[48 empty] | 2017-03-20 20:00 | 3 | 20 | 20 | 0 | 0% | 2017-02-17 19:00 | 2 | 17 | 19 | 2 | 17 | 19 | 28.72 | 21.59 | 0 | 21.54 | 20.5025 | 0
[48 empty] | 2017-03-20 21:00 | 3 | 20 | 21 | 0 | 0% | 2017-02-17 20:00 | 2 | 17 | 20 | 2 | 17 | 20 | 22.8975 | 19.29 | 0 | 19.265 | 18.7425 | 0
[48 empty] | 2017-03-20 22:00 | 3 | 20 | 22 | 0 | 0% | 2017-02-17 21:00 | 2 | 17 | 21 | 2 | 17 | 21 | 16.055 | 17.805 | 0 | 17.445 | 15.91 | 0
[48 empty] | 2017-03-20 23:00 | 3 | 20 | 23 | 0 | 0% | 2017-02-17 22:00 | 2 | 17 | 22 | 2 | 17 | 22 | 16.6475 | 18.105 | 0 | 17.8925 | 16.5275 | 0
[48 empty] | 2017-03-21 | 3 | 21 | 0 | 0 | 0% | 2017-02-17 23:00 | 2 | 17 | 23 | 2 | 17 | 23 | 13.915 | 16.915 | 0 | 16.42 | 13.665 | 0
[48 empty] | 2017-03-21 01:00 | 3 | 21 | 1 | 0 | 0% | 2017-02-18 | 2 | 18 | 0 | 2 | 18 | 0 | 16.425 | 17.2 | 0 | 17.095 | 16.36 | 0
[48 empty] | 2017-03-21 02:00 | 3 | 21 | 2 | 0 | 0% | 2017-02-18 01:00 | 2 | 18 | 1 | 2 | 18 | 1 | 16.94 | 16.94 | 0 | 16.94 | 16.94 | 0
[48 empty] | 2017-03-21 03:00 | 3 | 21 | 3 | 0 | 0% | 2017-02-18 02:00 | 2 | 18 | 2 | 2 | 18 | 2 | 17.5125 | 17.5125 | 0 | 17.5125 | 17.5125 | 0
[48 empty] | 2017-03-21 04:00 | 3 | 21 | 4 | 0 | 0% | 2017-02-18 03:00 | 2 | 18 | 3 | 2 | 18 | 3 | 18.3825 | 18.59 | 0 | 18.6 | 18.1675 | 0
[48 empty] | 2017-03-21 05:00 | 3 | 21 | 5 | 0 | 0% | 2017-02-18 04:00 | 2 | 18 | 4 | 2 | 18 | 4 | 18.53 | 18.665 | 0 | 18.6675 | 18.3875 | 0
[48 empty] | 2017-03-21 06:00 | 3 | 21 | 6 | 183.699 | 18.56% | 2017-02-18 05:00 | 2 | 18 | 5 | 2 | 18 | 5 | 18.1025 | 18.5025 | 0 | 18.52 | 17.6725 | 0
[48 empty] | 2017-03-21 07:00 | 3 | 21 | 7 | 838.8721 | 84.73% | 2017-02-18 06:00 | 2 | 18 | 6 | 2 | 18 | 6 | 17.0225 | 17.1875 | 0 | 17.195 | 16.835 | 0
[48 empty] | 2017-03-21 08:00 | 3 | 21 | 8 | 990.0001 | 100% | 2017-02-18 07:00 | 2 | 18 | 7 | 2 | 18 | 7 | 17.8825 | 17.915 | 0 | 17.915 | 17.8475 | 0
[48 empty] | 2017-03-21 09:00 | 3 | 21 | 9 | 990.0001 | 100% | 2017-02-18 08:00 | 2 | 18 | 8 | 2 | 18 | 8 | 19.745 | 19.7475 | 0 | 19.7475 | 19.74 | 0
[48 empty] | 2017-03-21 10:00 | 3 | 21 | 10 | 990.0001 | 100% | 2017-02-18 09:00 | 2 | 18 | 9 | 2 | 18 | 9 | 20.8925 | 20.8925 | 0 | 20.8925 | 20.8925 | 0
[48 empty] | 2017-03-21 11:00 | 3 | 21 | 11 | 822.3705 | 83.07% | 2017-02-18 10:00 | 2 | 18 | 10 | 2 | 18 | 10 | 24.06 | 24.06 | 0 | 24.06 | 24.06 | 0
[48 empty] | 2017-03-21 12:00 | 3 | 21 | 12 | 433.9427 | 43.83% | 2017-02-18 11:00 | 2 | 18 | 11 | 2 | 18 | 11 | 26.3575 | 26.3575 | 0 | 26.3575 | 26.3575 | 0
[48 empty] | 2017-03-21 13:00 | 3 | 21 | 13 | 339.7142 | 34.31% | 2017-02-18 12:00 | 2 | 18 | 12 | 2 | 18 | 12 | 26.5875 | 26.5875 | 0 | 26.5875 | 26.5875 | 0
[48 empty] | 2017-03-21 14:00 | 3 | 21 | 14 | 989.6399 | 99.96% | 2017-02-18 13:00 | 2 | 18 | 13 | 2 | 18 | 13 | 24.9025 | 24.9025 | 0 | 24.9025 | 24.9025 | 0
[48 empty] | 2017-03-21 15:00 | 3 | 21 | 15 | 856.2183 | 86.49% | 2017-02-18 14:00 | 2 | 18 | 14 | 2 | 18 | 14 | 31.2825 | 31.2825 | 0 | 31.2825 | 31.2825 | 0
[48 empty] | 2017-03-21 16:00 | 3 | 21 | 16 | 707.9913 | 71.51% | 2017-02-18 15:00 | 2 | 18 | 15 | 2 | 18 | 15 | 26.0725 | 26.0725 | 0 | 26.0725 | 26.0725 | 0
[48 empty] | 2017-03-21 17:00 | 3 | 21 | 17 | 110.3694 | 11.15% | 2017-02-18 16:00 | 2 | 18 | 16 | 2 | 18 | 16 | 29.385 | 29.385 | 0 | 29.385 | 29.385 | 0
[48 empty] | 2017-03-21 18:00 | 3 | 21 | 18 | 0 | 0% | 2017-02-18 17:00 | 2 | 18 | 17 | 2 | 18 | 17 | 28.85 | 29.5825 | 0 | 29.5825 | 29.5825 | 0
[48 empty] | 2017-03-21 19:00 | 3 | 21 | 19 | 0 | 0% | 2017-02-18 18:00 | 2 | 18 | 18 | 2 | 18 | 18 | 23.0475 | 23.505 | 0 | 23.505 | 23.505 | 0
[48 empty] | 2017-03-21 20:00 | 3 | 21 | 20 | 0 | 0% | 2017-02-18 19:00 | 2 | 18 | 19 | 2 | 18 | 19 | 23.8575 | 23.8575 | 0 | 23.8575 | 23.8575 | 0
[48 empty] | 2017-03-21 21:00 | 3 | 21 | 21 | 0 | 0% | 2017-02-18 20:00 | 2 | 18 | 20 | 2 | 18 | 20 | 21.7525 | 21.7525 | 0 | 21.7525 | 21.7525 | 0
[48 empty] | 2017-03-21 22:00 | 3 | 21 | 22 | 0 | 0% | 2017-02-18 21:00 | 2 | 18 | 21 | 2 | 18 | 21 | 19.9175 | 19.9175 | 0 | 19.9175 | 19.9175 | 0
[48 empty] | 2017-03-21 23:00 | 3 | 21 | 23 | 0 | 0% | 2017-02-18 22:00 | 2 | 18 | 22 | 2 | 18 | 22 | 21.26 | 21.26 | 0 | 21.26 | 21.26 | 0
[48 empty] | 2017-03-22 | 3 | 22 | 0 | 0 | 0% | 2017-02-18 23:00 | 2 | 18 | 23 | 2 | 18 | 23 | 19.4525 | 19.4525 | 0 | 19.4525 | 19.4525 | 0
[48 empty] | 2017-03-22 01:00 | 3 | 22 | 1 | 0 | 0% | 2017-02-19 | 2 | 19 | 0 | 2 | 19 | 0 | 17.45 | 17.45 | 0 | 17.45 | 17.45 | 0
[48 empty] | 2017-03-22 02:00 | 3 | 22 | 2 | 0 | 0% | 2017-02-19 01:00 | 2 | 19 | 1 | 2 | 19 | 1 | 14.0575 | 16.2125 | 0 | 15.9525 | 13.8925 | 0
[48 empty] | 2017-03-22 03:00 | 3 | 22 | 3 | 0 | 0% | 2017-02-19 02:00 | 2 | 19 | 2 | 2 | 19 | 2 | 8.8675 | 12.2125 | 0 | 11.835 | 8.6175 | 0
[48 empty] | 2017-03-22 04:00 | 3 | 22 | 4 | 0 | 0% | 2017-02-19 03:00 | 2 | 19 | 3 | 2 | 19 | 3 | 7.5075 | 10.84 | 0 | 10.46 | 7.25 | 0
[48 empty] | 2017-03-22 05:00 | 3 | 22 | 5 | 0 | 0% | 2017-02-19 04:00 | 2 | 19 | 4 | 2 | 19 | 4 | 6.3075 | 9.955 | 0 | 9.5325 | 6.025 | 0
[48 empty] | 2017-03-22 06:00 | 3 | 22 | 6 | 205.4282 | 20.75% | 2017-02-19 05:00 | 2 | 19 | 5 | 2 | 19 | 5 | 6.0575 | 8.895 | 0 | 8.545 | 5.84 | 0
[48 empty] | 2017-03-22 07:00 | 3 | 22 | 7 | 855.8866 | 86.45% | 2017-02-19 06:00 | 2 | 19 | 6 | 2 | 19 | 6 | 7.3075 | 9.97 | 0 | 9.5775 | 7.1 | 0
[48 empty] | 2017-03-22 08:00 | 3 | 22 | 8 | 990.0001 | 100% | 2017-02-19 07:00 | 2 | 19 | 7 | 2 | 19 | 7 | 3.8375 | 4.44 | 0 | 4.3525 | 3.9025 | 0
[48 empty] | 2017-03-22 09:00 | 3 | 22 | 9 | 990.0001 | 100% | 2017-02-19 08:00 | 2 | 19 | 8 | 2 | 19 | 8 | 15.0775 | 15.635 | 0 | 15.635 | 15.635 | 0
[48 empty] | 2017-03-22 10:00 | 3 | 22 | 10 | 985.7 | 99.57% | 2017-02-19 09:00 | 2 | 19 | 9 | 2 | 19 | 9 | 15.5225 | 16.9 | 0 | 16.9 | 16.9025 | 0
[48 empty] | 2017-03-22 11:00 | 3 | 22 | 11 | 960.0769 | 96.98% | 2017-02-19 10:00 | 2 | 19 | 10 | 2 | 19 | 10 | 16.7 | 17.5475 | 0 | 17.5475 | 17.5475 | 0
[48 empty] | 2017-03-22 12:00 | 3 | 22 | 12 | 745.7685 | 75.33% | 2017-02-19 11:00 | 2 | 19 | 11 | 2 | 19 | 11 | 19.0925 | 19.0925 | 0 | 19.0925 | 19.0925 | 0
[48 empty] | 2017-03-22 13:00 | 3 | 22 | 13 | 886.5285 | 89.55% | 2017-02-19 12:00 | 2 | 19 | 12 | 2 | 19 | 12 | 20.595 | 20.595 | 0 | 20.595 | 20.595 | 0
[48 empty] | 2017-03-22 14:00 | 3 | 22 | 14 | 990.0001 | 100% | 2017-02-19 13:00 | 2 | 19 | 13 | 2 | 19 | 13 | 20.6925 | 20.6925 | 0 | 20.6925 | 20.6925 | 0
[48 empty] | 2017-03-22 15:00 | 3 | 22 | 15 | 950.2483 | 95.98% | 2017-02-19 14:00 | 2 | 19 | 14 | 2 | 19 | 14 | 19.9725 | 19.9725 | 0 | 19.9725 | 19.9725 | 0
[48 empty] | 2017-03-22 16:00 | 3 | 22 | 16 | 791.0329 | 79.9% | 2017-02-19 15:00 | 2 | 19 | 15 | 2 | 19 | 15 | 18.51 | 18.51 | 0 | 18.51 | 18.51 | 0
[48 empty] | 2017-03-22 17:00 | 3 | 22 | 17 | 176.1399 | 17.79% | 2017-02-19 16:00 | 2 | 19 | 16 | 2 | 19 | 16 | 18.335 | 18.335 | 0 | 18.335 | 18.335 | 0
[48 empty] | 2017-03-22 18:00 | 3 | 22 | 18 | 0 | 0% | 2017-02-19 17:00 | 2 | 19 | 17 | 2 | 19 | 17 | 17.465 | 17.465 | 0 | 17.465 | 17.465 | 0
[48 empty] | 2017-03-22 19:00 | 3 | 22 | 19 | 0 | 0% | 2017-02-19 18:00 | 2 | 19 | 18 | 2 | 19 | 18 | 18.245 | 18.245 | 0 | 18.245 | 18.245 | 0
[48 empty] | 2017-03-22 20:00 | 3 | 22 | 20 | 0 | 0% | 2017-02-19 19:00 | 2 | 19 | 19 | 2 | 19 | 19 | 19.64 | 19.67 | 0 | 19.67 | 19.67 | 0
[48 empty] | 2017-03-22 21:00 | 3 | 22 | 21 | 0 | 0% | 2017-02-19 20:00 | 2 | 19 | 20 | 2 | 19 | 20 | 19.01 | 19.1875 | 0 | 19.1875 | 19.1875 | 0
[48 empty] | 2017-03-22 22:00 | 3 | 22 | 22 | 0 | 0% | 2017-02-19 21:00 | 2 | 19 | 21 | 2 | 19 | 21 | 19.1875 | 19.1875 | 0 | 19.1875 | 19.1875 | 0
[48 empty] | 2017-03-22 23:00 | 3 | 22 | 23 | 0 | 0% | 2017-02-19 22:00 | 2 | 19 | 22 | 2 | 19 | 22 | 190.44 | 190.44 | 0 | 190.44 | 190.44 | 0
[48 empty] | 2017-03-23 | 3 | 23 | 0 | 0 | 0% | 2017-02-19 23:00 | 2 | 19 | 23 | 2 | 19 | 23 | 25.8175 | 25.8175 | 0 | 25.8175 | 25.8175 | 0
[48 empty] | 2017-03-23 01:00 | 3 | 23 | 1 | 0 | 0% | 2017-02-20 | 2 | 20 | 0 | 2 | 20 | 0 | 20.8875 | 18.7125 | 0 | 18.6025 | 21.52 | 0
[48 empty] | 2017-03-23 02:00 | 3 | 23 | 2 | 0 | 0% | 2017-02-20 01:00 | 2 | 20 | 1 | 2 | 20 | 1 | 25.0175 | 17.9825 | 0 | 17.5875 | 27.01 | 0
[48 empty] | 2017-03-23 03:00 | 3 | 23 | 3 | 0 | 0% | 2017-02-20 02:00 | 2 | 20 | 2 | 2 | 20 | 2 | 17.275 | 17.235 | 0 | 17.23 | 17.29 | 0
[48 empty] | 2017-03-23 04:00 | 3 | 23 | 4 | 0 | 0% | 2017-02-20 03:00 | 2 | 20 | 3 | 2 | 20 | 3 | 7.6875 | 6.735 | 0 | 6.695 | 7.965 | 0
[48 empty] | 2017-03-23 05:00 | 3 | 23 | 5 | 0 | 0% | 2017-02-20 04:00 | 2 | 20 | 4 | 2 | 20 | 4 | 3.6875 | 3.6875 | 0 | 3.6875 | 3.6875 | 0
[48 empty] | 2017-03-23 06:00 | 3 | 23 | 6 | 196.1362 | 19.81% | 2017-02-20 05:00 | 2 | 20 | 5 | 2 | 20 | 5 | 12.06 | 12.06 | 0 | 12.06 | 12.06 | 0
[48 empty] | 2017-03-23 07:00 | 3 | 23 | 7 | 795.7541 | 80.38% | 2017-02-20 06:00 | 2 | 20 | 6 | 2 | 20 | 6 | 15.8725 | 15.8725 | 0 | 15.8725 | 15.8725 | 0
[48 empty] | 2017-03-23 08:00 | 3 | 23 | 8 | 895.0924 | 90.41% | 2017-02-20 07:00 | 2 | 20 | 7 | 2 | 20 | 7 | 16.105 | 16.1025 | 0 | 16.1025 | 16.1075 | 0
[48 empty] | 2017-03-23 09:00 | 3 | 23 | 9 | 985.0064 | 99.5% | 2017-02-20 08:00 | 2 | 20 | 8 | 2 | 20 | 8 | 16.6325 | 17.02 | 0 | 17.02 | 17.07 | 0
[48 empty] | 2017-03-23 10:00 | 3 | 23 | 10 | 971.3564 | 98.12% | 2017-02-20 09:00 | 2 | 20 | 9 | 2 | 20 | 9 | 18.32 | 18.5925 | 0 | 18.59 | 18.77 | 0
[48 empty] | 2017-03-23 11:00 | 3 | 23 | 11 | 970.9416 | 98.07% | 2017-02-20 10:00 | 2 | 20 | 10 | 2 | 20 | 10 | 18.3775 | 18.435 | 0 | 18.435 | 18.495 | 0
[48 empty] | 2017-03-23 12:00 | 3 | 23 | 12 | 966.62 | 97.64% | 2017-02-20 11:00 | 2 | 20 | 11 | 2 | 20 | 11 | 17.795 | 17.8725 | 0 | 17.8725 | 17.92 | 0
[48 empty] | 2017-03-23 13:00 | 3 | 23 | 13 | 990.0001 | 100% | 2017-02-20 12:00 | 2 | 20 | 12 | 2 | 20 | 12 | 17.6425 | 17.72 | 0 | 17.72 | 17.76 | 0
[48 empty] | 2017-03-23 14:00 | 3 | 23 | 14 | 990.0001 | 100% | 2017-02-20 13:00 | 2 | 20 | 13 | 2 | 20 | 13 | 16.755 | 16.8425 | 0 | 16.835 | 16.765 | 0
[48 empty] | 2017-03-23 15:00 | 3 | 23 | 15 | 978.4374 | 98.83% | 2017-02-20 14:00 | 2 | 20 | 14 | 2 | 20 | 14 | 12.855 | 14.5575 | 0 | 14.3975 | 12.695 | 0
[48 empty] | 2017-03-23 16:00 | 3 | 23 | 16 | 828.6242 | 83.7% | 2017-02-20 15:00 | 2 | 20 | 15 | 2 | 20 | 15 | 16.7325 | 16.4625 | 0 | 16.44 | 16.5925 | 0
[48 empty] | 2017-03-23 17:00 | 3 | 23 | 17 | 196.1612 | 19.81% | 2017-02-20 16:00 | 2 | 20 | 16 | 2 | 20 | 16 | 17.3425 | 15.9925 | 0 | 15.9375 | 17.17 | 0
[48 empty] | 2017-03-23 18:00 | 3 | 23 | 18 | 0 | 0% | 2017-02-20 17:00 | 2 | 20 | 17 | 2 | 20 | 17 | 17.34 | 16.91 | 0 | 16.9025 | 17.2275 | 0
[48 empty] | 2017-03-23 19:00 | 3 | 23 | 19 | 0 | 0% | 2017-02-20 18:00 | 2 | 20 | 18 | 2 | 20 | 18 | 19.42 | 19.4175 | 0 | 19.4175 | 19.42 | 0
[48 empty] | 2017-03-23 20:00 | 3 | 23 | 20 | 0 | 0% | 2017-02-20 19:00 | 2 | 20 | 19 | 2 | 20 | 19 | 19.3425 | 19.3425 | 0 | 19.3425 | 19.3425 | 0
[48 empty] | 2017-03-23 21:00 | 3 | 23 | 21 | 0 | 0% | 2017-02-20 20:00 | 2 | 20 | 20 | 2 | 20 | 20 | 18.7675 | 18.7675 | 0 | 18.7675 | 18.7675 | 0
[48 empty] | 2017-03-23 22:00 | 3 | 23 | 22 | 0 | 0% | 2017-02-20 21:00 | 2 | 20 | 21 | 2 | 20 | 21 | 18.4775 | 18.4775 | 0 | 18.4775 | 18.4775 | 0
[48 empty] | 2017-03-23 23:00 | 3 | 23 | 23 | 0 | 0% | 2017-02-20 22:00 | 2 | 20 | 22 | 2 | 20 | 22 | 18.6275 | 18.6275 | 0 | 18.6275 | 18.6275 | 0
[48 empty] | 2017-03-24 | 3 | 24 | 0 | 0 | 0% | 2017-02-20 23:00 | 2 | 20 | 23 | 2 | 20 | 23 | 17.745 | 17.745 | 0 | 17.745 | 17.745 | 0
[48 empty] | 2017-03-24 01:00 | 3 | 24 | 1 | 0 | 0% | 2017-02-21 | 2 | 21 | 0 | 2 | 21 | 0 | 18.3775 | 18.3775 | 0 | 18.3775 | 18.3775 | 0
[48 empty] | 2017-03-24 02:00 | 3 | 24 | 2 | 0 | 0% | 2017-02-21 01:00 | 2 | 21 | 1 | 2 | 21 | 1 | 17.8275 | 17.8275 | 0 | 17.8275 | 17.8275 | 0
[48 empty] | 2017-03-24 03:00 | 3 | 24 | 3 | 0 | 0% | 2017-02-21 02:00 | 2 | 21 | 2 | 2 | 21 | 2 | 15.9725 | 16.2775 | 0 | 16.29 | 15.69 | 0
[48 empty] | 2017-03-24 04:00 | 3 | 24 | 4 | 0 | 0% | 2017-02-21 03:00 | 2 | 21 | 3 | 2 | 21 | 3 | 15.9725 | 16.3875 | 0 | 16.405 | 15.5875 | 0
[48 empty] | 2017-03-24 05:00 | 3 | 24 | 5 | 0 | 0% | 2017-02-21 04:00 | 2 | 21 | 4 | 2 | 21 | 4 | 17.41 | 17.855 | 0 | 17.87 | 16.9875 | 0
[48 empty] | 2017-03-24 06:00 | 3 | 24 | 6 | 137.0568 | 13.84% | 2017-02-21 05:00 | 2 | 21 | 5 | 2 | 21 | 5 | 18.2 | 19.1225 | 0 | 19.15 | 17.4325 | 0
[48 empty] | 2017-03-24 07:00 | 3 | 24 | 7 | 711.2732 | 71.85% | 2017-02-21 06:00 | 2 | 21 | 6 | 2 | 21 | 6 | 18.9925 | 19.48 | 0 | 19.49 | 18.54 | 0
[48 empty] | 2017-03-24 08:00 | 3 | 24 | 8 | 932.454 | 94.19% | 2017-02-21 07:00 | 2 | 21 | 7 | 2 | 21 | 7 | 19.31 | 20.2625 | 0 | 20.265 | 19.345 | 0
[48 empty] | 2017-03-24 09:00 | 3 | 24 | 9 | 946.8759 | 95.64% | 2017-02-21 08:00 | 2 | 21 | 8 | 2 | 21 | 8 | 19.43 | 20.3225 | 0 | 20.3225 | 20.3175 | 0
[48 empty] | 2017-03-24 10:00 | 3 | 24 | 10 | 950.8068 | 96.04% | 2017-02-21 09:00 | 2 | 21 | 9 | 2 | 21 | 9 | 20.71 | 20.6575 | 0 | 20.655 | 20.72 | 0
[48 empty] | 2017-03-24 11:00 | 3 | 24 | 11 | 983.8436 | 99.38% | 2017-02-21 10:00 | 2 | 21 | 10 | 2 | 21 | 10 | 20.615 | 20.615 | 0 | 20.615 | 20.615 | 0
[48 empty] | 2017-03-24 12:00 | 3 | 24 | 12 | 890.8578 | 89.99% | 2017-02-21 11:00 | 2 | 21 | 11 | 2 | 21 | 11 | 19.635 | 20.45 | 0 | 20.45 | 20.4425 | 0
[48 empty] | 2017-03-24 13:00 | 3 | 24 | 13 | 947.6898 | 95.73% | 2017-02-21 12:00 | 2 | 21 | 12 | 2 | 21 | 12 | 18.415 | 19.875 | 0 | 19.8725 | 19.88 | 0
[48 empty] | 2017-03-24 14:00 | 3 | 24 | 14 | 990.0001 | 100% | 2017-02-21 13:00 | 2 | 21 | 13 | 2 | 21 | 13 | 18.955 | 20.4525 | 0 | 20.4525 | 20.4675 | 0
[48 empty] | 2017-03-24 15:00 | 3 | 24 | 15 | 749.3053 | 75.69% | 2017-02-21 14:00 | 2 | 21 | 14 | 2 | 21 | 14 | 19.69 | 20.57 | 0 | 20.5675 | 20.6525 | 0
[48 empty] | 2017-03-24 16:00 | 3 | 24 | 16 | 753.1272 | 76.07% | 2017-02-21 15:00 | 2 | 21 | 15 | 2 | 21 | 15 | 22.275 | 22.9125 | 0 | 22.9075 | 23.0625 | 0
[48 empty] | 2017-03-24 17:00 | 3 | 24 | 17 | 166.2323 | 16.79% | 2017-02-21 16:00 | 2 | 21 | 16 | 2 | 21 | 16 | 22.66 | 22.8 | 0 | 22.8 | 22.8025 | 0
[48 empty] | 2017-03-24 18:00 | 3 | 24 | 18 | 0 | 0% | 2017-02-21 17:00 | 2 | 21 | 17 | 2 | 21 | 17 | 25.0725 | 25.0725 | 0 | 25.0725 | 25.0725 | 0
[48 empty] | 2017-03-24 19:00 | 3 | 24 | 19 | 0 | 0% | 2017-02-21 18:00 | 2 | 21 | 18 | 2 | 21 | 18 | 64.995 | 64.35 | 0 | 64.3275 | 65.16 | 0
[48 empty] | 2017-03-24 20:00 | 3 | 24 | 20 | 0 | 0% | 2017-02-21 19:00 | 2 | 21 | 19 | 2 | 21 | 19 | 27.335 | 27.3325 | 0 | 27.3325 | 27.335 | 0
[48 empty] | 2017-03-24 21:00 | 3 | 24 | 21 | 0 | 0% | 2017-02-21 20:00 | 2 | 21 | 20 | 2 | 21 | 20 | 214.445 | 211.8875 | 0 | 211.8075 | 215.0875 | 0
[48 empty] | 2017-03-24 22:00 | 3 | 24 | 22 | 0 | 0% | 2017-02-21 21:00 | 2 | 21 | 21 | 2 | 21 | 21 | 24.275 | 24.2725 | 0 | 24.2725 | 24.275 | 0
[48 empty] | 2017-03-24 23:00 | 3 | 24 | 23 | 0 | 0% | 2017-02-21 22:00 | 2 | 21 | 22 | 2 | 21 | 22 | 21.945 | 21.9425 | 0 | 21.9425 | 21.945 | 0
[48 empty] | 2017-03-25 | 3 | 25 | 0 | 0 | 0% | 2017-02-21 23:00 | 2 | 21 | 23 | 2 | 21 | 23 | 19.915 | 19.915 | 0 | 19.915 | 19.915 | 0
[48 empty] | 2017-03-25 01:00 | 3 | 25 | 1 | 0 | 0% | 2017-02-22 | 2 | 22 | 0 | 2 | 22 | 0 | 16.0075 | 16.0075 | 0 | 16.0075 | 16.0075 | 0
[48 empty] | 2017-03-25 02:00 | 3 | 25 | 2 | 0 | 0% | 2017-02-22 01:00 | 2 | 22 | 1 | 2 | 22 | 1 | 15.1075 | 15.1075 | 0 | 15.1075 | 15.1075 | 0
[48 empty] | 2017-03-25 03:00 | 3 | 25 | 3 | 0 | 0% | 2017-02-22 02:00 | 2 | 22 | 2 | 2 | 22 | 2 | 13.825 | 13.825 | 0 | 13.825 | 13.825 | 0
[48 empty] | 2017-03-25 04:00 | 3 | 25 | 4 | 0 | 0% | 2017-02-22 03:00 | 2 | 22 | 3 | 2 | 22 | 3 | 8.61 | 8.61 | 0 | 8.61 | 8.61 | 0
[48 empty] | 2017-03-25 05:00 | 3 | 25 | 5 | 0 | 0% | 2017-02-22 04:00 | 2 | 22 | 4 | 2 | 22 | 4 | 13.6725 | 13.6725 | 0 | 13.6725 | 13.6725 | 0
[48 empty] | 2017-03-25 06:00 | 3 | 25 | 6 | 26.3161 | 2.658% | 2017-02-22 05:00 | 2 | 22 | 5 | 2 | 22 | 5 | 16.5475 | 16.5175 | 0 | 16.5175 | 16.5425 | 0
[48 empty] | 2017-03-25 07:00 | 3 | 25 | 7 | 82.1016 | 8.293% | 2017-02-22 06:00 | 2 | 22 | 6 | 2 | 22 | 6 | 18.08 | 17.35 | 0 | 17.3675 | 17.97 | 0
[48 empty] | 2017-03-25 08:00 | 3 | 25 | 8 | 150.8841 | 15.24% | 2017-02-22 07:00 | 2 | 22 | 7 | 2 | 22 | 7 | 17.3225 | 17.295 | 0 | 17.2975 | 17.3175 | 0
[48 empty] | 2017-03-25 09:00 | 3 | 25 | 9 | 705.4463 | 71.26% | 2017-02-22 08:00 | 2 | 22 | 8 | 2 | 22 | 8 | 16.7075 | 16.3025 | 0 | 16.31 | 16.6475 | 0
[48 empty] | 2017-03-25 10:00 | 3 | 25 | 10 | 700.8887 | 70.8% | 2017-02-22 09:00 | 2 | 22 | 9 | 2 | 22 | 9 | 17.9775 | 17.655 | 0 | 17.665 | 17.9275 | 0
[48 empty] | 2017-03-25 11:00 | 3 | 25 | 11 | 574.6159 | 58.04% | 2017-02-22 10:00 | 2 | 22 | 10 | 2 | 22 | 10 | 18.9075 | 18.4125 | 0 | 18.42 | 18.8325 | 0
[48 empty] | 2017-03-25 12:00 | 3 | 25 | 12 | 363.6793 | 36.74% | 2017-02-22 11:00 | 2 | 22 | 11 | 2 | 22 | 11 | 19.325 | 18.5075 | 0 | 18.5225 | 19.2075 | 0
[48 empty] | 2017-03-25 13:00 | 3 | 25 | 13 | 800.5322 | 80.86% | 2017-02-22 12:00 | 2 | 22 | 12 | 2 | 22 | 12 | 21.2325 | 20.1525 | 0 | 20.1725 | 21.075 | 0
[48 empty] | 2017-03-25 14:00 | 3 | 25 | 14 | 390.8733 | 39.48% | 2017-02-22 13:00 | 2 | 22 | 13 | 2 | 22 | 13 | 39.44 | 21.54 | 0 | 21.805 | 36.9425 | 0
[48 empty] | 2017-03-25 15:00 | 3 | 25 | 15 | 142.1618 | 14.36% | 2017-02-22 14:00 | 2 | 22 | 14 | 2 | 22 | 14 | 296.745 | 30.28 | 0 | 33.7375 | 259.88 | 0
[48 empty] | 2017-03-25 16:00 | 3 | 25 | 16 | 644.2774 | 65.08% | 2017-02-22 15:00 | 2 | 22 | 15 | 2 | 22 | 15 | 254.0925 | 37.755 | 0 | 40.7225 | 222.775 | 0
[48 empty] | 2017-03-25 17:00 | 3 | 25 | 17 | 104.3963 | 10.55% | 2017-02-22 16:00 | 2 | 22 | 16 | 2 | 22 | 16 | 230.17 | 27.64 | 0 | 30.5675 | 200.0375 | 0
[48 empty] | 2017-03-25 18:00 | 3 | 25 | 18 | 0 | 0% | 2017-02-22 17:00 | 2 | 22 | 17 | 2 | 22 | 17 | 29.015 | 25.11 | 0 | 25.1675 | 28.4475 | 0
[48 empty] | 2017-03-25 19:00 | 3 | 25 | 19 | 0 | 0% | 2017-02-22 18:00 | 2 | 22 | 18 | 2 | 22 | 18 | 25.525 | 24.765 | 0 | 24.775 | 25.4125 | 0
[48 empty] | 2017-03-25 20:00 | 3 | 25 | 20 | 0 | 0% | 2017-02-22 19:00 | 2 | 22 | 19 | 2 | 22 | 19 | 23.42 | 22.3775 | 0 | 22.395 | 23.265 | 0
[48 empty] | 2017-03-25 21:00 | 3 | 25 | 21 | 0 | 0% | 2017-02-22 20:00 | 2 | 22 | 20 | 2 | 22 | 20 | 23.1925 | 22.5025 | 0 | 22.515 | 23.09 | 0
[48 empty] | 2017-03-25 22:00 | 3 | 25 | 22 | 0 | 0% | 2017-02-22 21:00 | 2 | 22 | 21 | 2 | 22 | 21 | 20.1475 | 19.94 | 0 | 19.9425 | 20.1175 | 0
[48 empty] | 2017-03-25 23:00 | 3 | 25 | 23 | 0 | 0% | 2017-02-22 22:00 | 2 | 22 | 22 | 2 | 22 | 22 | 18.5875 | 17.8975 | 0 | 17.91 | 18.4875 | 0
[48 empty] | 2017-03-26 | 3 | 26 | 0 | 0 | 0% | 2017-02-22 23:00 | 2 | 22 | 23 | 2 | 22 | 23 | 15.18 | 15.18 | 0 | 15.18 | 15.18 | 0
[48 empty] | 2017-03-26 01:00 | 3 | 26 | 1 | 0 | 0% | 2017-02-23 | 2 | 23 | 0 | 2 | 23 | 0 | 11.4325 | 11.715 | 0 | 11.67 | 11.4175 | 0
[48 empty] | 2017-03-26 02:00 | 3 | 26 | 2 | 0 | 0% | 2017-02-23 01:00 | 2 | 23 | 1 | 2 | 23 | 1 | 0.8 | 1.27 | 0 | 1.2 | 0.775 | 0
[48 empty] | 2017-03-26 03:00 | 3 | 26 | 3 | 0 | 0% | 2017-02-23 02:00 | 2 | 23 | 2 | 2 | 23 | 2 | -0.0025 | 0.005 | 0 | 0.0025 | -0.005 | 0
[48 empty] | 2017-03-26 04:00 | 3 | 26 | 4 | 0 | 0% | 2017-02-23 03:00 | 2 | 23 | 3 | 2 | 23 | 3 | 3.5225 | 3.5225 | 0 | 3.5225 | 3.5225 | 0
[48 empty] | 2017-03-26 05:00 | 3 | 26 | 5 | 0 | 0% | 2017-02-23 04:00 | 2 | 23 | 4 | 2 | 23 | 4 | 9.02 | 9.115 | 0 | 9.12 | 8.9325 | 0
[48 empty] | 2017-03-26 06:00 | 3 | 26 | 6 | 47.148 | 4.762% | 2017-02-23 05:00 | 2 | 23 | 5 | 2 | 23 | 5 | 16.3575 | 16.585 | 0 | 16.5925 | 16.1575 | 0
[48 empty] | 2017-03-26 07:00 | 3 | 26 | 7 | 79.381 | 8.018% | 2017-02-23 06:00 | 2 | 23 | 6 | 2 | 23 | 6 | 19.3275 | 19.3275 | 0 | 19.3275 | 19.3275 | 0
[48 empty] | 2017-03-26 08:00 | 3 | 26 | 8 | 367.673 | 37.14% | 2017-02-23 07:00 | 2 | 23 | 7 | 2 | 23 | 7 | 17.4875 | 17.7825 | 0 | 17.7925 | 17.22 | 0
[48 empty] | 2017-03-26 09:00 | 3 | 26 | 9 | 509.0688 | 51.42% | 2017-02-23 08:00 | 2 | 23 | 8 | 2 | 23 | 8 | 18.3375 | 18.4125 | 0 | 18.4175 | 18.2675 | 0
[48 empty] | 2017-03-26 10:00 | 3 | 26 | 10 | 355.9998 | 35.96% | 2017-02-23 09:00 | 2 | 23 | 9 | 2 | 23 | 9 | 20.3225 | 20.3225 | 0 | 20.3225 | 20.3225 | 0
[48 empty] | 2017-03-26 11:00 | 3 | 26 | 11 | 323.3123 | 32.66% | 2017-02-23 10:00 | 2 | 23 | 10 | 2 | 23 | 10 | 18.7075 | 18.7075 | 0 | 18.7075 | 18.7075 | 0
[48 empty] | 2017-03-26 12:00 | 3 | 26 | 12 | 579.3463 | 58.52% | 2017-02-23 11:00 | 2 | 23 | 11 | 2 | 23 | 11 | 17.4325 | 17.81 | 0 | 17.825 | 17.1075 | 0
[48 empty] | 2017-03-26 13:00 | 3 | 26 | 13 | 545.0284 | 55.05% | 2017-02-23 12:00 | 2 | 23 | 12 | 2 | 23 | 12 | 16.8775 | 17.3275 | 0 | 17.3425 | 16.4925 | 0
[48 empty] | 2017-03-26 14:00 | 3 | 26 | 14 | 210.484 | 21.26% | 2017-02-23 13:00 | 2 | 23 | 13 | 2 | 23 | 13 | 17.1675 | 16.2825 | 0 | 16.2 | 16.7125 | 0
[48 empty] | 2017-03-26 15:00 | 3 | 26 | 15 | 170.7273 | 17.25% | 2017-02-23 14:00 | 2 | 23 | 14 | 2 | 23 | 14 | 15.9725 | 14.8625 | 0 | 14.2075 | 15.115 | 0
[48 empty] | 2017-03-26 16:00 | 3 | 26 | 16 | 492.4842 | 49.75% | 2017-02-23 15:00 | 2 | 23 | 15 | 2 | 23 | 15 | 16 | 14.7575 | 0 | 14.0625 | 15.065 | 0
[48 empty] | 2017-03-26 17:00 | 3 | 26 | 17 | 77.1929 | 7.797% | 2017-02-23 16:00 | 2 | 23 | 16 | 2 | 23 | 16 | 16.06 | 14.66 | 0 | 13.89 | 15.0125 | 0
[48 empty] | 2017-03-26 18:00 | 3 | 26 | 18 | 0 | 0% | 2017-02-23 17:00 | 2 | 23 | 17 | 2 | 23 | 17 | 15.2625 | 13.8925 | 0 | 13.1625 | 14.4425 | 0
[48 empty] | 2017-03-26 19:00 | 3 | 26 | 19 | 0 | 0% | 2017-02-23 18:00 | 2 | 23 | 18 | 2 | 23 | 18 | 17.8225 | 17.8175 | 0 | 17.815 | 17.8175 | 0
[48 empty] | 2017-03-26 20:00 | 3 | 26 | 20 | 0 | 0% | 2017-02-23 19:00 | 2 | 23 | 19 | 2 | 23 | 19 | 17.4525 | 17.4525 | 0 | 17.4525 | 17.4525 | 0
[48 empty] | 2017-03-26 21:00 | 3 | 26 | 21 | 0 | 0% | 2017-02-23 20:00 | 2 | 23 | 20 | 2 | 23 | 20 | 17.1475 | 17.1475 | 0 | 17.1475 | 17.1475 | 0
[48 empty] | 2017-03-26 22:00 | 3 | 26 | 22 | 0 | 0% | 2017-02-23 21:00 | 2 | 23 | 21 | 2 | 23 | 21 | 17.305 | 17.3375 | 0 | 17.34 | 17.2725 | 0
[48 empty] | 2017-03-26 23:00 | 3 | 26 | 23 | 0 | 0% | 2017-02-23 22:00 | 2 | 23 | 22 | 2 | 23 | 22 | 16.9925 | 15.425 | 0 | 15.3825 | 16.67 | 0
[48 empty] | 2017-03-27 | 3 | 27 | 0 | 0 | 0% | 2017-02-23 23:00 | 2 | 23 | 23 | 2 | 23 | 23 | 9.3275 | 8.3825 | 0 | 8.015 | 8.6525 | 0
[48 empty] | 2017-03-27 01:00 | 3 | 27 | 1 | 0 | 0% | 2017-02-24 | 2 | 24 | 0 | 2 | 24 | 0 | 8.35 | 12.8075 | 0 | 12.225 | 8.12 | 0
[48 empty] | 2017-03-27 02:00 | 3 | 27 | 2 | 0 | 0% | 2017-02-24 01:00 | 2 | 24 | 1 | 2 | 24 | 1 | 8.1225 | 12.485 | 0 | 11.96 | 7.9 | 0
[48 empty] | 2017-03-27 03:00 | 3 | 27 | 3 | 0 | 0% | 2017-02-24 02:00 | 2 | 24 | 2 | 2 | 24 | 2 | 6.31 | 10.8975 | 0 | 10.42 | 6.075 | 0
[48 empty] | 2017-03-27 04:00 | 3 | 27 | 4 | 0 | 0% | 2017-02-24 03:00 | 2 | 24 | 3 | 2 | 24 | 3 | 4.0775 | 8.0725 | 0 | 7.71 | 3.875 | 0
[48 empty] | 2017-03-27 05:00 | 3 | 27 | 5 | 0 | 0% | 2017-02-24 04:00 | 2 | 24 | 4 | 2 | 24 | 4 | 1.4975 | 5.14 | 0 | 4.9125 | 1.31 | 0
[48 empty] | 2017-03-27 06:00 | 3 | 27 | 6 | 254.5976 | 25.72% | 2017-02-24 05:00 | 2 | 24 | 5 | 2 | 24 | 5 | 0.7375 | 3.6325 | 0 | 3.4275 | 0.5875 | 0
[48 empty] | 2017-03-27 07:00 | 3 | 27 | 7 | 855.4599 | 86.41% | 2017-02-24 06:00 | 2 | 24 | 6 | 2 | 24 | 6 | 11.4175 | 11.33 | 0 | 11.185 | 11.0975 | 0
[48 empty] | 2017-03-27 08:00 | 3 | 27 | 8 | 990.0001 | 100% | 2017-02-24 07:00 | 2 | 24 | 7 | 2 | 24 | 7 | 14.3225 | 13.745 | 0 | 13.6725 | 14.1075 | 0
[48 empty] | 2017-03-27 09:00 | 3 | 27 | 9 | 990.0001 | 100% | 2017-02-24 08:00 | 2 | 24 | 8 | 2 | 24 | 8 | 15.385 | 15.42 | 0 | 15.415 | 15.3825 | 0
[48 empty] | 2017-03-27 10:00 | 3 | 27 | 10 | 990.0001 | 100% | 2017-02-24 09:00 | 2 | 24 | 9 | 2 | 24 | 9 | 16.815 | 16.825 | 0 | 16.825 | 16.815 | 0
[48 empty] | 2017-03-27 11:00 | 3 | 27 | 11 | 977.135 | 98.7% | 2017-02-24 10:00 | 2 | 24 | 10 | 2 | 24 | 10 | 19.1125 | 19.1125 | 0 | 19.1125 | 19.1125 | 0
[48 empty] | 2017-03-27 12:00 | 3 | 27 | 12 | 882.2628 | 89.12% | 2017-02-24 11:00 | 2 | 24 | 11 | 2 | 24 | 11 | 19.5975 | 19.735 | 0 | 19.7375 | 19.615 | 0
[48 empty] | 2017-03-27 13:00 | 3 | 27 | 13 | 851.7862 | 86.04% | 2017-02-24 12:00 | 2 | 24 | 12 | 2 | 24 | 12 | 19.8275 | 20.2975 | 0 | 20.3025 | 19.8825 | 0
[48 empty] | 2017-03-27 14:00 | 3 | 27 | 14 | 964.7543 | 97.45% | 2017-02-24 13:00 | 2 | 24 | 13 | 2 | 24 | 13 | 20.3425 | 20.4775 | 0 | 20.4775 | 20.36 | 0
[48 empty] | 2017-03-27 15:00 | 3 | 27 | 15 | 953.417 | 96.3% | 2017-02-24 14:00 | 2 | 24 | 14 | 2 | 24 | 14 | 20.4525 | 20.505 | 0 | 20.5075 | 20.4575 | 0
[48 empty] | 2017-03-27 16:00 | 3 | 27 | 16 | 798.8279 | 80.69% | 2017-02-24 15:00 | 2 | 24 | 15 | 2 | 24 | 15 | 20.635 | 20.635 | 0 | 20.635 | 20.635 | 0
[48 empty] | 2017-03-27 17:00 | 3 | 27 | 17 | 199.2608 | 20.13% | 2017-02-24 16:00 | 2 | 24 | 16 | 2 | 24 | 16 | 20.5825 | 20.5725 | 0 | 20.5725 | 20.5825 | 0
[48 empty] | 2017-03-27 18:00 | 3 | 27 | 18 | 0 | 0% | 2017-02-24 17:00 | 2 | 24 | 17 | 2 | 24 | 17 | 19.79 | 19.79 | 0 | 19.79 | 19.79 | 0
[48 empty] | 2017-03-27 19:00 | 3 | 27 | 19 | 0 | 0% | 2017-02-24 18:00 | 2 | 24 | 18 | 2 | 24 | 18 | 19.4825 | 19.4825 | 0 | 19.4825 | 19.4825 | 0
[48 empty] | 2017-03-27 20:00 | 3 | 27 | 20 | 0 | 0% | 2017-02-24 19:00 | 2 | 24 | 19 | 2 | 24 | 19 | 18.385 | 18.385 | 0 | 18.385 | 18.385 | 0
[48 empty] | 2017-03-27 21:00 | 3 | 27 | 21 | 0 | 0% | 2017-02-24 20:00 | 2 | 24 | 20 | 2 | 24 | 20 | 16.085 | 15.065 | 0 | 15.08 | 15.9325 | 0
[48 empty] | 2017-03-27 22:00 | 3 | 27 | 22 | 0 | 0% | 2017-02-24 21:00 | 2 | 24 | 21 | 2 | 24 | 21 | 8.32 | 1.5275 | 0 | 1.635 | 7.295 | 0
[48 empty] | 2017-03-27 23:00 | 3 | 27 | 23 | 0 | 0% | 2017-02-24 22:00 | 2 | 24 | 22 | 2 | 24 | 22 | 6.99 | 3.1825 | 0 | 3.2425 | 6.415 | 0
[48 empty] | 2017-03-28 | 3 | 28 | 0 | 0 | 0% | 2017-02-24 23:00 | 2 | 24 | 23 | 2 | 24 | 23 | 12.9125 | 12.8425 | 0 | 12.845 | 12.9025 | 0
[48 empty] | 2017-03-28 01:00 | 3 | 28 | 1 | 0 | 0% | 2017-02-25 | 2 | 25 | 0 | 2 | 25 | 0 | 11.4575 | 11.4575 | 0 | 11.4575 | 11.4575 | 0
[48 empty] | 2017-03-28 02:00 | 3 | 28 | 2 | 0 | 0% | 2017-02-25 01:00 | 2 | 25 | 1 | 2 | 25 | 1 | 3.9375 | 3.9375 | 0 | 3.9375 | 3.9375 | 0
[48 empty] | 2017-03-28 03:00 | 3 | 28 | 3 | 0 | 0% | 2017-02-25 02:00 | 2 | 25 | 2 | 2 | 25 | 2 | 3.415 | 3.555 | 0 | 3.5575 | 3.2825 | 0
[48 empty] | 2017-03-28 04:00 | 3 | 28 | 4 | 0 | 0% | 2017-02-25 03:00 | 2 | 25 | 3 | 2 | 25 | 3 | 11.05 | 11.375 | 0 | 11.385 | 10.7225 | 0
[48 empty] | 2017-03-28 05:00 | 3 | 28 | 5 | 0 | 0% | 2017-02-25 04:00 | 2 | 25 | 4 | 2 | 25 | 4 | 14.845 | 14.95 | 0 | 14.95 | 14.7425 | 0
[48 empty] | 2017-03-28 06:00 | 3 | 28 | 6 | 23.1624 | 2.34% | 2017-02-25 05:00 | 2 | 25 | 5 | 2 | 25 | 5 | 16.06 | 16.06 | 0 | 16.06 | 16.06 | 0
[48 empty] | 2017-03-28 07:00 | 3 | 28 | 7 | 100.1018 | 10.11% | 2017-02-25 06:00 | 2 | 25 | 6 | 2 | 25 | 6 | 18.31 | 18.31 | 0 | 18.31 | 18.31 | 0
[48 empty] | 2017-03-28 08:00 | 3 | 28 | 8 | 161.4168 | 16.3% | 2017-02-25 07:00 | 2 | 25 | 7 | 2 | 25 | 7 | 20.91 | 20.91 | 0 | 20.91 | 20.91 | 0
[48 empty] | 2017-03-28 09:00 | 3 | 28 | 9 | 210.8552 | 21.3% | 2017-02-25 08:00 | 2 | 25 | 8 | 2 | 25 | 8 | 22.05 | 22.05 | 0 | 22.05 | 22.05 | 0
[48 empty] | 2017-03-28 10:00 | 3 | 28 | 10 | 258.6424 | 26.13% | 2017-02-25 09:00 | 2 | 25 | 9 | 2 | 25 | 9 | 20.8 | 20.8 | 0 | 20.8 | 20.8 | 0
[48 empty] | 2017-03-28 11:00 | 3 | 28 | 11 | 355.0996 | 35.87% | 2017-02-25 10:00 | 2 | 25 | 10 | 2 | 25 | 10 | 20.7275 | 20.7275 | 0 | 20.7275 | 20.7275 | 0
[48 empty] | 2017-03-28 12:00 | 3 | 28 | 12 | 351.8391 | 35.54% | 2017-02-25 11:00 | 2 | 25 | 11 | 2 | 25 | 11 | 20.5475 | 20.5475 | 0 | 20.5475 | 20.5475 | 0
[48 empty] | 2017-03-28 13:00 | 3 | 28 | 13 | 315.3553 | 31.85% | 2017-02-25 12:00 | 2 | 25 | 12 | 2 | 25 | 12 | 20.325 | 20.325 | 0 | 20.325 | 20.325 | 0
[48 empty] | 2017-03-28 14:00 | 3 | 28 | 14 | 255.2381 | 25.78% | 2017-02-25 13:00 | 2 | 25 | 13 | 2 | 25 | 13 | 19.8075 | 19.8075 | 0 | 19.8075 | 19.8075 | 0
[48 empty] | 2017-03-28 15:00 | 3 | 28 | 15 | 195.5156 | 19.75% | 2017-02-25 14:00 | 2 | 25 | 14 | 2 | 25 | 14 | 19.62 | 19.62 | 0 | 19.62 | 19.62 | 0
[48 empty] | 2017-03-28 16:00 | 3 | 28 | 16 | 119.4926 | 12.07% | 2017-02-25 15:00 | 2 | 25 | 15 | 2 | 25 | 15 | 18.8375 | 18.8375 | 0 | 18.8375 | 18.8375 | 0
[48 empty] | 2017-03-28 17:00 | 3 | 28 | 17 | 117.2183 | 11.84% | 2017-02-25 16:00 | 2 | 25 | 16 | 2 | 25 | 16 | 18.3175 | 18.3175 | 0 | 18.3175 | 18.3175 | 0
[48 empty] | 2017-03-28 18:00 | 3 | 28 | 18 | 0 | 0% | 2017-02-25 17:00 | 2 | 25 | 17 | 2 | 25 | 17 | 18.09 | 18.09 | 0 | 18.09 | 18.09 | 0
[48 empty] | 2017-03-28 19:00 | 3 | 28 | 19 | 0 | 0% | 2017-02-25 18:00 | 2 | 25 | 18 | 2 | 25 | 18 | 20.3725 | 20.3725 | 0 | 20.3725 | 20.3725 | 0
[48 empty] | 2017-03-28 20:00 | 3 | 28 | 20 | 0 | 0% | 2017-02-25 19:00 | 2 | 25 | 19 | 2 | 25 | 19 | 18.14 | 18.14 | 0 | 18.14 | 18.14 | 0
[48 empty] | 2017-03-28 21:00 | 3 | 28 | 21 | 0 | 0% | 2017-02-25 20:00 | 2 | 25 | 20 | 2 | 25 | 20 | 16.8625 | 16.8625 | 0 | 16.8625 | 16.8625 | 0
[48 empty] | 2017-03-28 22:00 | 3 | 28 | 22 | 0 | 0% | 2017-02-25 21:00 | 2 | 25 | 21 | 2 | 25 | 21 | 16.6925 | 16.6925 | 0 | 16.6925 | 16.6925 | 0
[48 empty] | 2017-03-28 23:00 | 3 | 28 | 23 | 0 | 0% | 2017-02-25 22:00 | 2 | 25 | 22 | 2 | 25 | 22 | 15 | 14.12 | 0 | 14.0675 | 14.785 | 0
[48 empty] | 2017-03-29 | 3 | 29 | 0 | 0 | 0% | 2017-02-25 23:00 | 2 | 25 | 23 | 2 | 25 | 23 | 11.8825 | 15.26 | 0 | 14.475 | 11.4425 | 0
[48 empty] | 2017-03-29 01:00 | 3 | 29 | 1 | 0 | 0% | 2017-02-26 | 2 | 26 | 0 | 2 | 26 | 0 | 9.6025 | 13.68 | 0 | 12.9425 | 9.355 | 0
[48 empty] | 2017-03-29 02:00 | 3 | 29 | 2 | 0 | 0% | 2017-02-26 01:00 | 2 | 26 | 1 | 2 | 26 | 1 | 8.655 | 12.5275 | 0 | 11.83 | 8.425 | 0
[48 empty] | 2017-03-29 03:00 | 3 | 29 | 3 | 0 | 0% | 2017-02-26 02:00 | 2 | 26 | 2 | 2 | 26 | 2 | 12.575 | 10.7625 | 0 | 9.84 | 13.6025 | 0
[48 empty] | 2017-03-29 04:00 | 3 | 29 | 4 | 0 | 0% | 2017-02-26 03:00 | 2 | 26 | 3 | 2 | 26 | 3 | 9.63 | 12.9025 | 0 | 12.255 | 9.425 | 0
[48 empty] | 2017-03-29 05:00 | 3 | 29 | 5 | 0 | 0% | 2017-02-26 04:00 | 2 | 26 | 4 | 2 | 26 | 4 | 12.6875 | 14.46 | 0 | 14.095 | 12.5775 | 0
[48 empty] | 2017-03-29 06:00 | 3 | 29 | 6 | 79.6687 | 8.047% | 2017-02-26 05:00 | 2 | 26 | 5 | 2 | 26 | 5 | 15.8975 | 15.8975 | 0 | 15.8975 | 15.8975 | 0
[48 empty] | 2017-03-29 07:00 | 3 | 29 | 7 | 252.9378 | 25.55% | 2017-02-26 06:00 | 2 | 26 | 6 | 2 | 26 | 6 | 15.07 | 15.105 | 0 | 15.105 | 15.035 | 0
[48 empty] | 2017-03-29 08:00 | 3 | 29 | 8 | 496.0688 | 50.11% | 2017-02-26 07:00 | 2 | 26 | 7 | 2 | 26 | 7 | 16.0175 | 16.15 | 0 | 16.1525 | 15.8875 | 0
[48 empty] | 2017-03-29 09:00 | 3 | 29 | 9 | 666.9402 | 67.37% | 2017-02-26 08:00 | 2 | 26 | 8 | 2 | 26 | 8 | 17.8625 | 17.9375 | 0 | 17.94 | 17.79 | 0
[48 empty] | 2017-03-29 10:00 | 3 | 29 | 10 | 736.8607 | 74.43% | 2017-02-26 09:00 | 2 | 26 | 9 | 2 | 26 | 9 | 18.365 | 19.0275 | 0 | 19.03 | 18.0775 | 0
[48 empty] | 2017-03-29 11:00 | 3 | 29 | 11 | 582.6049 | 58.85% | 2017-02-26 10:00 | 2 | 26 | 10 | 2 | 26 | 10 | 19.6075 | 20.1075 | 0 | 20.115 | 19.2075 | 0
[48 empty] | 2017-03-29 12:00 | 3 | 29 | 12 | 725.3205 | 73.26% | 2017-02-26 11:00 | 2 | 26 | 11 | 2 | 26 | 11 | 21.7775 | 22.135 | 0 | 22.14 | 21.4425 | 0
[48 empty] | 2017-03-29 13:00 | 3 | 29 | 13 | 941.9849 | 95.15% | 2017-02-26 12:00 | 2 | 26 | 12 | 2 | 26 | 12 | 22.925 | 23.2575 | 0 | 23.265 | 22.615 | 0
[48 empty] | 2017-03-29 14:00 | 3 | 29 | 14 | 937.997 | 94.75% | 2017-02-26 13:00 | 2 | 26 | 13 | 2 | 26 | 13 | 22.1525 | 22.1975 | 0 | 22.1975 | 22.1125 | 0
[48 empty] | 2017-03-29 15:00 | 3 | 29 | 15 | 894.7059 | 90.37% | 2017-02-26 14:00 | 2 | 26 | 14 | 2 | 26 | 14 | 21.8075 | 21.8075 | 0 | 21.8075 | 21.8075 | 0
[48 empty] | 2017-03-29 16:00 | 3 | 29 | 16 | 826.5813 | 83.49% | 2017-02-26 15:00 | 2 | 26 | 15 | 2 | 26 | 15 | 20.665 | 20.665 | 0 | 20.665 | 20.665 | 0
[48 empty] | 2017-03-29 17:00 | 3 | 29 | 17 | 226.9422 | 22.92% | 2017-02-26 16:00 | 2 | 26 | 16 | 2 | 26 | 16 | 20.69 | 20.69 | 0 | 20.69 | 20.69 | 0
[48 empty] | 2017-03-29 18:00 | 3 | 29 | 18 | 0 | 0% | 2017-02-26 17:00 | 2 | 26 | 17 | 2 | 26 | 17 | 24.1475 | 24.1475 | 0 | 24.1475 | 24.1475 | 0
[48 empty] | 2017-03-29 19:00 | 3 | 29 | 19 | 0 | 0% | 2017-02-26 18:00 | 2 | 26 | 18 | 2 | 26 | 18 | 141.165 | 141.2975 | 0 | 141.2975 | 141.2975 | 0
[48 empty] | 2017-03-29 20:00 | 3 | 29 | 20 | 0 | 0% | 2017-02-26 19:00 | 2 | 26 | 19 | 2 | 26 | 19 | 26.56 | 26.56 | 0 | 26.56 | 26.56 | 0
[48 empty] | 2017-03-29 21:00 | 3 | 29 | 21 | 0 | 0% | 2017-02-26 20:00 | 2 | 26 | 20 | 2 | 26 | 20 | 24.6125 | 24.6125 | 0 | 24.6125 | 24.6125 | 0
[48 empty] | 2017-03-29 22:00 | 3 | 29 | 22 | 0 | 0% | 2017-02-26 21:00 | 2 | 26 | 21 | 2 | 26 | 21 | 21.755 | 21.755 | 0 | 21.755 | 21.755 | 0
[48 empty] | 2017-03-29 23:00 | 3 | 29 | 23 | 0 | 0% | 2017-02-26 22:00 | 2 | 26 | 22 | 2 | 26 | 22 | 20.2975 | 20.2975 | 0 | 20.2975 | 20.2975 | 0
[48 empty] | 2017-03-30 | 3 | 30 | 0 | 0 | 0% | 2017-02-26 23:00 | 2 | 26 | 23 | 2 | 26 | 23 | 19.8425 | 19.8425 | 0 | 19.8425 | 19.8425 | 0
[48 empty] | 2017-03-30 01:00 | 3 | 30 | 1 | 0 | 0% | 2017-02-27 | 2 | 27 | 0 | 2 | 27 | 0 | 18.59 | 18.59 | 0 | 18.59 | 18.59 | 0
[48 empty] | 2017-03-30 02:00 | 3 | 30 | 2 | 0 | 0% | 2017-02-27 01:00 | 2 | 27 | 1 | 2 | 27 | 1 | 17.8075 | 17.8075 | 0 | 17.8075 | 17.8075 | 0
[48 empty] | 2017-03-30 03:00 | 3 | 30 | 3 | 0 | 0% | 2017-02-27 02:00 | 2 | 27 | 2 | 2 | 27 | 2 | 18.09 | 18.09 | 0 | 18.09 | 18.09 | 0
[48 empty] | 2017-03-30 04:00 | 3 | 30 | 4 | 0 | 0% | 2017-02-27 03:00 | 2 | 27 | 3 | 2 | 27 | 3 | 18.63 | 18.63 | 0 | 18.63 | 18.63 | 0
[48 empty] | 2017-03-30 05:00 | 3 | 30 | 5 | 0 | 0% | 2017-02-27 04:00 | 2 | 27 | 4 | 2 | 27 | 4 | 19.1425 | 19.1425 | 0 | 19.1425 | 19.1425 | 0
[48 empty] | 2017-03-30 06:00 | 3 | 30 | 6 | 216.6453 | 21.88% | 2017-02-27 05:00 | 2 | 27 | 5 | 2 | 27 | 5 | 19.995 | 19.995 | 0 | 19.995 | 19.995 | 0
[48 empty] | 2017-03-30 07:00 | 3 | 30 | 7 | 645.1184 | 65.16% | 2017-02-27 06:00 | 2 | 27 | 6 | 2 | 27 | 6 | 19.505 | 19.505 | 0 | 19.505 | 19.505 | 0
[48 empty] | 2017-03-30 08:00 | 3 | 30 | 8 | 388.1216 | 39.2% | 2017-02-27 07:00 | 2 | 27 | 7 | 2 | 27 | 7 | 19 | 19 | 0 | 19 | 19 | 0
[48 empty] | 2017-03-30 09:00 | 3 | 30 | 9 | 874.297 | 88.31% | 2017-02-27 08:00 | 2 | 27 | 8 | 2 | 27 | 8 | 20.1175 | 20.29 | 0 | 20.2875 | 20.2525 | 0
[48 empty] | 2017-03-30 10:00 | 3 | 30 | 10 | 923.3116 | 93.26% | 2017-02-27 09:00 | 2 | 27 | 9 | 2 | 27 | 9 | 16.27 | 21.5875 | 0 | 21.5225 | 20.155 | 0
[48 empty] | 2017-03-30 11:00 | 3 | 30 | 11 | 900.2051 | 90.93% | 2017-02-27 10:00 | 2 | 27 | 10 | 2 | 27 | 10 | 21.6125 | 20.4075 | 0 | 20.435 | 22.13 | 0
[48 empty] | 2017-03-30 12:00 | 3 | 30 | 12 | 928.4034 | 93.78% | 2017-02-27 11:00 | 2 | 27 | 11 | 2 | 27 | 11 | 25.1225 | 18.9875 | 0 | 19.0775 | 24.245 | 0
[48 empty] | 2017-03-30 13:00 | 3 | 30 | 13 | 948.3867 | 95.8% | 2017-02-27 12:00 | 2 | 27 | 12 | 2 | 27 | 12 | 21.83 | 17.655 | 0 | 17.715 | 21.2475 | 0
[48 empty] | 2017-03-30 14:00 | 3 | 30 | 14 | 556.163 | 56.18% | 2017-02-27 13:00 | 2 | 27 | 13 | 2 | 27 | 13 | 19.4525 | 15.175 | 0 | 15.2325 | 18.8675 | 0
[48 empty] | 2017-03-30 15:00 | 3 | 30 | 15 | 934.8599 | 94.43% | 2017-02-27 14:00 | 2 | 27 | 14 | 2 | 27 | 14 | 19.1575 | 11.6975 | 0 | 12.225 | 17.97 | 0
[48 empty] | 2017-03-30 16:00 | 3 | 30 | 16 | 549.7083 | 55.53% | 2017-02-27 15:00 | 2 | 27 | 15 | 2 | 27 | 15 | 16.6425 | 10.895 | 0 | 12.0925 | 15.43 | 0
[48 empty] | 2017-03-30 17:00 | 3 | 30 | 17 | 186.7579 | 18.86% | 2017-02-27 16:00 | 2 | 27 | 16 | 2 | 27 | 16 | 18.2225 | 14.4325 | 0 | 14.6225 | 17.6425 | 0
[48 empty] | 2017-03-30 18:00 | 3 | 30 | 18 | 0 | 0% | 2017-02-27 17:00 | 2 | 27 | 17 | 2 | 27 | 17 | 18.6675 | 17.55 | 0 | 17.57 | 18.7225 | 0
[48 empty] | 2017-03-30 19:00 | 3 | 30 | 19 | 0 | 0% | 2017-02-27 18:00 | 2 | 27 | 18 | 2 | 27 | 18 | 18.995 | 20.39 | 0 | 20.3825 | 19.945 | 0
[48 empty] | 2017-03-30 20:00 | 3 | 30 | 20 | 0 | 0% | 2017-02-27 19:00 | 2 | 27 | 19 | 2 | 27 | 19 | 18.575 | 20.5225 | 0 | 20.51 | 19.96 | 0
[48 empty] | 2017-03-30 21:00 | 3 | 30 | 21 | 0 | 0% | 2017-02-27 20:00 | 2 | 27 | 20 | 2 | 27 | 20 | 17.1525 | 19.515 | 0 | 19.5325 | 19.285 | 0
[48 empty] | 2017-03-30 22:00 | 3 | 30 | 22 | 0 | 0% | 2017-02-27 21:00 | 2 | 27 | 21 | 2 | 27 | 21 | 17.535 | 15.96 | 0 | 16.05 | 18.01 | 0
[48 empty] | 2017-03-30 23:00 | 3 | 30 | 23 | 0 | 0% | 2017-02-27 22:00 | 2 | 27 | 22 | 2 | 27 | 22 | 16.825 | 13.8375 | 0 | 13.9425 | 16.4125 | 0
[48 empty] | 2017-03-31 | 3 | 31 | 0 | 0 | 0% | 2017-02-27 23:00 | 2 | 27 | 23 | 2 | 27 | 23 | 16.1525 | 9.55 | 0 | 9.68 | 15.13 | 0
[48 empty] | 2017-03-31 01:00 | 3 | 31 | 1 | 0 | 0% | 2017-02-28 | 2 | 28 | 0 | 2 | 28 | 0 | 15.2675 | 13.0375 | 0 | 12.8375 | 14.11 | 0
[48 empty] | 2017-03-31 02:00 | 3 | 31 | 2 | 0 | 0% | 2017-02-28 01:00 | 2 | 28 | 1 | 2 | 28 | 1 | 13.355 | 9.8425 | 0 | 9.7775 | 12.255 | 0
[48 empty] | 2017-03-31 03:00 | 3 | 31 | 3 | 0 | 0% | 2017-02-28 02:00 | 2 | 28 | 2 | 2 | 28 | 2 | 9.795 | 8.74 | 0 | 8.685 | 9.3025 | 0
[48 empty] | 2017-03-31 04:00 | 3 | 31 | 4 | 0 | 0% | 2017-02-28 03:00 | 2 | 28 | 3 | 2 | 28 | 3 | 6.8925 | 8.6875 | 0 | 8.63 | 6.7625 | 0
[48 empty] | 2017-03-31 05:00 | 3 | 31 | 5 | 0 | 0% | 2017-02-28 04:00 | 2 | 28 | 4 | 2 | 28 | 4 | 10.9 | 8.95 | 0 | 8.9425 | 10.065 | 0
[48 empty] | 2017-03-31 06:00 | 3 | 31 | 6 | 285.0406 | 28.79% | 2017-02-28 05:00 | 2 | 28 | 5 | 2 | 28 | 5 | 15.655 | 12.695 | 0 | 12.7275 | 14.9925 | 0
[48 empty] | 2017-03-31 07:00 | 3 | 31 | 7 | 783.2405 | 79.12% | 2017-02-28 06:00 | 2 | 28 | 6 | 2 | 28 | 6 | 18.9325 | 15.6775 | 0 | 15.73 | 18.46 | 0
[48 empty] | 2017-03-31 08:00 | 3 | 31 | 8 | 863.0506 | 87.18% | 2017-02-28 07:00 | 2 | 28 | 7 | 2 | 28 | 7 | 16.87 | 14.8075 | 0 | 14.845 | 16.565 | 0
[48 empty] | 2017-03-31 09:00 | 3 | 31 | 9 | 340.6024 | 34.4% | 2017-02-28 08:00 | 2 | 28 | 8 | 2 | 28 | 8 | 17.06 | 17.005 | 0 | 17.005 | 17.0525 | 0
[48 empty] | 2017-03-31 10:00 | 3 | 31 | 10 | 353.2889 | 35.69% | 2017-02-28 09:00 | 2 | 28 | 9 | 2 | 28 | 9 | 23.4525 | 18.775 | 0 | 18.845 | 22.7825 | 0
[48 empty] | 2017-03-31 11:00 | 3 | 31 | 11 | 579.0331 | 58.49% | 2017-02-28 10:00 | 2 | 28 | 10 | 2 | 28 | 10 | 20.865 | 20.35 | 0 | 20.3875 | 22.1975 | 0
[48 empty] | 2017-03-31 12:00 | 3 | 31 | 12 | 281.3414 | 28.42% | 2017-02-28 11:00 | 2 | 28 | 11 | 2 | 28 | 11 | 26.215 | 20.8375 | 0 | 20.9925 | 29.3975 | 0
[48 empty] | 2017-03-31 13:00 | 3 | 31 | 13 | 314.4418 | 31.76% | 2017-02-28 12:00 | 2 | 28 | 12 | 2 | 28 | 12 | 19.195 | 19.1275 | 0 | 19.2175 | 23.84 | 0
[48 empty] | 2017-03-31 14:00 | 3 | 31 | 14 | 160.524 | 16.21% | 2017-02-28 13:00 | 2 | 28 | 13 | 2 | 28 | 13 | 19.4025 | 17.8175 | 0 | 17.9325 | 24.185 | 0
[48 empty] | 2017-03-31 15:00 | 3 | 31 | 15 | 93.3667 | 9.431% | 2017-02-28 14:00 | 2 | 28 | 14 | 2 | 28 | 14 | 19.905 | 18.495 | 0 | 18.5725 | 22.74 | 0
[48 empty] | 2017-03-31 16:00 | 3 | 31 | 16 | 60.2086 | 6.082% | 2017-02-28 15:00 | 2 | 28 | 15 | 2 | 28 | 15 | 19.27 | 19.24 | 0 | 19.2775 | 21.2475 | 0
[48 empty] | 2017-03-31 17:00 | 3 | 31 | 17 | 35.3183 | 3.568% | 2017-02-28 16:00 | 2 | 28 | 16 | 2 | 28 | 16 | 20.865 | 20.88 | 0 | 20.8975 | 21.7625 | 0
[48 empty] | 2017-03-31 18:00 | 3 | 31 | 18 | 0 | 0% | 2017-02-28 17:00 | 2 | 28 | 17 | 2 | 28 | 17 | 20.3575 | 19.1525 | 0 | 19.1725 | 20.19 | 0
[48 empty] | 2017-03-31 19:00 | 3 | 31 | 19 | 0 | 0% | 2017-02-28 18:00 | 2 | 28 | 18 | 2 | 28 | 18 | 20.4325 | 18.045 | 0 | 18.0975 | 20.325 | 0
[48 empty] | 2017-03-31 20:00 | 3 | 31 | 20 | 0 | 0% | 2017-02-28 19:00 | 2 | 28 | 19 | 2 | 28 | 19 | 18.585 | 17.0525 | 0 | 17.395 | 19.045 | 0
[48 empty] | 2017-03-31 21:00 | 3 | 31 | 21 | 0 | 0% | 2017-02-28 20:00 | 2 | 28 | 20 | 2 | 28 | 20 | 17.87 | 14.3575 | 0 | 14.8475 | 17.1125 | 0
[48 empty] | 2017-03-31 22:00 | 3 | 31 | 22 | 0 | 0% | 2017-02-28 21:00 | 2 | 28 | 21 | 2 | 28 | 21 | 15.9225 | 11.7425 | 0 | 12.915 | 14.71 | 0
[48 empty] | 2017-03-31 23:00 | 3 | 31 | 23 | 0 | 0% | 2017-02-28 22:00 | 2 | 28 | 22 | 2 | 28 | 22 | 14.99 | 15.175 | 0 | 16.5825 | 15.825 | 0
[48 empty] | 2017-04-01 | 4 | 1 | 0 | 0 | 0% | 2017-02-28 23:00 | 2 | 28 | 23 | 2 | 28 | 23 | 15.3225 | 13.2175 | 0 | 13.4975 | 14.895 | 0
[48 empty] | 2017-04-01 01:00 | 4 | 1 | 1 | 0 | 0% | 2017-03-01 | 3 | 1 | 0 | 3 | 1 | 0 | 14.0875 | 13.795 | 0 | 13.7975 | 14.0425 | 0
[48 empty] | 2017-04-01 02:00 | 4 | 1 | 2 | 0 | 0% | 2017-03-01 01:00 | 3 | 1 | 1 | 3 | 1 | 1 | 6.9575 | 6.9575 | 0 | 6.9575 | 6.9575 | 0
[48 empty] | 2017-04-01 03:00 | 4 | 1 | 3 | 0 | 0% | 2017-03-01 02:00 | 3 | 1 | 2 | 3 | 1 | 2 | -0.0325 | -0.0325 | 0 | -0.0325 | -0.0325 | 0
[48 empty] | 2017-04-01 04:00 | 4 | 1 | 4 | 0 | 0% | 2017-03-01 03:00 | 3 | 1 | 3 | 3 | 1 | 3 | 0.535 | -0.17 | 0 | -0.1625 | 0.435 | 0
[48 empty] | 2017-04-01 05:00 | 4 | 1 | 5 | 0 | 0% | 2017-03-01 04:00 | 3 | 1 | 4 | 3 | 1 | 4 | 7.22 | -1.655 | 0 | -1.5225 | 5.965 | 0
[48 empty] | 2017-04-01 06:00 | 4 | 1 | 6 | 332.7532 | 33.61% | 2017-03-01 05:00 | 3 | 1 | 5 | 3 | 1 | 5 | 9.9025 | 2.2 | 0 | 2.3175 | 8.8125 | 0
[48 empty] | 2017-04-01 07:00 | 4 | 1 | 7 | 926.6454 | 93.6% | 2017-03-01 06:00 | 3 | 1 | 6 | 3 | 1 | 6 | 15.23 | 11.31 | 0 | 11.375 | 14.6625 | 0
[48 empty] | 2017-04-01 08:00 | 4 | 1 | 8 | 990.0001 | 100% | 2017-03-01 07:00 | 3 | 1 | 7 | 3 | 1 | 7 | 15.6675 | 15.5625 | 0 | 15.585 | 15.2725 | 0
[48 empty] | 2017-04-01 09:00 | 4 | 1 | 9 | 990.0001 | 100% | 2017-03-01 08:00 | 3 | 1 | 8 | 3 | 1 | 8 | 16.2825 | 16.285 | 0 | 16.31 | 15.8525 | 0
[48 empty] | 2017-04-01 10:00 | 4 | 1 | 10 | 990.0001 | 100% | 2017-03-01 09:00 | 3 | 1 | 9 | 3 | 1 | 9 | 12.6325 | 3.9525 | 0 | 4.08 | 11.0775 | 0
[48 empty] | 2017-04-01 11:00 | 4 | 1 | 11 | 990.0001 | 100% | 2017-03-01 10:00 | 3 | 1 | 10 | 3 | 1 | 10 | 13.6375 | 4.625 | 0 | 4.77 | 12.88 | 0
[48 empty] | 2017-04-01 12:00 | 4 | 1 | 12 | 990.0001 | 100% | 2017-03-01 11:00 | 3 | 1 | 11 | 3 | 1 | 11 | 15.75 | 6.765 | 0 | 6.91 | 14.9525 | 0
[48 empty] | 2017-04-01 13:00 | 4 | 1 | 13 | 990.0001 | 100% | 2017-03-01 12:00 | 3 | 1 | 12 | 3 | 1 | 12 | 17.6475 | 11.1475 | 0 | 11.245 | 16.745 | 0
[48 empty] | 2017-04-01 14:00 | 4 | 1 | 14 | 990.0001 | 100% | 2017-03-01 13:00 | 3 | 1 | 13 | 3 | 1 | 13 | 18.085 | 15.84 | 0 | 15.8975 | 19.05 | 0
[48 empty] | 2017-04-01 15:00 | 4 | 1 | 15 | 965.6308 | 97.54% | 2017-03-01 14:00 | 3 | 1 | 14 | 3 | 1 | 14 | 18.09 | 17.585 | 0 | 17.6125 | 19.025 | 0
[48 empty] | 2017-04-01 16:00 | 4 | 1 | 16 | 821.8929 | 83.02% | 2017-03-01 15:00 | 3 | 1 | 15 | 3 | 1 | 15 | 18.5925 | 18.2225 | 0 | 18.2275 | 18.54 | 0
[48 empty] | 2017-04-01 17:00 | 4 | 1 | 17 | 247.3397 | 24.98% | 2017-03-01 16:00 | 3 | 1 | 16 | 3 | 1 | 16 | 18.16 | 18.16 | 0 | 18.16 | 18.16 | 0
[48 empty] | 2017-04-01 18:00 | 4 | 1 | 18 | 0 | 0% | 2017-03-01 17:00 | 3 | 1 | 17 | 3 | 1 | 17 | 18.0925 | 18.0925 | 0 | 18.0925 | 18.0925 | 0
[48 empty] | 2017-04-01 19:00 | 4 | 1 | 19 | 0 | 0% | 2017-03-01 18:00 | 3 | 1 | 18 | 3 | 1 | 18 | 19.1375 | 19.1375 | 0 | 19.1375 | 19.1375 | 0
[48 empty] | 2017-04-01 20:00 | 4 | 1 | 20 | 0 | 0% | 2017-03-01 19:00 | 3 | 1 | 19 | 3 | 1 | 19 | 20.02 | 20.02 | 0 | 20.02 | 20.02 | 0
[48 empty] | 2017-04-01 21:00 | 4 | 1 | 21 | 0 | 0% | 2017-03-01 20:00 | 3 | 1 | 20 | 3 | 1 | 20 | 19.1025 | 19.1025 | 0 | 19.1025 | 19.1025 | 0
[48 empty] | 2017-04-01 22:00 | 4 | 1 | 22 | 0 | 0% | 2017-03-01 21:00 | 3 | 1 | 21 | 3 | 1 | 21 | 18.1425 | 18.1425 | 0 | 18.1425 | 18.1425 | 0
[48 empty] | 2017-04-01 23:00 | 4 | 1 | 23 | 0 | 0% | 2017-03-01 22:00 | 3 | 1 | 22 | 3 | 1 | 22 | 17.505 | 17.505 | 0 | 17.505 | 17.505 | 0
[48 empty] | 2017-04-02 | 4 | 2 | 0 | 0 | 0% | 2017-03-01 23:00 | 3 | 1 | 23 | 3 | 1 | 23 | 15.075 | 15.3325 | 0 | 15.3325 | 15.3325 | 0
[48 empty] | 2017-04-02 01:00 | 4 | 2 | 1 | 0 | 0% | 2017-03-02 | 3 | 2 | 0 | 3 | 2 | 0 | 14.1525 | 14.765 | 0 | 14.7625 | 14.765 | 0
[48 empty] | 2017-04-02 02:00 | 4 | 2 | 2 | 0 | 0% | 2017-03-02 01:00 | 3 | 2 | 1 | 3 | 2 | 1 | 13.7075 | 14.4675 | 0 | 14.4675 | 14.48 | 0
[48 empty] | 2017-04-02 03:00 | 4 | 2 | 3 | 0 | 0% | 2017-03-02 02:00 | 3 | 2 | 2 | 3 | 2 | 2 | 13.7825 | 14.405 | 0 | 14.405 | 14.415 | 0
[48 empty] | 2017-04-02 04:00 | 4 | 2 | 4 | 0 | 0% | 2017-03-02 03:00 | 3 | 2 | 3 | 3 | 2 | 3 | 14.38 | 14.7075 | 0 | 14.7075 | 14.715 | 0
[48 empty] | 2017-04-02 05:00 | 4 | 2 | 5 | 0 | 0% | 2017-03-02 04:00 | 3 | 2 | 4 | 3 | 2 | 4 | 15.275 | 15.8175 | 0 | 15.8175 | 15.8275 | 0
[48 empty] | 2017-04-02 06:00 | 4 | 2 | 6 | 309.664 | 31.28% | 2017-03-02 05:00 | 3 | 2 | 5 | 3 | 2 | 5 | 17.59 | 18.3575 | 0 | 18.3625 | 18.4075 | 0
[48 empty] | 2017-04-02 07:00 | 4 | 2 | 7 | 453.5942 | 45.82% | 2017-03-02 06:00 | 3 | 2 | 6 | 3 | 2 | 6 | 19.9925 | 20.1175 | 0 | 20.1175 | 20.1225 | 0
[48 empty] | 2017-04-02 08:00 | 4 | 2 | 8 | 990.0001 | 100% | 2017-03-02 07:00 | 3 | 2 | 7 | 3 | 2 | 7 | 19.19 | 19.19 | 0 | 19.19 | 19.19 | 0
[48 empty] | 2017-04-02 09:00 | 4 | 2 | 9 | 973.4834 | 98.33% | 2017-03-02 08:00 | 3 | 2 | 8 | 3 | 2 | 8 | 18.2625 | 18.4175 | 0 | 18.6125 | 18.635 | 0
[48 empty] | 2017-04-02 10:00 | 4 | 2 | 10 | 990.0001 | 100% | 2017-03-02 09:00 | 3 | 2 | 9 | 3 | 2 | 9 | 17.8175 | 17.98 | 0 | 17.9825 | 17.8375 | 0
[48 empty] | 2017-04-02 11:00 | 4 | 2 | 11 | 990.0001 | 100% | 2017-03-02 10:00 | 3 | 2 | 10 | 3 | 2 | 10 | 16.9375 | 17.0675 | 0 | 17.07 | 16.9525 | 0
[48 empty] | 2017-04-02 12:00 | 4 | 2 | 12 | 990.0001 | 100% | 2017-03-02 11:00 | 3 | 2 | 11 | 3 | 2 | 11 | 17.785 | 17.785 | 0 | 17.785 | 17.785 | 0
[48 empty] | 2017-04-02 13:00 | 4 | 2 | 13 | 920.5194 | 92.98% | 2017-03-02 12:00 | 3 | 2 | 12 | 3 | 2 | 12 | 18.55 | 18.55 | 0 | 18.55 | 18.55 | 0
[48 empty] | 2017-04-02 14:00 | 4 | 2 | 14 | 737.1593 | 74.46% | 2017-03-02 13:00 | 3 | 2 | 13 | 3 | 2 | 13 | 19.0225 | 19.0225 | 0 | 19.0225 | 19.0225 | 0
[48 empty] | 2017-04-02 15:00 | 4 | 2 | 15 | 716.8153 | 72.41% | 2017-03-02 14:00 | 3 | 2 | 14 | 3 | 2 | 14 | 19.7425 | 19.7425 | 0 | 19.7425 | 19.7425 | 0
[48 empty] | 2017-04-02 16:00 | 4 | 2 | 16 | 599.3672 | 60.54% | 2017-03-02 15:00 | 3 | 2 | 15 | 3 | 2 | 15 | 19.79 | 19.79 | 0 | 19.79 | 19.79 | 0
[48 empty] | 2017-04-02 17:00 | 4 | 2 | 17 | 222.9031 | 22.52% | 2017-03-02 16:00 | 3 | 2 | 16 | 3 | 2 | 16 | 19.69 | 19.69 | 0 | 19.69 | 19.69 | 0
[48 empty] | 2017-04-02 18:00 | 4 | 2 | 18 | 0 | 0% | 2017-03-02 17:00 | 3 | 2 | 17 | 3 | 2 | 17 | 19.8175 | 19.8175 | 0 | 19.8175 | 19.8175 | 0
[48 empty] | 2017-04-02 19:00 | 4 | 2 | 19 | 0 | 0% | 2017-03-02 18:00 | 3 | 2 | 18 | 3 | 2 | 18 | 22.3325 | 22.3325 | 0 | 22.3325 | 22.3325 | 0
[48 empty] | 2017-04-02 20:00 | 4 | 2 | 20 | 0 | 0% | 2017-03-02 19:00 | 3 | 2 | 19 | 3 | 2 | 19 | 20.995 | 20.995 | 0 | 20.995 | 20.995 | 0
[48 empty] | 2017-04-02 21:00 | 4 | 2 | 21 | 0 | 0% | 2017-03-02 20:00 | 3 | 2 | 20 | 3 | 2 | 20 | 20.1225 | 20.1225 | 0 | 20.1225 | 20.1225 | 0
[48 empty] | 2017-04-02 22:00 | 4 | 2 | 22 | 0 | 0% | 2017-03-02 21:00 | 3 | 2 | 21 | 3 | 2 | 21 | 18.045 | 18.045 | 0 | 18.045 | 18.045 | 0
[48 empty] | 2017-04-02 23:00 | 4 | 2 | 23 | 0 | 0% | 2017-03-02 22:00 | 3 | 2 | 22 | 3 | 2 | 22 | 17.9925 | 17.9925 | 0 | 17.9925 | 17.9925 | 0
[48 empty] | 2017-04-03 | 4 | 3 | 0 | 0 | 0% | 2017-03-02 23:00 | 3 | 2 | 23 | 3 | 2 | 23 | 15.985 | 15.985 | 0 | 15.985 | 15.985 | 0
[48 empty] | 2017-04-03 01:00 | 4 | 3 | 1 | 0 | 0% | 2017-03-03 | 3 | 3 | 0 | 3 | 3 | 0 | 14.4975 | 14.4975 | 0 | 14.4975 | 14.4975 | 0
[48 empty] | 2017-04-03 02:00 | 4 | 3 | 2 | 0 | 0% | 2017-03-03 01:00 | 3 | 3 | 1 | 3 | 3 | 1 | 14.0425 | 14.0425 | 0 | 14.0425 | 14.0425 | 0
[48 empty] | 2017-04-03 03:00 | 4 | 3 | 3 | 0 | 0% | 2017-03-03 02:00 | 3 | 3 | 2 | 3 | 3 | 2 | 14.1175 | 14.1175 | 0 | 14.1175 | 14.1175 | 0
[48 empty] | 2017-04-03 04:00 | 4 | 3 | 4 | 0 | 0% | 2017-03-03 03:00 | 3 | 3 | 3 | 3 | 3 | 3 | 14.2075 | 14.2075 | 0 | 14.2075 | 14.2075 | 0
[48 empty] | 2017-04-03 05:00 | 4 | 3 | 5 | 0 | 0% | 2017-03-03 04:00 | 3 | 3 | 4 | 3 | 3 | 4 | 14.88 | 14.88 | 0 | 14.88 | 14.88 | 0
[48 empty] | 2017-04-03 06:00 | 4 | 3 | 6 | 363.5943 | 36.73% | 2017-03-03 05:00 | 3 | 3 | 5 | 3 | 3 | 5 | 16.025 | 16.025 | 0 | 16.025 | 16.025 | 0
[48 empty] | 2017-04-03 07:00 | 4 | 3 | 7 | 907.6408 | 91.68% | 2017-03-03 06:00 | 3 | 3 | 6 | 3 | 3 | 6 | 19.145 | 19.145 | 0 | 19.145 | 19.145 | 0
[48 empty] | 2017-04-03 08:00 | 4 | 3 | 8 | 990.0001 | 100% | 2017-03-03 07:00 | 3 | 3 | 7 | 3 | 3 | 7 | 18.125 | 18.125 | 0 | 18.125 | 18.125 | 0
[48 empty] | 2017-04-03 09:00 | 4 | 3 | 9 | 990.0001 | 100% | 2017-03-03 08:00 | 3 | 3 | 8 | 3 | 3 | 8 | 18.3075 | 19.2675 | 0 | 19.2675 | 19.795 | 0
[48 empty] | 2017-04-03 10:00 | 4 | 3 | 10 | 990.0001 | 100% | 2017-03-03 09:00 | 3 | 3 | 9 | 3 | 3 | 9 | 16.8075 | 18.74 | 0 | 18.745 | 19.83 | 0
[48 empty] | 2017-04-03 11:00 | 4 | 3 | 11 | 990.0001 | 100% | 2017-03-03 10:00 | 3 | 3 | 10 | 3 | 3 | 10 | 15.66 | 17.5325 | 0 | 17.5375 | 18.61 | 0
[48 empty] | 2017-04-03 12:00 | 4 | 3 | 12 | 986.4005 | 99.64% | 2017-03-03 11:00 | 3 | 3 | 11 | 3 | 3 | 11 | 14.8 | 16.9925 | 0 | 17 | 18.27 | 0
[48 empty] | 2017-04-03 13:00 | 4 | 3 | 13 | 990.0001 | 100% | 2017-03-03 12:00 | 3 | 3 | 12 | 3 | 3 | 12 | 15.0275 | 17.715 | 0 | 17.725 | 19.315 | 0
[48 empty] | 2017-04-03 14:00 | 4 | 3 | 14 | 990.0001 | 100% | 2017-03-03 13:00 | 3 | 3 | 13 | 3 | 3 | 13 | 14.415 | 17.9675 | 0 | 17.9775 | 20.1725 | 0
[48 empty] | 2017-04-03 15:00 | 4 | 3 | 15 | 990.0001 | 100% | 2017-03-03 14:00 | 3 | 3 | 14 | 3 | 3 | 14 | 14.2675 | 16.8625 | 0 | 16.8725 | 18.42 | 0
[48 empty] | 2017-04-03 16:00 | 4 | 3 | 16 | 880.0345 | 88.89% | 2017-03-03 15:00 | 3 | 3 | 15 | 3 | 3 | 15 | 13.665 | 16.6675 | 0 | 16.675 | 18.365 | 0
[48 empty] | 2017-04-03 17:00 | 4 | 3 | 17 | 266.6546 | 26.93% | 2017-03-03 16:00 | 3 | 3 | 16 | 3 | 3 | 16 | 11.5 | 17.4925 | 0 | 17.515 | 20.8475 | 0
[48 empty] | 2017-04-03 18:00 | 4 | 3 | 18 | 0 | 0% | 2017-03-03 17:00 | 3 | 3 | 17 | 3 | 3 | 17 | 10.7875 | 19.19 | 0 | 19.22 | 24.2975 | 0
[48 empty] | 2017-04-03 19:00 | 4 | 3 | 19 | 0 | 0% | 2017-03-03 18:00 | 3 | 3 | 18 | 3 | 3 | 18 | 12.62 | 25.1925 | 0 | 25.2375 | 32.5475 | 0
[48 empty] | 2017-04-03 20:00 | 4 | 3 | 20 | 0 | 0% | 2017-03-03 19:00 | 3 | 3 | 19 | 3 | 3 | 19 | 8.9275 | 20.495 | 0 | 20.5325 | 26.9875 | 0
[48 empty] | 2017-04-03 21:00 | 4 | 3 | 21 | 0 | 0% | 2017-03-03 20:00 | 3 | 3 | 20 | 3 | 3 | 20 | 14.755 | 17.2575 | 0 | 17.27 | 20.385 | 0
[48 empty] | 2017-04-03 22:00 | 4 | 3 | 22 | 0 | 0% | 2017-03-03 21:00 | 3 | 3 | 21 | 3 | 3 | 21 | 13.605 | 16.16 | 0 | 16.1675 | 17.82 | 0
[48 empty] | 2017-04-03 23:00 | 4 | 3 | 23 | 0 | 0% | 2017-03-03 22:00 | 3 | 3 | 22 | 3 | 3 | 22 | 10.785 | 12.165 | 0 | 12.02 | 13.51 | 0
[48 empty] | 2017-04-04 | 4 | 4 | 0 | 0 | 0% | 2017-03-03 23:00 | 3 | 3 | 23 | 3 | 3 | 23 | 9.965 | 13.0475 | 0 | 12.7825 | 11.2725 | 0
[48 empty] | 2017-04-04 01:00 | 4 | 4 | 1 | 0 | 0% | 2017-03-04 | 3 | 4 | 0 | 3 | 4 | 0 | 10.7775 | 14.765 | 0 | 14.4775 | 11.17 | 0
[48 empty] | 2017-04-04 02:00 | 4 | 4 | 2 | 0 | 0% | 2017-03-04 01:00 | 3 | 4 | 1 | 3 | 4 | 1 | 11.91 | 15.8525 | 0 | 15.645 | 12.9525 | 0
[48 empty] | 2017-04-04 03:00 | 4 | 4 | 3 | 0 | 0% | 2017-03-04 02:00 | 3 | 4 | 2 | 3 | 4 | 2 | 14.85 | 15.9225 | 0 | 15.925 | 16.515 | 0
[48 empty] | 2017-04-04 04:00 | 4 | 4 | 4 | 0 | 0% | 2017-03-04 03:00 | 3 | 4 | 3 | 3 | 4 | 3 | 15.9125 | 17.3575 | 0 | 17.36 | 18.1325 | 0
[48 empty] | 2017-04-04 05:00 | 4 | 4 | 5 | 0 | 0% | 2017-03-04 04:00 | 3 | 4 | 4 | 3 | 4 | 4 | 15.045 | 17.0625 | 0 | 17.07 | 18.1725 | 0
[48 empty] | 2017-04-04 06:00 | 4 | 4 | 6 | 367.1185 | 37.08% | 2017-03-04 05:00 | 3 | 4 | 5 | 3 | 4 | 5 | 13.105 | 15.5475 | 0 | 15.5575 | 16.8875 | 0
[48 empty] | 2017-04-04 07:00 | 4 | 4 | 7 | 833.023 | 84.14% | 2017-03-04 06:00 | 3 | 4 | 6 | 3 | 4 | 6 | 10.535 | 17.4825 | 0 | 17.505 | 21.2425 | 0
[48 empty] | 2017-04-04 08:00 | 4 | 4 | 8 | 759.7928 | 76.75% | 2017-03-04 07:00 | 3 | 4 | 7 | 3 | 4 | 7 | 10.9375 | 18.4925 | 0 | 18.515 | 22.4075 | 0
[48 empty] | 2017-04-04 09:00 | 4 | 4 | 9 | 881.6568 | 89.06% | 2017-03-04 08:00 | 3 | 4 | 8 | 3 | 4 | 8 | 15.2375 | 19.9425 | 0 | 19.96 | 22.2175 | 0
[48 empty] | 2017-04-04 10:00 | 4 | 4 | 10 | 990.0001 | 100% | 2017-03-04 09:00 | 3 | 4 | 9 | 3 | 4 | 9 | 16.4775 | 19.5575 | 0 | 19.5675 | 21.0325 | 0
[48 empty] | 2017-04-04 11:00 | 4 | 4 | 11 | 990.0001 | 100% | 2017-03-04 10:00 | 3 | 4 | 10 | 3 | 4 | 10 | 15.5325 | 18.45 | 0 | 18.46 | 19.88 | 0
[48 empty] | 2017-04-04 12:00 | 4 | 4 | 12 | 990.0001 | 100% | 2017-03-04 11:00 | 3 | 4 | 11 | 3 | 4 | 11 | 17.0375 | 18.315 | 0 | 18.3575 | 21.595 | 0
[48 empty] | 2017-04-04 13:00 | 4 | 4 | 13 | 990.0001 | 100% | 2017-03-04 12:00 | 3 | 4 | 12 | 3 | 4 | 12 | 15.7275 | 18.1875 | 0 | 18.2075 | 20.1075 | 0
[48 empty] | 2017-04-04 14:00 | 4 | 4 | 14 | 990.0001 | 100% | 2017-03-04 13:00 | 3 | 4 | 13 | 3 | 4 | 13 | 14.5575 | 17.3675 | 0 | 17.3775 | 18.74 | 0
[48 empty] | 2017-04-04 15:00 | 4 | 4 | 15 | 988.8861 | 99.89% | 2017-03-04 14:00 | 3 | 4 | 14 | 3 | 4 | 14 | 13.67 | 16.26 | 0 | 16.2675 | 17.51 | 0
[48 empty] | 2017-04-04 16:00 | 4 | 4 | 16 | 836.2691 | 84.47% | 2017-03-04 15:00 | 3 | 4 | 15 | 3 | 4 | 15 | 13.545 | 16.105 | 0 | 16.1125 | 17.2925 | 0
[48 empty] | 2017-04-04 17:00 | 4 | 4 | 17 | 276.1301 | 27.89% | 2017-03-04 16:00 | 3 | 4 | 16 | 3 | 4 | 16 | 13.545 | 17.7775 | 0 | 17.7925 | 19.7875 | 0
[48 empty] | 2017-04-04 18:00 | 4 | 4 | 18 | 0 | 0% | 2017-03-04 17:00 | 3 | 4 | 17 | 3 | 4 | 17 | 15.9875 | 18.0775 | 0 | 18.1025 | 20.24 | 0
[48 empty] | 2017-04-04 19:00 | 4 | 4 | 19 | 0 | 0% | 2017-03-04 18:00 | 3 | 4 | 18 | 3 | 4 | 18 | 49.2575 | 21.115 | 0 | 21.7075 | 51.65 | 0
[48 empty] | 2017-04-04 20:00 | 4 | 4 | 20 | 0 | 0% | 2017-03-04 19:00 | 3 | 4 | 19 | 3 | 4 | 19 | 22.535 | 18.7575 | 0 | 18.8325 | 24.07 | 0
[48 empty] | 2017-04-04 21:00 | 4 | 4 | 21 | 0 | 0% | 2017-03-04 20:00 | 3 | 4 | 20 | 3 | 4 | 20 | 19.895 | 18.1675 | 0 | 18.195 | 20.9575 | 0
[48 empty] | 2017-04-04 22:00 | 4 | 4 | 22 | 0 | 0% | 2017-03-04 21:00 | 3 | 4 | 21 | 3 | 4 | 21 | 19.465 | 16.375 | 0 | 16.4275 | 19.4275 | 0
[48 empty] | 2017-04-04 23:00 | 4 | 4 | 23 | 0 | 0% | 2017-03-04 22:00 | 3 | 4 | 22 | 3 | 4 | 22 | 14.2275 | 12.425 | 0 | 12.26 | 14.06 | 0
[48 empty] | 2017-04-05 | 4 | 5 | 0 | 0 | 0% | 2017-03-04 23:00 | 3 | 4 | 23 | 3 | 4 | 23 | 13.9525 | 14.5125 | 0 | 14.1075 | 13.6025 | 0
[48 empty] | 2017-04-05 01:00 | 4 | 5 | 1 | 0 | 0% | 2017-03-05 | 3 | 5 | 0 | 3 | 5 | 0 | 13.645 | 13.9875 | 0 | 13.5925 | 12.73 | 0
[48 empty] | 2017-04-05 02:00 | 4 | 5 | 2 | 0 | 0% | 2017-03-05 01:00 | 3 | 5 | 1 | 3 | 5 | 1 | 10.82 | 12.6 | 0 | 12.2875 | 10.2875 | 0
[48 empty] | 2017-04-05 03:00 | 4 | 5 | 3 | 0 | 0% | 2017-03-05 02:00 | 3 | 5 | 2 | 3 | 5 | 2 | 11.5775 | 14.7125 | 0 | 14.345 | 11.165 | 0
[48 empty] | 2017-04-05 04:00 | 4 | 5 | 4 | 0 | 0% | 2017-03-05 03:00 | 3 | 5 | 3 | 3 | 5 | 3 | 12.9 | 15.1975 | 0 | 14.84 | 12.4225 | 0
[48 empty] | 2017-04-05 05:00 | 4 | 5 | 5 | 0 | 0% | 2017-03-05 04:00 | 3 | 5 | 4 | 3 | 5 | 4 | 13.2775 | 16.2875 | 0 | 15.985 | 13.02 | 0
[48 empty] | 2017-04-05 06:00 | 4 | 5 | 6 | 84.1799 | 8.503% | 2017-03-05 05:00 | 3 | 5 | 5 | 3 | 5 | 5 | 17.47 | 17.755 | 0 | 17.7275 | 17.49 | 0
[48 empty] | 2017-04-05 07:00 | 4 | 5 | 7 | 217.7664 | 22% | 2017-03-05 06:00 | 3 | 5 | 6 | 3 | 5 | 6 | 16.08 | 17.9825 | 0 | 17.99 | 19.0475 | 0
[48 empty] | 2017-04-05 08:00 | 4 | 5 | 8 | 311.6987 | 31.48% | 2017-03-05 07:00 | 3 | 5 | 7 | 3 | 5 | 7 | 18.4775 | 18.86 | 0 | 18.86 | 19.07 | 0
[48 empty] | 2017-04-05 09:00 | 4 | 5 | 9 | 568.6079 | 57.44% | 2017-03-05 08:00 | 3 | 5 | 8 | 3 | 5 | 8 | 19.465 | 19.5325 | 0 | 19.5325 | 19.57 | 0
[48 empty] | 2017-04-05 10:00 | 4 | 5 | 10 | 813.1907 | 82.14% | 2017-03-05 09:00 | 3 | 5 | 9 | 3 | 5 | 9 | 20.4275 | 19.7225 | 0 | 19.735 | 20.315 | 0
[48 empty] | 2017-04-05 11:00 | 4 | 5 | 11 | 378.831 | 38.27% | 2017-03-05 10:00 | 3 | 5 | 10 | 3 | 5 | 10 | 21.805 | 21.4775 | 0 | 21.4825 | 21.75 | 0
[48 empty] | 2017-04-05 12:00 | 4 | 5 | 12 | 781.0125 | 78.89% | 2017-03-05 11:00 | 3 | 5 | 11 | 3 | 5 | 11 | 80.2175 | 82.2 | 0 | 82.205 | 83.2525 | 0
[48 empty] | 2017-04-05 13:00 | 4 | 5 | 13 | 302.687 | 30.57% | 2017-03-05 12:00 | 3 | 5 | 12 | 3 | 5 | 12 | 25.5425 | 26.6225 | 0 | 26.625 | 27.2 | 0
[48 empty] | 2017-04-05 14:00 | 4 | 5 | 14 | 624.1255 | 63.04% | 2017-03-05 13:00 | 3 | 5 | 13 | 3 | 5 | 13 | 27.1425 | 30.61 | 0 | 30.615 | 32.4225 | 0
[48 empty] | 2017-04-05 15:00 | 4 | 5 | 15 | 252.0866 | 25.46% | 2017-03-05 14:00 | 3 | 5 | 14 | 3 | 5 | 14 | 19.79 | 22.7425 | 0 | 22.7625 | 25.2825 | 0
[48 empty] | 2017-04-05 16:00 | 4 | 5 | 16 | 795.6062 | 80.36% | 2017-03-05 15:00 | 3 | 5 | 15 | 3 | 5 | 15 | 18.2975 | 19.8675 | 0 | 19.92 | 24.2 | 0
[48 empty] | 2017-04-05 17:00 | 4 | 5 | 17 | 282.6293 | 28.55% | 2017-03-05 16:00 | 3 | 5 | 16 | 3 | 5 | 16 | 18.1 | 18.985 | 0 | 19.04 | 23.1825 | 0
[48 empty] | 2017-04-05 18:00 | 4 | 5 | 18 | 0 | 0% | 2017-03-05 17:00 | 3 | 5 | 17 | 3 | 5 | 17 | 17.77 | 18.5825 | 0 | 18.65 | 23.695 | 0
[48 empty] | 2017-04-05 19:00 | 4 | 5 | 19 | 0 | 0% | 2017-03-05 18:00 | 3 | 5 | 18 | 3 | 5 | 18 | 44.62 | 21.7375 | 0 | 22.3125 | 56.2875 | 0
[48 empty] | 2017-04-05 20:00 | 4 | 5 | 20 | 0 | 0% | 2017-03-05 19:00 | 3 | 5 | 19 | 3 | 5 | 19 | 17.5575 | 18.8125 | 0 | 18.9225 | 27.7725 | 0
[48 empty] | 2017-04-05 21:00 | 4 | 5 | 21 | 0 | 0% | 2017-03-05 20:00 | 3 | 5 | 20 | 3 | 5 | 20 | 18.055 | 17.115 | 0 | 17.2025 | 25.3625 | 0
[48 empty] | 2017-04-05 22:00 | 4 | 5 | 22 | 0 | 0% | 2017-03-05 21:00 | 3 | 5 | 21 | 3 | 5 | 21 | 14.1025 | 13.3575 | 0 | 13.29 | 19.2025 | 0
[48 empty] | 2017-04-05 23:00 | 4 | 5 | 23 | 0 | 0% | 2017-03-05 22:00 | 3 | 5 | 22 | 3 | 5 | 22 | 11.345 | 9.615 | 0 | 9.335 | 13.97 | 0
[48 empty] | 2017-04-06 | 4 | 6 | 0 | 0 | 0% | 2017-03-05 23:00 | 3 | 5 | 23 | 3 | 5 | 23 | 9.6575 | 13.275 | 0 | 12.945 | 12.7475 | 0
[48 empty] | 2017-04-06 01:00 | 4 | 6 | 1 | 0 | 0% | 2017-03-06 | 3 | 6 | 0 | 3 | 6 | 0 | 8.9625 | 13.765 | 0 | 13.535 | 12.08 | 0
[48 empty] | 2017-04-06 02:00 | 4 | 6 | 2 | 0 | 0% | 2017-03-06 01:00 | 3 | 6 | 1 | 3 | 6 | 1 | 7.2 | 12.19 | 0 | 12.06 | 12.6125 | 0
[48 empty] | 2017-04-06 03:00 | 4 | 6 | 3 | 0 | 0% | 2017-03-06 02:00 | 3 | 6 | 2 | 3 | 6 | 2 | 4.15 | 9.7925 | 0 | 9.7025 | 8.9625 | 0
[48 empty] | 2017-04-06 04:00 | 4 | 6 | 4 | 0 | 0% | 2017-03-06 03:00 | 3 | 6 | 3 | 3 | 6 | 3 | 4.2075 | 9.635 | 0 | 9.5825 | 9.6675 | 0
[48 empty] | 2017-04-06 05:00 | 4 | 6 | 5 | 0 | 0% | 2017-03-06 04:00 | 3 | 6 | 4 | 3 | 6 | 4 | 4.17 | 9.5675 | 0 | 9.58 | 11.24 | 0
[48 empty] | 2017-04-06 06:00 | 4 | 6 | 6 | 114.8351 | 11.6% | 2017-03-06 05:00 | 3 | 6 | 5 | 3 | 6 | 5 | 6.8075 | 8.0825 | 0 | 8.115 | 14.6375 | 0
[48 empty] | 2017-04-06 07:00 | 4 | 6 | 7 | 56.9081 | 5.748% | 2017-03-06 06:00 | 3 | 6 | 6 | 3 | 6 | 6 | 8.9625 | 15.7325 | 0 | 15.5725 | 19.6075 | 0
[48 empty] | 2017-04-06 08:00 | 4 | 6 | 8 | 111.4124 | 11.25% | 2017-03-06 07:00 | 3 | 6 | 7 | 3 | 6 | 7 | 11.715 | 15.8925 | 0 | 15.7125 | 14.8675 | 0
[48 empty] | 2017-04-06 09:00 | 4 | 6 | 9 | 116.9242 | 11.81% | 2017-03-06 08:00 | 3 | 6 | 8 | 3 | 6 | 8 | 10.755 | 15.17 | 0 | 15.1375 | 15.285 | 0
[48 empty] | 2017-04-06 10:00 | 4 | 6 | 10 | 163.3227 | 16.5% | 2017-03-06 09:00 | 3 | 6 | 9 | 3 | 6 | 9 | 8.355 | 13.5625 | 0 | 13.555 | 17.45 | 0
[48 empty] | 2017-04-06 11:00 | 4 | 6 | 11 | 221.8488 | 22.41% | 2017-03-06 10:00 | 3 | 6 | 10 | 3 | 6 | 10 | 10.2525 | 12.1625 | 0 | 12.185 | 16.755 | 0
[48 empty] | 2017-04-06 12:00 | 4 | 6 | 12 | 215.3437 | 21.75% | 2017-03-06 11:00 | 3 | 6 | 11 | 3 | 6 | 11 | 10.4775 | 14.8075 | 0 | 14.8825 | 23.2025 | 0
[48 empty] | 2017-04-06 13:00 | 4 | 6 | 13 | 163.2547 | 16.49% | 2017-03-06 12:00 | 3 | 6 | 12 | 3 | 6 | 12 | 9.9125 | 13.2625 | 0 | 14.26 | 21.51 | 0
[48 empty] | 2017-04-06 14:00 | 4 | 6 | 14 | 262.0576 | 26.47% | 2017-03-06 13:00 | 3 | 6 | 13 | 3 | 6 | 13 | 11.3975 | 15.62 | 0 | 17.1325 | 22.1025 | 0
[48 empty] | 2017-04-06 15:00 | 4 | 6 | 15 | 219.259 | 22.15% | 2017-03-06 14:00 | 3 | 6 | 14 | 3 | 6 | 14 | 17.8 | 19.5525 | 0 | 19.7425 | 34.8175 | 0
[48 empty] | 2017-04-06 16:00 | 4 | 6 | 16 | 141.9077 | 14.33% | 2017-03-06 15:00 | 3 | 6 | 15 | 3 | 6 | 15 | 13.49 | 17.8575 | 0 | 17.9275 | 25.7825 | 0
[48 empty] | 2017-04-06 17:00 | 4 | 6 | 17 | 73.832 | 7.458% | 2017-03-06 16:00 | 3 | 6 | 16 | 3 | 6 | 16 | 15.08 | 18.5725 | 0 | 18.62 | 23.64 | 0
[48 empty] | 2017-04-06 18:00 | 4 | 6 | 18 | 0 | 0% | 2017-03-06 17:00 | 3 | 6 | 17 | 3 | 6 | 17 | 14.145 | 19.215 | 0 | 19.27 | 25.0075 | 0
[48 empty] | 2017-04-06 19:00 | 4 | 6 | 19 | 0 | 0% | 2017-03-06 18:00 | 3 | 6 | 18 | 3 | 6 | 18 | 26.4225 | 24.6025 | 0 | 24.85 | 40.0125 | 0
[48 empty] | 2017-04-06 20:00 | 4 | 6 | 20 | 0 | 0% | 2017-03-06 19:00 | 3 | 6 | 19 | 3 | 6 | 19 | 18.6225 | 21.36 | 0 | 21.4875 | 30.0625 | 0
[48 empty] | 2017-04-06 21:00 | 4 | 6 | 21 | 0 | 0% | 2017-03-06 20:00 | 3 | 6 | 20 | 3 | 6 | 20 | 13.695 | 19.6325 | 0 | 19.725 | 27.4425 | 0
[48 empty] | 2017-04-06 22:00 | 4 | 6 | 22 | 0 | 0% | 2017-03-06 21:00 | 3 | 6 | 21 | 3 | 6 | 21 | 12.605 | 19.2975 | 0 | 19.35 | 25.09 | 0
[48 empty] | 2017-04-06 23:00 | 4 | 6 | 23 | 0 | 0% | 2017-03-06 22:00 | 3 | 6 | 22 | 3 | 6 | 22 | 11.01 | 17.0525 | 0 | 17.0625 | 19.775 | 0
[48 empty] | 2017-04-07 | 4 | 7 | 0 | 0 | 0% | 2017-03-06 23:00 | 3 | 6 | 23 | 3 | 6 | 23 | 11.4425 | 17.06 | 0 | 17.0825 | 20.4125 | 0
[48 empty] | 2017-04-07 01:00 | 4 | 7 | 1 | 0 | 0% | 2017-03-07 | 3 | 7 | 0 | 3 | 7 | 0 | 11.065 | 19.0725 | 0 | 19.0975 | 23.3175 | 0
[48 empty] | 2017-04-07 02:00 | 4 | 7 | 2 | 0 | 0% | 2017-03-07 01:00 | 3 | 7 | 1 | 3 | 7 | 1 | 12.645 | 21.6525 | 0 | 21.675 | 26.7875 | 0
[48 empty] | 2017-04-07 03:00 | 4 | 7 | 3 | 0 | 0% | 2017-03-07 02:00 | 3 | 7 | 2 | 3 | 7 | 2 | 9.1725 | 18.0425 | 0 | 18.065 | 23.12 | 0
[48 empty] | 2017-04-07 04:00 | 4 | 7 | 4 | 0 | 0% | 2017-03-07 03:00 | 3 | 7 | 3 | 3 | 7 | 3 | 6.5 | 14.74 | 0 | 14.7625 | 19.36 | 0
[48 empty] | 2017-04-07 05:00 | 4 | 7 | 5 | 0 | 0% | 2017-03-07 04:00 | 3 | 7 | 4 | 3 | 7 | 4 | 5.1275 | 11.0125 | 0 | 11.0675 | 16.9925 | 0
[48 empty] | 2017-04-07 06:00 | 4 | 7 | 6 | 152.3496 | 15.39% | 2017-03-07 05:00 | 3 | 7 | 5 | 3 | 7 | 5 | 8.835 | 7.1 | 0 | 7.205 | 13.45 | 0
[48 empty] | 2017-04-07 07:00 | 4 | 7 | 7 | 104.2979 | 10.54% | 2017-03-07 06:00 | 3 | 7 | 6 | 3 | 7 | 6 | 13.0375 | 15.8425 | 0 | 15.88 | 18.75 | 0
[48 empty] | 2017-04-07 08:00 | 4 | 7 | 8 | 83.7072 | 8.455% | 2017-03-07 07:00 | 3 | 7 | 7 | 3 | 7 | 7 | 13.73 | 17.7075 | 0 | 17.7225 | 19.135 | 0
[48 empty] | 2017-04-07 09:00 | 4 | 7 | 9 | 116.5135 | 11.77% | 2017-03-07 08:00 | 3 | 7 | 8 | 3 | 7 | 8 | 12.07 | 18.41 | 0 | 18.4225 | 21.68 | 0
[48 empty] | 2017-04-07 10:00 | 4 | 7 | 10 | 559.261 | 56.49% | 2017-03-07 09:00 | 3 | 7 | 9 | 3 | 7 | 9 | 13.29 | 16.1025 | 0 | 16.1875 | 21.795 | 0
[48 empty] | 2017-04-07 11:00 | 4 | 7 | 11 | 990.0001 | 100% | 2017-03-07 10:00 | 3 | 7 | 10 | 3 | 7 | 10 | 12.8625 | 17.67 | 0 | 17.8 | 26.325 | 0
[48 empty] | 2017-04-07 12:00 | 4 | 7 | 12 | 990.0001 | 100% | 2017-03-07 11:00 | 3 | 7 | 11 | 3 | 7 | 11 | 15.315 | 19.765 | 0 | 19.8125 | 25.8275 | 0
[48 empty] | 2017-04-07 13:00 | 4 | 7 | 13 | 990.0001 | 100% | 2017-03-07 12:00 | 3 | 7 | 12 | 3 | 7 | 12 | 25.2475 | 20.505 | 0 | 20.56 | 24.735 | 0
[48 empty] | 2017-04-07 14:00 | 4 | 7 | 14 | 990.0001 | 100% | 2017-03-07 13:00 | 3 | 7 | 13 | 3 | 7 | 13 | 43.255 | 23.0425 | 0 | 23.1275 | 23.4025 | 0
[48 empty] | 2017-04-07 15:00 | 4 | 7 | 15 | 86.4664 | 8.734% | 2017-03-07 14:00 | 3 | 7 | 14 | 3 | 7 | 14 | 23.6125 | 23.83 | 0 | 23.8325 | 23.9625 | 0
[48 empty] | 2017-04-07 16:00 | 4 | 7 | 16 | 505.9158 | 51.1% | 2017-03-07 15:00 | 3 | 7 | 15 | 3 | 7 | 15 | 22.4475 | 23.6 | 0 | 23.6025 | 24.2975 | 0
[48 empty] | 2017-04-07 17:00 | 4 | 7 | 17 | 250.5692 | 25.31% | 2017-03-07 16:00 | 3 | 7 | 16 | 3 | 7 | 16 | 21.35 | 22.7525 | 0 | 22.755 | 23.65 | 0
[48 empty] | 2017-04-07 18:00 | 4 | 7 | 18 | 0 | 0% | 2017-03-07 17:00 | 3 | 7 | 17 | 3 | 7 | 17 | 20.4725 | 21.625 | 0 | 21.625 | 22.3 | 0
[48 empty] | 2017-04-07 19:00 | 4 | 7 | 19 | 0 | 0% | 2017-03-07 18:00 | 3 | 7 | 18 | 3 | 7 | 18 | 20.125 | 23.07 | 0 | 23.08 | 24.7225 | 0
[48 empty] | 2017-04-07 20:00 | 4 | 7 | 20 | 0 | 0% | 2017-03-07 19:00 | 3 | 7 | 19 | 3 | 7 | 19 | 19.565 | 21.7525 | 0 | 21.7575 | 22.9175 | 0
[48 empty] | 2017-04-07 21:00 | 4 | 7 | 21 | 0 | 0% | 2017-03-07 20:00 | 3 | 7 | 20 | 3 | 7 | 20 | 19.5375 | 20.6575 | 0 | 20.66 | 21.2525 | 0
[48 empty] | 2017-04-07 22:00 | 4 | 7 | 22 | 0 | 0% | 2017-03-07 21:00 | 3 | 7 | 21 | 3 | 7 | 21 | 18.2425 | 19.3125 | 0 | 19.3125 | 19.895 | 0
[48 empty] | 2017-04-07 23:00 | 4 | 7 | 23 | 0 | 0% | 2017-03-07 22:00 | 3 | 7 | 22 | 3 | 7 | 22 | 18.43 | 18.7475 | 0 | 18.75 | 18.9275 | 0
[48 empty] | 2017-04-08 | 4 | 8 | 0 | 0 | 0% | 2017-03-07 23:00 | 3 | 7 | 23 | 3 | 7 | 23 | 16.9425 | 16.9425 | 0 | 16.9425 | 16.9425 | 0
[48 empty] | 2017-04-08 01:00 | 4 | 8 | 1 | 0 | 0% | 2017-03-08 | 3 | 8 | 0 | 3 | 8 | 0 | 16.9675 | 17.5875 | 0 | 17.59 | 18.02 | 0
[48 empty] | 2017-04-08 02:00 | 4 | 8 | 2 | 0 | 0% | 2017-03-08 01:00 | 3 | 8 | 1 | 3 | 8 | 1 | 14.7325 | 15.48 | 0 | 15.48 | 15.9925 | 0
[48 empty] | 2017-04-08 03:00 | 4 | 8 | 3 | 0 | 0% | 2017-03-08 02:00 | 3 | 8 | 2 | 3 | 8 | 2 | 12.2175 | 14.6525 | 0 | 14.665 | 16.3525 | 0
[48 empty] | 2017-04-08 04:00 | 4 | 8 | 4 | 0 | 0% | 2017-03-08 03:00 | 3 | 8 | 3 | 3 | 8 | 3 | 12.55 | 14.9275 | 0 | 14.94 | 16.6175 | 0
[48 empty] | 2017-04-08 05:00 | 4 | 8 | 5 | 0 | 0% | 2017-03-08 04:00 | 3 | 8 | 4 | 3 | 8 | 4 | 15.345 | 17.37 | 0 | 17.3775 | 18.685 | 0
[48 empty] | 2017-04-08 06:00 | 4 | 8 | 6 | 438.4872 | 44.29% | 2017-03-08 05:00 | 3 | 8 | 5 | 3 | 8 | 5 | 16.5775 | 19.1875 | 0 | 19.2025 | 20.94 | 0
[48 empty] | 2017-04-08 07:00 | 4 | 8 | 7 | 975.758 | 98.56% | 2017-03-08 06:00 | 3 | 8 | 6 | 3 | 8 | 6 | 18.515 | 18.795 | 0 | 18.8 | 19.25 | 0
[48 empty] | 2017-04-08 08:00 | 4 | 8 | 8 | 990.0001 | 100% | 2017-03-08 07:00 | 3 | 8 | 7 | 3 | 8 | 7 | 18.2825 | 18.3275 | 0 | 18.33 | 18.365 | 0
[48 empty] | 2017-04-08 09:00 | 4 | 8 | 9 | 990.0001 | 100% | 2017-03-08 08:00 | 3 | 8 | 8 | 3 | 8 | 8 | 18.1225 | 18.1225 | 0 | 18.1225 | 18.1225 | 0
[48 empty] | 2017-04-08 10:00 | 4 | 8 | 10 | 990.0001 | 100% | 2017-03-08 09:00 | 3 | 8 | 9 | 3 | 8 | 9 | 18.465 | 18.4575 | 0 | 18.455 | 17.9825 | 0
[48 empty] | 2017-04-08 11:00 | 4 | 8 | 11 | 913.8417 | 92.31% | 2017-03-08 10:00 | 3 | 8 | 10 | 3 | 8 | 10 | 20.2025 | 17.315 | 0 | 17.245 | 19.655 | 0
[48 empty] | 2017-04-08 12:00 | 4 | 8 | 12 | 990.0001 | 100% | 2017-03-08 11:00 | 3 | 8 | 11 | 3 | 8 | 11 | 21.8375 | 18.8575 | 0 | 18.81 | 16.6675 | 0
[48 empty] | 2017-04-08 13:00 | 4 | 8 | 13 | 935.0324 | 94.45% | 2017-03-08 12:00 | 3 | 8 | 12 | 3 | 8 | 12 | 18.8075 | 18.8475 | 0 | 18.85 | 19.355 | 0
[48 empty] | 2017-04-08 14:00 | 4 | 8 | 14 | 990.0001 | 100% | 2017-03-08 13:00 | 3 | 8 | 13 | 3 | 8 | 13 | 19.275 | 19.99 | 0 | 19.9975 | 20.58 | 0
[48 empty] | 2017-04-08 15:00 | 4 | 8 | 15 | 990.0001 | 100% | 2017-03-08 14:00 | 3 | 8 | 14 | 3 | 8 | 14 | 19.0975 | 19.8025 | 0 | 19.8075 | 20.5775 | 0
[48 empty] | 2017-04-08 16:00 | 4 | 8 | 16 | 851.7722 | 86.04% | 2017-03-08 15:00 | 3 | 8 | 15 | 3 | 8 | 15 | 18.7575 | 19.98 | 0 | 19.985 | 21.035 | 0
[48 empty] | 2017-04-08 17:00 | 4 | 8 | 17 | 299.8698 | 30.29% | 2017-03-08 16:00 | 3 | 8 | 16 | 3 | 8 | 16 | 19.01 | 20.8975 | 0 | 20.9075 | 22.5075 | 0
[48 empty] | 2017-04-08 18:00 | 4 | 8 | 18 | 0 | 0% | 2017-03-08 17:00 | 3 | 8 | 17 | 3 | 8 | 17 | 27.51 | 31.8325 | 0 | 31.8525 | 35.39 | 0
[48 empty] | 2017-04-08 19:00 | 4 | 8 | 19 | 0 | 0% | 2017-03-08 18:00 | 3 | 8 | 18 | 3 | 8 | 18 | 39.745 | 49.9975 | 0 | 50.0475 | 58.3 | 0
[48 empty] | 2017-04-08 20:00 | 4 | 8 | 20 | 0 | 0% | 2017-03-08 19:00 | 3 | 8 | 19 | 3 | 8 | 19 | 16.0575 | 21.0575 | 0 | 21.0825 | 24.34 | 0
[48 empty] | 2017-04-08 21:00 | 4 | 8 | 21 | 0 | 0% | 2017-03-08 20:00 | 3 | 8 | 20 | 3 | 8 | 20 | 15.385 | 18.7025 | 0 | 18.7375 | 22.54 | 0
[48 empty] | 2017-04-08 22:00 | 4 | 8 | 22 | 0 | 0% | 2017-03-08 21:00 | 3 | 8 | 21 | 3 | 8 | 21 | 14.245 | 17.4325 | 0 | 17.26 | 19.185 | 0
[48 empty] | 2017-04-08 23:00 | 4 | 8 | 23 | 0 | 0% | 2017-03-08 22:00 | 3 | 8 | 22 | 3 | 8 | 22 | 13.0425 | 15.705 | 0 | 15.4425 | 16.3625 | 0
[48 empty] | 2017-04-09 | 4 | 9 | 0 | 0 | 0% | 2017-03-08 23:00 | 3 | 8 | 23 | 3 | 8 | 23 | 11.67 | 13.8675 | 0 | 13.6825 | 14.1325 | 0
[48 empty] | 2017-04-09 01:00 | 4 | 9 | 1 | 0 | 0% | 2017-03-09 | 3 | 9 | 0 | 3 | 9 | 0 | 11.6075 | 13.7075 | 0 | 13.4675 | 13.755 | 0
[48 empty] | 2017-04-09 02:00 | 4 | 9 | 2 | 0 | 0% | 2017-03-09 01:00 | 3 | 9 | 1 | 3 | 9 | 1 | 11.7875 | 13.8975 | 0 | 13.6975 | 13.245 | 0
[48 empty] | 2017-04-09 03:00 | 4 | 9 | 3 | 0 | 0% | 2017-03-09 02:00 | 3 | 9 | 2 | 3 | 9 | 2 | 8.175 | 13.7275 | 0 | 13.5975 | 15.585 | 0
[48 empty] | 2017-04-09 04:00 | 4 | 9 | 4 | 0 | 0% | 2017-03-09 03:00 | 3 | 9 | 3 | 3 | 9 | 3 | 12.965 | 14.165 | 0 | 14.05 | 12.685 | 0
[48 empty] | 2017-04-09 05:00 | 4 | 9 | 5 | 0 | 0% | 2017-03-09 04:00 | 3 | 9 | 4 | 3 | 9 | 4 | 11.725 | 7.0925 | 0 | 7.1775 | 12.0275 | 0
[48 empty] | 2017-04-09 06:00 | 4 | 9 | 6 | 292.5716 | 29.55% | 2017-03-09 05:00 | 3 | 9 | 5 | 3 | 9 | 5 | 12.245 | 14.1925 | 0 | 14.2925 | 22.31 | 0
[48 empty] | 2017-04-09 07:00 | 4 | 9 | 7 | 122.6711 | 12.39% | 2017-03-09 06:00 | 3 | 9 | 6 | 3 | 9 | 6 | 16.3375 | 18.2675 | 0 | 18.3375 | 21.8125 | 0
[48 empty] | 2017-04-09 08:00 | 4 | 9 | 8 | 104.8437 | 10.59% | 2017-03-09 07:00 | 3 | 9 | 7 | 3 | 9 | 7 | 18.985 | 18.5925 | 0 | 18.605 | 19.0125 | 0
[48 empty] | 2017-04-09 09:00 | 4 | 9 | 9 | 138.2459 | 13.96% | 2017-03-09 08:00 | 3 | 9 | 8 | 3 | 9 | 8 | 20.145 | 19.745 | 0 | 19.7525 | 20.085 | 0
[48 empty] | 2017-04-09 10:00 | 4 | 9 | 10 | 219.4486 | 22.17% | 2017-03-09 09:00 | 3 | 9 | 9 | 3 | 9 | 9 | 18.1825 | 19.85 | 0 | 19.86 | 21.0725 | 0
[48 empty] | 2017-04-09 11:00 | 4 | 9 | 11 | 551.5811 | 55.72% | 2017-03-09 10:00 | 3 | 9 | 10 | 3 | 9 | 10 | 21.42 | 27.4525 | 0 | 27.48 | 31.015 | 0
[48 empty] | 2017-04-09 12:00 | 4 | 9 | 12 | 990.0001 | 100% | 2017-03-09 11:00 | 3 | 9 | 11 | 3 | 9 | 11 | 20.805 | 30.02 | 0 | 30.055 | 35.335 | 0
[48 empty] | 2017-04-09 13:00 | 4 | 9 | 13 | 990.0001 | 100% | 2017-03-09 12:00 | 3 | 9 | 12 | 3 | 9 | 12 | 31.79 | 40.9925 | 0 | 41.02 | 46.71 | 0
[48 empty] | 2017-04-09 14:00 | 4 | 9 | 14 | 990.0001 | 100% | 2017-03-09 13:00 | 3 | 9 | 13 | 3 | 9 | 13 | 24.9225 | 35.3925 | 0 | 35.405 | 40.6325 | 0
[48 empty] | 2017-04-09 15:00 | 4 | 9 | 15 | 990.0001 | 100% | 2017-03-09 14:00 | 3 | 9 | 14 | 3 | 9 | 14 | 18.21 | 26.92 | 0 | 26.9275 | 31.215 | 0
[48 empty] | 2017-04-09 16:00 | 4 | 9 | 16 | 862.56 | 87.13% | 2017-03-09 15:00 | 3 | 9 | 15 | 3 | 9 | 15 | 23.375 | 37.5325 | 0 | 37.5475 | 44.37 | 0
[48 empty] | 2017-04-09 17:00 | 4 | 9 | 17 | 297.7025 | 30.07% | 2017-03-09 16:00 | 3 | 9 | 16 | 3 | 9 | 16 | 41.8225 | 53.4925 | 0 | 53.505 | 59.1925 | 0
[48 empty] | 2017-04-09 18:00 | 4 | 9 | 18 | 0 | 0% | 2017-03-09 17:00 | 3 | 9 | 17 | 3 | 9 | 17 | 32.56 | 39.9525 | 0 | 39.9625 | 43.495 | 0
[48 empty] | 2017-04-09 19:00 | 4 | 9 | 19 | 0 | 0% | 2017-03-09 18:00 | 3 | 9 | 18 | 3 | 9 | 18 | 116.4825 | 119.5575 | 0 | 119.5625 | 121.0075 | 0
[48 empty] | 2017-04-09 20:00 | 4 | 9 | 20 | 0 | 0% | 2017-03-09 19:00 | 3 | 9 | 19 | 3 | 9 | 19 | 38.13 | 38.94 | 0 | 38.905 | 37.52 | 0
[48 empty] | 2017-04-09 21:00 | 4 | 9 | 21 | 0 | 0% | 2017-03-09 20:00 | 3 | 9 | 20 | 3 | 9 | 20 | 25.46 | 26.5825 | 0 | 26.535 | 24.615 | 0
[48 empty] | 2017-04-09 22:00 | 4 | 9 | 22 | 0 | 0% | 2017-03-09 21:00 | 3 | 9 | 21 | 3 | 9 | 21 | 19.4775 | 20.22 | 0 | 20.1925 | 18.92 | 0
[48 empty] | 2017-04-09 23:00 | 4 | 9 | 23 | 0 | 0% | 2017-03-09 22:00 | 3 | 9 | 22 | 3 | 9 | 22 | 18.535 | 19.2125 | 0 | 19.185 | 18.035 | 0
[48 empty] | 2017-04-10 | 4 | 10 | 0 | 0 | 0% | 2017-03-09 23:00 | 3 | 9 | 23 | 3 | 9 | 23 | 17.345 | 17.8575 | 0 | 17.8275 | 16.96 | 0
[48 empty] | 2017-04-10 01:00 | 4 | 10 | 1 | 0 | 0% | 2017-03-10 | 3 | 10 | 0 | 3 | 10 | 0 | 15.8925 | 16.38 | 0 | 16.3475 | 15.53 | 0
[48 empty] | 2017-04-10 02:00 | 4 | 10 | 2 | 0 | 0% | 2017-03-10 01:00 | 3 | 10 | 1 | 3 | 10 | 1 | 15.7875 | 16.1125 | 0 | 16.09 | 15.5475 | 0
[48 empty] | 2017-04-10 03:00 | 4 | 10 | 3 | 0 | 0% | 2017-03-10 02:00 | 3 | 10 | 2 | 3 | 10 | 2 | 16.205 | 16.205 | 0 | 16.205 | 16.205 | 0
[48 empty] | 2017-04-10 04:00 | 4 | 10 | 4 | 0 | 0% | 2017-03-10 03:00 | 3 | 10 | 3 | 3 | 10 | 3 | 15.9875 | 15.9875 | 0 | 15.9875 | 15.9875 | 0
[48 empty] | 2017-04-10 05:00 | 4 | 10 | 5 | 0.31441 | 0.03176% | 2017-03-10 04:00 | 3 | 10 | 4 | 3 | 10 | 4 | 16.4175 | 16.4175 | 0 | 16.4175 | 16.4175 | 0
[48 empty] | 2017-04-10 06:00 | 4 | 10 | 6 | 442.1534 | 44.66% | 2017-03-10 05:00 | 3 | 10 | 5 | 3 | 10 | 5 | 17.7275 | 17.7275 | 0 | 17.7275 | 17.7275 | 0
[48 empty] | 2017-04-10 07:00 | 4 | 10 | 7 | 882.8839 | 89.18% | 2017-03-10 06:00 | 3 | 10 | 6 | 3 | 10 | 6 | 18.7925 | 18.7925 | 0 | 18.7925 | 18.7925 | 0
[48 empty] | 2017-04-10 08:00 | 4 | 10 | 8 | 990.0001 | 100% | 2017-03-10 07:00 | 3 | 10 | 7 | 3 | 10 | 7 | 18.985 | 18.985 | 0 | 18.985 | 18.985 | 0
[48 empty] | 2017-04-10 09:00 | 4 | 10 | 9 | 990.0001 | 100% | 2017-03-10 08:00 | 3 | 10 | 8 | 3 | 10 | 8 | 19.035 | 19.035 | 0 | 19.035 | 19.035 | 0
[48 empty] | 2017-04-10 10:00 | 4 | 10 | 10 | 990.0001 | 100% | 2017-03-10 09:00 | 3 | 10 | 9 | 3 | 10 | 9 | 19.2975 | 19.5475 | 0 | 19.545 | 19.1875 | 0
[48 empty] | 2017-04-10 11:00 | 4 | 10 | 11 | 990.0001 | 100% | 2017-03-10 10:00 | 3 | 10 | 10 | 3 | 10 | 10 | 18.67 | 19.865 | 0 | 19.9075 | 20.505 | 0
[48 empty] | 2017-04-10 12:00 | 4 | 10 | 12 | 990.0001 | 100% | 2017-03-10 11:00 | 3 | 10 | 11 | 3 | 10 | 11 | 20.69 | 20.475 | 0 | 20.4775 | 20.3725 | 0
[48 empty] | 2017-04-10 13:00 | 4 | 10 | 13 | 836.6231 | 84.51% | 2017-03-10 12:00 | 3 | 10 | 12 | 3 | 10 | 12 | 21.4525 | 21.5275 | 0 | 21.5275 | 21.565 | 0
[48 empty] | 2017-04-10 14:00 | 4 | 10 | 14 | 708.6945 | 71.59% | 2017-03-10 13:00 | 3 | 10 | 13 | 3 | 10 | 13 | 24.145 | 24.325 | 0 | 24.325 | 24.415 | 0
[48 empty] | 2017-04-10 15:00 | 4 | 10 | 15 | 673.9087 | 68.07% | 2017-03-10 14:00 | 3 | 10 | 14 | 3 | 10 | 14 | 23.5175 | 24.02 | 0 | 24.0225 | 24.2575 | 0
[48 empty] | 2017-04-10 16:00 | 4 | 10 | 16 | 527.5547 | 53.29% | 2017-03-10 15:00 | 3 | 10 | 15 | 3 | 10 | 15 | 19.8325 | 21.995 | 0 | 21.995 | 22.9725 | 0
[48 empty] | 2017-04-10 17:00 | 4 | 10 | 17 | 40.8502 | 4.126% | 2017-03-10 16:00 | 3 | 10 | 16 | 3 | 10 | 16 | 18.155 | 21.2125 | 0 | 21.215 | 22.5625 | 0
[48 empty] | 2017-04-10 18:00 | 4 | 10 | 18 | 0 | 0% | 2017-03-10 17:00 | 3 | 10 | 17 | 3 | 10 | 17 | 18.915 | 20.91 | 0 | 20.915 | 21.83 | 0
[48 empty] | 2017-04-10 19:00 | 4 | 10 | 19 | 0 | 0% | 2017-03-10 18:00 | 3 | 10 | 18 | 3 | 10 | 18 | 18.7575 | 21.335 | 0 | 21.3425 | 22.515 | 0
[48 empty] | 2017-04-10 20:00 | 4 | 10 | 20 | 0 | 0% | 2017-03-10 19:00 | 3 | 10 | 19 | 3 | 10 | 19 | 21.7475 | 22.4925 | 0 | 22.495 | 22.8325 | 0
[48 empty] | 2017-04-10 21:00 | 4 | 10 | 21 | 0 | 0% | 2017-03-10 20:00 | 3 | 10 | 20 | 3 | 10 | 20 | 19.835 | 21.2425 | 0 | 21.245 | 21.8675 | 0
[48 empty] | 2017-04-10 22:00 | 4 | 10 | 22 | 0 | 0% | 2017-03-10 21:00 | 3 | 10 | 21 | 3 | 10 | 21 | 19.4525 | 20.5275 | 0 | 20.53 | 21.0075 | 0
[48 empty] | 2017-04-10 23:00 | 4 | 10 | 23 | 0 | 0% | 2017-03-10 22:00 | 3 | 10 | 22 | 3 | 10 | 22 | 20.2025 | 21.1375 | 0 | 21.1375 | 21.5725 | 0
[48 empty] | 2017-04-11 | 4 | 11 | 0 | 0 | 0% | 2017-03-10 23:00 | 3 | 10 | 23 | 3 | 10 | 23 | 19.1625 | 20.13 | 0 | 20.1325 | 20.6 | 0
[48 empty] | 2017-04-11 01:00 | 4 | 11 | 1 | 0 | 0% | 2017-03-11 | 3 | 11 | 0 | 3 | 11 | 0 | 22.0075 | 22.6325 | 0 | 22.6325 | 22.935 | 0
[48 empty] | 2017-04-11 02:00 | 4 | 11 | 2 | 0 | 0% | 2017-03-11 01:00 | 3 | 11 | 1 | 3 | 11 | 1 | 21.35 | 21.35 | 0 | 21.35 | 21.35 | 0
[48 empty] | 2017-04-11 03:00 | 4 | 11 | 3 | 0 | 0% | 2017-03-11 02:00 | 3 | 11 | 2 | 3 | 11 | 2 | 19.835 | 19.835 | 0 | 19.835 | 19.835 | 0
[48 empty] | 2017-04-11 04:00 | 4 | 11 | 4 | 0 | 0% | 2017-03-11 03:00 | 3 | 11 | 3 | 3 | 11 | 3 | 19.6725 | 19.6725 | 0 | 19.6725 | 19.6725 | 0
[48 empty] | 2017-04-11 05:00 | 4 | 11 | 5 | 6.0511 | 0.6112% | 2017-03-11 04:00 | 3 | 11 | 4 | 3 | 11 | 4 | 20.4675 | 20.4675 | 0 | 20.4675 | 20.4675 | 0
[48 empty] | 2017-04-11 06:00 | 4 | 11 | 6 | 478.1418 | 48.3% | 2017-03-11 05:00 | 3 | 11 | 5 | 3 | 11 | 5 | 21.5 | 21.5 | 0 | 21.5 | 21.5 | 0
[48 empty] | 2017-04-11 07:00 | 4 | 11 | 7 | 898.1229 | 90.72% | 2017-03-11 06:00 | 3 | 11 | 6 | 3 | 11 | 6 | 21.9175 | 21.9175 | 0 | 21.9175 | 21.9175 | 0
[48 empty] | 2017-04-11 08:00 | 4 | 11 | 8 | 990.0001 | 100% | 2017-03-11 07:00 | 3 | 11 | 7 | 3 | 11 | 7 | 21.7225 | 21.7225 | 0 | 21.7225 | 21.7225 | 0
[48 empty] | 2017-04-11 09:00 | 4 | 11 | 9 | 990.0001 | 100% | 2017-03-11 08:00 | 3 | 11 | 8 | 3 | 11 | 8 | 32.01 | 32.01 | 0 | 32.01 | 32.01 | 0
[48 empty] | 2017-04-11 10:00 | 4 | 11 | 10 | 990.0001 | 100% | 2017-03-11 09:00 | 3 | 11 | 9 | 3 | 11 | 9 | 36.2625 | 36.2625 | 0 | 36.2625 | 36.2625 | 0
[48 empty] | 2017-04-11 11:00 | 4 | 11 | 11 | 990.0001 | 100% | 2017-03-11 10:00 | 3 | 11 | 10 | 3 | 11 | 10 | 101.685 | 101.685 | 0 | 101.685 | 101.685 | 0
[48 empty] | 2017-04-11 12:00 | 4 | 11 | 12 | 990.0001 | 100% | 2017-03-11 11:00 | 3 | 11 | 11 | 3 | 11 | 11 | 66.735 | 66.7175 | 0 | 66.7175 | 66.7125 | 0
[48 empty] | 2017-04-11 13:00 | 4 | 11 | 13 | 990.0001 | 100% | 2017-03-11 12:00 | 3 | 11 | 12 | 3 | 11 | 12 | 38.505 | 37.6875 | 0 | 37.68 | 37.3125 | 0
[48 empty] | 2017-04-11 14:00 | 4 | 11 | 14 | 990.0001 | 100% | 2017-03-11 13:00 | 3 | 11 | 13 | 3 | 11 | 13 | 30.97 | 27.82 | 0 | 27.795 | 27.0825 | 0
[48 empty] | 2017-04-11 15:00 | 4 | 11 | 15 | 975.8667 | 98.57% | 2017-03-11 14:00 | 3 | 11 | 14 | 3 | 11 | 14 | 23.6475 | 22.325 | 0 | 22.315 | 22.045 | 0
[48 empty] | 2017-04-11 16:00 | 4 | 11 | 16 | 853.0346 | 86.17% | 2017-03-11 15:00 | 3 | 11 | 15 | 3 | 11 | 15 | 20.5075 | 20.0625 | 0 | 20.06 | 19.975 | 0
[48 empty] | 2017-04-11 17:00 | 4 | 11 | 17 | 308.9228 | 31.2% | 2017-03-11 16:00 | 3 | 11 | 16 | 3 | 11 | 16 | 19.665 | 17.765 | 0 | 17.7525 | 17.41 | 0
[48 empty] | 2017-04-11 18:00 | 4 | 11 | 18 | 0 | 0% | 2017-03-11 17:00 | 3 | 11 | 17 | 3 | 11 | 17 | 14.6575 | 7.7475 | 0 | 7.69 | 13.395 | 0
[48 empty] | 2017-04-11 19:00 | 4 | 11 | 19 | 0 | 0% | 2017-03-11 18:00 | 3 | 11 | 18 | 3 | 11 | 18 | 16.565 | 15.4 | 0 | 15.3275 | 16.15 | 0
[48 empty] | 2017-04-11 20:00 | 4 | 11 | 20 | 0 | 0% | 2017-03-11 19:00 | 3 | 11 | 19 | 3 | 11 | 19 | 18.695 | 18.635 | 0 | 18.6325 | 18.6075 | 0
[48 empty] | 2017-04-11 21:00 | 4 | 11 | 21 | 0 | 0% | 2017-03-11 20:00 | 3 | 11 | 20 | 3 | 11 | 20 | 18.63 | 17.4825 | 0 | 17.47 | 16.505 | 0
[48 empty] | 2017-04-11 22:00 | 4 | 11 | 22 | 0 | 0% | 2017-03-11 21:00 | 3 | 11 | 21 | 3 | 11 | 21 | 17.165 | 17.4625 | 0 | 17.4425 | 15.9825 | 0
[48 empty] | 2017-04-11 23:00 | 4 | 11 | 23 | 0 | 0% | 2017-03-11 22:00 | 3 | 11 | 22 | 3 | 11 | 22 | 17.2025 | 17.67 | 0 | 17.645 | 16.59 | 0
[48 empty] | 2017-04-12 | 4 | 12 | 0 | 0 | 0% | 2017-03-11 23:00 | 3 | 11 | 23 | 3 | 11 | 23 | 17.73 | 18.245 | 0 | 18.22 | 17.31 | 0
[48 empty] | 2017-04-12 01:00 | 4 | 12 | 1 | 0 | 0% | 2017-03-12 | 3 | 12 | 0 | 3 | 12 | 0 | 17.3975 | 17.9125 | 0 | 17.8875 | 17.0025 | 0
[48 empty] | 2017-04-12 02:00 | 4 | 12 | 2 | 0 | 0% | 2017-03-12 01:00 | 3 | 12 | 1 | 3 | 12 | 1 | 16.68 | 17.1925 | 0 | 17.17 | 16.28 | 0
[48 empty] | 2017-04-12 03:00 | 4 | 12 | 3 | 0 | 0% | 2017-03-12 03:00 | 3 | 12 | 3 | 3 | 12 | 2 | 16.4288 | 17.245 | 0 | 17.2075 | 15.7863 | 0
[48 empty] | 2017-04-12 04:00 | 4 | 12 | 4 | 0 | 0% | 2017-03-12 04:00 | 3 | 12 | 4 | 3 | 12 | 3 | 16.1775 | 17.2975 | 0 | 17.245 | 15.2925 | 0
[48 empty] | 2017-04-12 05:00 | 4 | 12 | 5 | 3.5848 | 0.3621% | 2017-03-12 05:00 | 3 | 12 | 5 | 3 | 12 | 4 | 16.3 | 17.495 | 0 | 17.44 | 15.35 | 0
[48 empty] | 2017-04-12 06:00 | 4 | 12 | 6 | 427.9099 | 43.22% | 2017-03-12 06:00 | 3 | 12 | 6 | 3 | 12 | 5 | 16.325 | 17.5175 | 0 | 17.4675 | 15.35 | 0
[48 empty] | 2017-04-12 07:00 | 4 | 12 | 7 | 489.7744 | 49.47% | 2017-03-12 07:00 | 3 | 12 | 7 | 3 | 12 | 6 | 17.24 | 18.45 | 0 | 18.405 | 16.235 | 0
[48 empty] | 2017-04-12 08:00 | 4 | 12 | 8 | 990.0001 | 100% | 2017-03-12 08:00 | 3 | 12 | 8 | 3 | 12 | 7 | 18.3175 | 18.77 | 0 | 18.755 | 17.9375 | 0
[48 empty] | 2017-04-12 09:00 | 4 | 12 | 9 | 978.0956 | 98.8% | 2017-03-12 09:00 | 3 | 12 | 9 | 3 | 12 | 8 | 19.32 | 19.32 | 0 | 19.32 | 19.32 | 0
[48 empty] | 2017-04-12 10:00 | 4 | 12 | 10 | 985.9656 | 99.59% | 2017-03-12 10:00 | 3 | 12 | 10 | 3 | 12 | 9 | 20.085 | 20.085 | 0 | 20.085 | 20.085 | 0
[48 empty] | 2017-04-12 11:00 | 4 | 12 | 11 | 980.2641 | 99.02% | 2017-03-12 11:00 | 3 | 12 | 11 | 3 | 12 | 10 | 20.485 | 20.485 | 0 | 20.485 | 20.485 | 0
[48 empty] | 2017-04-12 12:00 | 4 | 12 | 12 | 979.5827 | 98.95% | 2017-03-12 12:00 | 3 | 12 | 12 | 3 | 12 | 11 | 20.87 | 20.87 | 0 | 20.87 | 20.87 | 0
[48 empty] | 2017-04-12 13:00 | 4 | 12 | 13 | 941.8103 | 95.13% | 2017-03-12 13:00 | 3 | 12 | 13 | 3 | 12 | 12 | 19.7425 | 19.855 | 0 | 19.855 | 19.855 | 0
[48 empty] | 2017-04-12 14:00 | 4 | 12 | 14 | 944.6596 | 95.42% | 2017-03-12 14:00 | 3 | 12 | 14 | 3 | 12 | 13 | 19.6975 | 19.6975 | 0 | 19.6975 | 19.6975 | 0
[48 empty] | 2017-04-12 15:00 | 4 | 12 | 15 | 626.7636 | 63.31% | 2017-03-12 15:00 | 3 | 12 | 15 | 3 | 12 | 14 | 19.115 | 19.115 | 0 | 19.115 | 19.115 | 0
[48 empty] | 2017-04-12 16:00 | 4 | 12 | 16 | 174.4239 | 17.62% | 2017-03-12 16:00 | 3 | 12 | 16 | 3 | 12 | 15 | 18.2975 | 18.2975 | 0 | 18.2975 | 18.2975 | 0
[48 empty] | 2017-04-12 17:00 | 4 | 12 | 17 | 165.2802 | 16.69% | 2017-03-12 17:00 | 3 | 12 | 17 | 3 | 12 | 16 | 17.75 | 17.75 | 0 | 17.75 | 17.75 | 0
[48 empty] | 2017-04-12 18:00 | 4 | 12 | 18 | 0 | 0% | 2017-03-12 18:00 | 3 | 12 | 18 | 3 | 12 | 17 | 17.4075 | 17.4075 | 0 | 17.4075 | 17.4075 | 0
[48 empty] | 2017-04-12 19:00 | 4 | 12 | 19 | 0 | 0% | 2017-03-12 19:00 | 3 | 12 | 19 | 3 | 12 | 18 | 17.375 | 17.375 | 0 | 17.375 | 17.375 | 0
[48 empty] | 2017-04-12 20:00 | 4 | 12 | 20 | 0 | 0% | 2017-03-12 20:00 | 3 | 12 | 20 | 3 | 12 | 19 | 18.2475 | 18.2475 | 0 | 18.2475 | 18.2475 | 0
[48 empty] | 2017-04-12 21:00 | 4 | 12 | 21 | 0 | 0% | 2017-03-12 21:00 | 3 | 12 | 21 | 3 | 12 | 20 | 19.2375 | 19.2375 | 0 | 19.2375 | 19.2375 | 0
[48 empty] | 2017-04-12 22:00 | 4 | 12 | 22 | 0 | 0% | 2017-03-12 22:00 | 3 | 12 | 22 | 3 | 12 | 21 | 18.9775 | 18.9775 | 0 | 18.9775 | 18.9775 | 0
[48 empty] | 2017-04-12 23:00 | 4 | 12 | 23 | 0 | 0% | 2017-03-12 23:00 | 3 | 12 | 23 | 3 | 12 | 22 | 18.965 | 18.965 | 0 | 18.965 | 18.965 | 0
[48 empty] | 2017-04-13 | 4 | 13 | 0 | 0 | 0% | 2017-03-13 | 3 | 13 | 0 | 3 | 12 | 23 | 18.67 | 18.6675 | 0 | 18.6675 | 18.67 | 0
[48 empty] | 2017-04-13 01:00 | 4 | 13 | 1 | 0 | 0% | 2017-03-13 01:00 | 3 | 13 | 1 | 3 | 13 | 0 | 19.4475 | 19.4475 | 0 | 19.4475 | 19.4475 | 0
[48 empty] | 2017-04-13 02:00 | 4 | 13 | 2 | 0 | 0% | 2017-03-13 02:00 | 3 | 13 | 2 | 3 | 13 | 1 | 20.3775 | 20.3775 | 0 | 20.3775 | 20.3775 | 0
[48 empty] | 2017-04-13 03:00 | 4 | 13 | 3 | 0 | 0% | 2017-03-13 03:00 | 3 | 13 | 3 | 3 | 13 | 2 | 19.83 | 19.83 | 0 | 19.83 | 19.83 | 0
[48 empty] | 2017-04-13 04:00 | 4 | 13 | 4 | 0 | 0% | 2017-03-13 04:00 | 3 | 13 | 4 | 3 | 13 | 3 | 20.005 | 20.005 | 0 | 20.005 | 20.005 | 0
[48 empty] | 2017-04-13 05:00 | 4 | 13 | 5 | 0.17035 | 0.01721% | 2017-03-13 05:00 | 3 | 13 | 5 | 3 | 13 | 4 | 19.985 | 19.985 | 0 | 19.985 | 19.985 | 0
[48 empty] | 2017-04-13 06:00 | 4 | 13 | 6 | 275.4253 | 27.82% | 2017-03-13 06:00 | 3 | 13 | 6 | 3 | 13 | 5 | 19.69 | 19.69 | 0 | 19.69 | 19.69 | 0
[48 empty] | 2017-04-13 07:00 | 4 | 13 | 7 | 196.5653 | 19.86% | 2017-03-13 07:00 | 3 | 13 | 7 | 3 | 13 | 6 | 19.3375 | 19.3375 | 0 | 19.3375 | 19.3375 | 0
[48 empty] | 2017-04-13 08:00 | 4 | 13 | 8 | 266.0692 | 26.88% | 2017-03-13 08:00 | 3 | 13 | 8 | 3 | 13 | 7 | 19.18 | 19.18 | 0 | 19.18 | 19.18 | 0
[48 empty] | 2017-04-13 09:00 | 4 | 13 | 9 | 585.0583 | 59.1% | 2017-03-13 09:00 | 3 | 13 | 9 | 3 | 13 | 8 | 19.1075 | 19.1075 | 0 | 19.1075 | 19.1075 | 0
[48 empty] | 2017-04-13 10:00 | 4 | 13 | 10 | 528.2751 | 53.36% | 2017-03-13 10:00 | 3 | 13 | 10 | 3 | 13 | 9 | 20.025 | 20.025 | 0 | 20.025 | 20.025 | 0
[48 empty] | 2017-04-13 11:00 | 4 | 13 | 11 | 547.6088 | 55.31% | 2017-03-13 11:00 | 3 | 13 | 11 | 3 | 13 | 10 | 20.01 | 19.815 | 0 | 19.82 | 19.98 | 0
[48 empty] | 2017-04-13 12:00 | 4 | 13 | 12 | 736.0386 | 74.35% | 2017-03-13 12:00 | 3 | 13 | 12 | 3 | 13 | 11 | 20.1825 | 20.1675 | 0 | 20.17 | 20.18 | 0
[48 empty] | 2017-04-13 13:00 | 4 | 13 | 13 | 631.9919 | 63.84% | 2017-03-13 13:00 | 3 | 13 | 13 | 3 | 13 | 12 | 19.58 | 19.9075 | 0 | 19.8925 | 19.3225 | 0
[48 empty] | 2017-04-13 14:00 | 4 | 13 | 14 | 931.5281 | 94.09% | 2017-03-13 14:00 | 3 | 13 | 14 | 3 | 13 | 13 | 19.2075 | 19.9325 | 0 | 19.895 | 18.635 | 0
[48 empty] | 2017-04-13 15:00 | 4 | 13 | 15 | 546.7791 | 55.23% | 2017-03-13 15:00 | 3 | 13 | 15 | 3 | 13 | 14 | 19.0225 | 19.8 | 0 | 19.76 | 18.41 | 0
[48 empty] | 2017-04-13 16:00 | 4 | 13 | 16 | 790.6892 | 79.87% | 2017-03-13 16:00 | 3 | 13 | 16 | 3 | 13 | 15 | 19.5175 | 19.6625 | 0 | 19.6575 | 19.475 | 0
[48 empty] | 2017-04-13 17:00 | 4 | 13 | 17 | 282.119 | 28.5% | 2017-03-13 17:00 | 3 | 13 | 17 | 3 | 13 | 16 | 19.495 | 19.69 | 0 | 19.68 | 19.3425 | 0
[48 empty] | 2017-04-13 18:00 | 4 | 13 | 18 | 0 | 0% | 2017-03-13 18:00 | 3 | 13 | 18 | 3 | 13 | 17 | 19.71 | 19.71 | 0 | 19.71 | 19.71 | 0
[48 empty] | 2017-04-13 19:00 | 4 | 13 | 19 | 0 | 0% | 2017-03-13 19:00 | 3 | 13 | 19 | 3 | 13 | 18 | 19.89 | 19.89 | 0 | 19.89 | 19.89 | 0
[48 empty] | 2017-04-13 20:00 | 4 | 13 | 20 | 0 | 0% | 2017-03-13 20:00 | 3 | 13 | 20 | 3 | 13 | 19 | 21.385 | 21.385 | 0 | 21.385 | 21.385 | 0
[48 empty] | 2017-04-13 21:00 | 4 | 13 | 21 | 0 | 0% | 2017-03-13 21:00 | 3 | 13 | 21 | 3 | 13 | 20 | 22.2175 | 22.2175 | 0 | 22.2175 | 22.2175 | 0
[48 empty] | 2017-04-13 22:00 | 4 | 13 | 22 | 0 | 0% | 2017-03-13 22:00 | 3 | 13 | 22 | 3 | 13 | 21 | 20.685 | 20.685 | 0 | 20.685 | 20.685 | 0
[48 empty] | 2017-04-13 23:00 | 4 | 13 | 23 | 0 | 0% | 2017-03-13 23:00 | 3 | 13 | 23 | 3 | 13 | 22 | 20.44 | 20.44 | 0 | 20.44 | 20.44 | 0
[48 empty] | 2017-04-14 | 4 | 14 | 0 | 0 | 0% | 2017-03-14 | 3 | 14 | 0 | 3 | 13 | 23 | 19.62 | 19.62 | 0 | 19.62 | 19.62 | 0
[48 empty] | 2017-04-14 01:00 | 4 | 14 | 1 | 0 | 0% | 2017-03-14 01:00 | 3 | 14 | 1 | 3 | 14 | 0 | 19.9675 | 19.9675 | 0 | 19.9675 | 19.9675 | 0
[48 empty] | 2017-04-14 02:00 | 4 | 14 | 2 | 0 | 0% | 2017-03-14 02:00 | 3 | 14 | 2 | 3 | 14 | 1 | 19.7775 | 19.7775 | 0 | 19.7775 | 19.7775 | 0
[48 empty] | 2017-04-14 03:00 | 4 | 14 | 3 | 0 | 0% | 2017-03-14 03:00 | 3 | 14 | 3 | 3 | 14 | 2 | 19.7 | 19.6975 | 0 | 19.6975 | 19.7 | 0
[48 empty] | 2017-04-14 04:00 | 4 | 14 | 4 | 0 | 0% | 2017-03-14 04:00 | 3 | 14 | 4 | 3 | 14 | 3 | 19.955 | 19.955 | 0 | 19.955 | 19.955 | 0
[48 empty] | 2017-04-14 05:00 | 4 | 14 | 5 | 13.5381 | 1.367% | 2017-03-14 05:00 | 3 | 14 | 5 | 3 | 14 | 4 | 19.61 | 19.61 | 0 | 19.61 | 19.61 | 0
[48 empty] | 2017-04-14 06:00 | 4 | 14 | 6 | 538.8322 | 54.43% | 2017-03-14 06:00 | 3 | 14 | 6 | 3 | 14 | 5 | 18.855 | 18.855 | 0 | 18.855 | 18.855 | 0
[48 empty] | 2017-04-14 07:00 | 4 | 14 | 7 | 950.3821 | 96% | 2017-03-14 07:00 | 3 | 14 | 7 | 3 | 14 | 6 | 19.805 | 19.805 | 0 | 19.805 | 19.805 | 0
[48 empty] | 2017-04-14 08:00 | 4 | 14 | 8 | 990.0001 | 100% | 2017-03-14 08:00 | 3 | 14 | 8 | 3 | 14 | 7 | 20.4925 | 20.52 | 0 | 20.5225 | 20.4975 | 0
[48 empty] | 2017-04-14 09:00 | 4 | 14 | 9 | 990.0001 | 100% | 2017-03-14 09:00 | 3 | 14 | 9 | 3 | 14 | 8 | 19.86 | 19.86 | 0 | 19.86 | 19.86 | 0
[48 empty] | 2017-04-14 10:00 | 4 | 14 | 10 | 990.0001 | 100% | 2017-03-14 10:00 | 3 | 14 | 10 | 3 | 14 | 9 | 22.145 | 22.145 | 0 | 22.145 | 22.145 | 0
[48 empty] | 2017-04-14 11:00 | 4 | 14 | 11 | 990.0001 | 100% | 2017-03-14 11:00 | 3 | 14 | 11 | 3 | 14 | 10 | 20.2675 | 20.2675 | 0 | 20.2675 | 20.2675 | 0
[48 empty] | 2017-04-14 12:00 | 4 | 14 | 12 | 990.0001 | 100% | 2017-03-14 12:00 | 3 | 14 | 12 | 3 | 14 | 11 | 19.035 | 19.04 | 0 | 19.04 | 19.035 | 0
[48 empty] | 2017-04-14 13:00 | 4 | 14 | 13 | 990.0001 | 100% | 2017-03-14 13:00 | 3 | 14 | 13 | 3 | 14 | 12 | 17.6175 | 17.1825 | 0 | 17.1875 | 17.55 | 0
[48 empty] | 2017-04-14 14:00 | 4 | 14 | 14 | 990.0001 | 100% | 2017-03-14 14:00 | 3 | 14 | 14 | 3 | 14 | 13 | 18.825 | 18.825 | 0 | 18.825 | 18.825 | 0
[48 empty] | 2017-04-14 15:00 | 4 | 14 | 15 | 990.0001 | 100% | 2017-03-14 15:00 | 3 | 14 | 15 | 3 | 14 | 14 | 19.62 | 19.62 | 0 | 19.62 | 19.62 | 0
[48 empty] | 2017-04-14 16:00 | 4 | 14 | 16 | 882.6615 | 89.16% | 2017-03-14 16:00 | 3 | 14 | 16 | 3 | 14 | 15 | 19.7925 | 19.7925 | 0 | 19.7925 | 19.7925 | 0
[48 empty] | 2017-04-14 17:00 | 4 | 14 | 17 | 353.1569 | 35.67% | 2017-03-14 17:00 | 3 | 14 | 17 | 3 | 14 | 16 | 20.5175 | 20.5175 | 0 | 20.5175 | 20.5175 | 0
[48 empty] | 2017-04-14 18:00 | 4 | 14 | 18 | 0 | 0% | 2017-03-14 18:00 | 3 | 14 | 18 | 3 | 14 | 17 | 20.07 | 20.07 | 0 | 20.07 | 20.07 | 0
[48 empty] | 2017-04-14 19:00 | 4 | 14 | 19 | 0 | 0% | 2017-03-14 19:00 | 3 | 14 | 19 | 3 | 14 | 18 | 19.725 | 19.725 | 0 | 19.725 | 19.725 | 0
[48 empty] | 2017-04-14 20:00 | 4 | 14 | 20 | 0 | 0% | 2017-03-14 20:00 | 3 | 14 | 20 | 3 | 14 | 19 | 19.615 | 19.615 | 0 | 19.615 | 19.615 | 0
[48 empty] | 2017-04-14 21:00 | 4 | 14 | 21 | 0 | 0% | 2017-03-14 21:00 | 3 | 14 | 21 | 3 | 14 | 20 | 18.6725 | 18.6725 | 0 | 18.6725 | 18.6725 | 0
[48 empty] | 2017-04-14 22:00 | 4 | 14 | 22 | 0 | 0% | 2017-03-14 22:00 | 3 | 14 | 22 | 3 | 14 | 21 | 17.78 | 17.695 | 0 | 17.695 | 17.7675 | 0
[48 empty] | 2017-04-14 23:00 | 4 | 14 | 23 | 0 | 0% | 2017-03-14 23:00 | 3 | 14 | 23 | 3 | 14 | 22 | 17.7125 | 17.71 | 0 | 17.71 | 17.7125 | 0
[48 empty] | 2017-04-15 | 4 | 15 | 0 | 0 | 0% | 2017-03-15 | 3 | 15 | 0 | 3 | 14 | 23 | 17.215 | 17.215 | 0 | 17.215 | 17.215 | 0
[48 empty] | 2017-04-15 01:00 | 4 | 15 | 1 | 0 | 0% | 2017-03-15 01:00 | 3 | 15 | 1 | 3 | 15 | 0 | 17.54 | 17.54 | 0 | 17.54 | 17.54 | 0
[48 empty] | 2017-04-15 02:00 | 4 | 15 | 2 | 0 | 0% | 2017-03-15 02:00 | 3 | 15 | 2 | 3 | 15 | 1 | 17.9025 | 17.9025 | 0 | 17.9025 | 17.9025 | 0
[48 empty] | 2017-04-15 03:00 | 4 | 15 | 3 | 0 | 0% | 2017-03-15 03:00 | 3 | 15 | 3 | 3 | 15 | 2 | 19.19 | 19.19 | 0 | 19.19 | 19.19 | 0
[48 empty] | 2017-04-15 04:00 | 4 | 15 | 4 | 0 | 0% | 2017-03-15 04:00 | 3 | 15 | 4 | 3 | 15 | 3 | 19.7075 | 19.7075 | 0 | 19.7075 | 19.7075 | 0
[48 empty] | 2017-04-15 05:00 | 4 | 15 | 5 | 15.1694 | 1.532% | 2017-03-15 05:00 | 3 | 15 | 5 | 3 | 15 | 4 | 19.95 | 19.95 | 0 | 19.95 | 19.95 | 0
[48 empty] | 2017-04-15 06:00 | 4 | 15 | 6 | 478.7431 | 48.36% | 2017-03-15 06:00 | 3 | 15 | 6 | 3 | 15 | 5 | 20.9625 | 21.065 | 0 | 21.065 | 21.0725 | 0
[48 empty] | 2017-04-15 07:00 | 4 | 15 | 7 | 780.2854 | 78.82% | 2017-03-15 07:00 | 3 | 15 | 7 | 3 | 15 | 6 | 33.8225 | 34.2 | 0 | 34.205 | 34.2275 | 0
[48 empty] | 2017-04-15 08:00 | 4 | 15 | 8 | 990.0001 | 100% | 2017-03-15 08:00 | 3 | 15 | 8 | 3 | 15 | 7 | 32.1825 | 32.4225 | 0 | 32.4275 | 32.4975 | 0
[48 empty] | 2017-04-15 09:00 | 4 | 15 | 9 | 990.0001 | 100% | 2017-03-15 09:00 | 3 | 15 | 9 | 3 | 15 | 8 | 30.0675 | 30.46 | 0 | 30.4675 | 30.5475 | 0
[48 empty] | 2017-04-15 10:00 | 4 | 15 | 10 | 987.1803 | 99.72% | 2017-03-15 10:00 | 3 | 15 | 10 | 3 | 15 | 9 | 38.4875 | 38.54 | 0 | 38.54 | 38.4925 | 0
[48 empty] | 2017-04-15 11:00 | 4 | 15 | 11 | 976.2106 | 98.61% | 2017-03-15 11:00 | 3 | 15 | 11 | 3 | 15 | 10 | 29.3875 | 29.56 | 0 | 29.5625 | 29.405 | 0
[48 empty] | 2017-04-15 12:00 | 4 | 15 | 12 | 969.7487 | 97.95% | 2017-03-15 12:00 | 3 | 15 | 12 | 3 | 15 | 11 | 25.785 | 25.785 | 0 | 25.785 | 25.785 | 0
[48 empty] | 2017-04-15 13:00 | 4 | 15 | 13 | 598.8504 | 60.49% | 2017-03-15 13:00 | 3 | 15 | 13 | 3 | 15 | 12 | 24.625 | 24.625 | 0 | 24.625 | 24.625 | 0
[48 empty] | 2017-04-15 14:00 | 4 | 15 | 14 | 931.7801 | 94.12% | 2017-03-15 14:00 | 3 | 15 | 14 | 3 | 15 | 13 | 25.12 | 25.12 | 0 | 25.12 | 25.12 | 0
[48 empty] | 2017-04-15 15:00 | 4 | 15 | 15 | 465.2976 | 47% | 2017-03-15 15:00 | 3 | 15 | 15 | 3 | 15 | 14 | 22.185 | 22.185 | 0 | 22.185 | 22.185 | 0
[48 empty] | 2017-04-15 16:00 | 4 | 15 | 16 | 281.9938 | 28.48% | 2017-03-15 16:00 | 3 | 15 | 16 | 3 | 15 | 15 | 21.0525 | 21.0525 | 0 | 21.0525 | 21.0525 | 0
[48 empty] | 2017-04-15 17:00 | 4 | 15 | 17 | 104.5845 | 10.56% | 2017-03-15 17:00 | 3 | 15 | 17 | 3 | 15 | 16 | 19.7475 | 19.7475 | 0 | 19.7475 | 19.7475 | 0
[48 empty] | 2017-04-15 18:00 | 4 | 15 | 18 | 0 | 0% | 2017-03-15 18:00 | 3 | 15 | 18 | 3 | 15 | 17 | 18.3325 | 18.3325 | 0 | 18.3325 | 18.3325 | 0
[48 empty] | 2017-04-15 19:00 | 4 | 15 | 19 | 0 | 0% | 2017-03-15 19:00 | 3 | 15 | 19 | 3 | 15 | 18 | 17.94 | 17.94 | 0 | 17.94 | 17.94 | 0
[48 empty] | 2017-04-15 20:00 | 4 | 15 | 20 | 0 | 0% | 2017-03-15 20:00 | 3 | 15 | 20 | 3 | 15 | 19 | 19.0825 | 19.0875 | 0 | 19.0875 | 19.0875 | 0
[48 empty] | 2017-04-15 21:00 | 4 | 15 | 21 | 0 | 0% | 2017-03-15 21:00 | 3 | 15 | 21 | 3 | 15 | 20 | 19.8075 | 19.8425 | 0 | 19.84 | 19.7725 | 0
[48 empty] | 2017-04-15 22:00 | 4 | 15 | 22 | 0 | 0% | 2017-03-15 22:00 | 3 | 15 | 22 | 3 | 15 | 21 | 18.8525 | 19.2975 | 0 | 19.2775 | 18.4325 | 0
[48 empty] | 2017-04-15 23:00 | 4 | 15 | 23 | 0 | 0% | 2017-03-15 23:00 | 3 | 15 | 23 | 3 | 15 | 22 | 18.56 | 18.785 | 0 | 18.77 | 18.35 | 0
[48 empty] | 2017-04-16 | 4 | 16 | 0 | 0 | 0% | 2017-03-16 | 3 | 16 | 0 | 3 | 15 | 23 | 16.215 | 16.215 | 0 | 16.215 | 16.215 | 0
[48 empty] | 2017-04-16 01:00 | 4 | 16 | 1 | 0 | 0% | 2017-03-16 01:00 | 3 | 16 | 1 | 3 | 16 | 0 | 12.8625 | 15.1475 | 0 | 15.035 | 12.7325 | 0
[48 empty] | 2017-04-16 02:00 | 4 | 16 | 2 | 0 | 0% | 2017-03-16 02:00 | 3 | 16 | 2 | 3 | 16 | 1 | 11.025 | 14.335 | 0 | 14.195 | 10.8375 | 0
[48 empty] | 2017-04-16 03:00 | 4 | 16 | 3 | 0 | 0% | 2017-03-16 03:00 | 3 | 16 | 3 | 3 | 16 | 2 | 11.5425 | 14.625 | 0 | 14.5175 | 11.37 | 0
[48 empty] | 2017-04-16 04:00 | 4 | 16 | 4 | 0 | 0% | 2017-03-16 04:00 | 3 | 16 | 4 | 3 | 16 | 3 | 11.37 | 14.5725 | 0 | 14.5125 | 11.195 | 0
[48 empty] | 2017-04-16 05:00 | 4 | 16 | 5 | 19.8337 | 2.003% | 2017-03-16 05:00 | 3 | 16 | 5 | 3 | 16 | 4 | 8.5125 | 11.1275 | 0 | 11.1 | 8.37 | 0
[48 empty] | 2017-04-16 06:00 | 4 | 16 | 6 | 549.8193 | 55.54% | 2017-03-16 06:00 | 3 | 16 | 6 | 3 | 16 | 5 | 13.1725 | 13.895 | 0 | 13.8925 | 13.13 | 0
[48 empty] | 2017-04-16 07:00 | 4 | 16 | 7 | 920.5303 | 92.98% | 2017-03-16 07:00 | 3 | 16 | 7 | 3 | 16 | 6 | 15.8625 | 15.86 | 0 | 15.86 | 15.8625 | 0
[48 empty] | 2017-04-16 08:00 | 4 | 16 | 8 | 990.0001 | 100% | 2017-03-16 08:00 | 3 | 16 | 8 | 3 | 16 | 7 | 16.9375 | 16.935 | 0 | 16.935 | 16.9375 | 0
[48 empty] | 2017-04-16 09:00 | 4 | 16 | 9 | 990.0001 | 100% | 2017-03-16 09:00 | 3 | 16 | 9 | 3 | 16 | 8 | 17.01 | 17.01 | 0 | 17.01 | 17.01 | 0
[48 empty] | 2017-04-16 10:00 | 4 | 16 | 10 | 990.0001 | 100% | 2017-03-16 10:00 | 3 | 16 | 10 | 3 | 16 | 9 | 17.7475 | 17.75 | 0 | 17.75 | 17.7475 | 0
[48 empty] | 2017-04-16 11:00 | 4 | 16 | 11 | 990.0001 | 100% | 2017-03-16 11:00 | 3 | 16 | 11 | 3 | 16 | 10 | 17.6375 | 17.7025 | 0 | 17.77 | 17.6425 | 0
[48 empty] | 2017-04-16 12:00 | 4 | 16 | 12 | 990.0001 | 100% | 2017-03-16 12:00 | 3 | 16 | 12 | 3 | 16 | 11 | 17.86 | 18.23 | 0 | 18.91 | 17.85 | 0
[48 empty] | 2017-04-16 13:00 | 4 | 16 | 13 | 990.0001 | 100% | 2017-03-16 13:00 | 3 | 16 | 13 | 3 | 16 | 12 | 18.94 | 18.94 | 0 | 18.94 | 18.94 | 0
[48 empty] | 2017-04-16 14:00 | 4 | 16 | 14 | 990.0001 | 100% | 2017-03-16 14:00 | 3 | 16 | 14 | 3 | 16 | 13 | 19.345 | 19.3475 | 0 | 19.3475 | 19.3425 | 0
[48 empty] | 2017-04-16 15:00 | 4 | 16 | 15 | 976.6975 | 98.66% | 2017-03-16 15:00 | 3 | 16 | 15 | 3 | 16 | 14 | 19.3675 | 19.6375 | 0 | 19.6175 | 19.105 | 0
[48 empty] | 2017-04-16 16:00 | 4 | 16 | 16 | 813.2271 | 82.14% | 2017-03-16 16:00 | 3 | 16 | 16 | 3 | 16 | 15 | 19.05 | 19.4975 | 0 | 19.4675 | 18.6275 | 0
[48 empty] | 2017-04-16 17:00 | 4 | 16 | 17 | 345.2597 | 34.87% | 2017-03-16 17:00 | 3 | 16 | 17 | 3 | 16 | 16 | 18.95 | 19.4375 | 0 | 19.4075 | 18.575 | 0
[48 empty] | 2017-04-16 18:00 | 4 | 16 | 18 | 0 | 0% | 2017-03-16 18:00 | 3 | 16 | 18 | 3 | 16 | 17 | 18.9925 | 19.44 | 0 | 19.41 | 18.5725 | 0
[48 empty] | 2017-04-16 19:00 | 4 | 16 | 19 | 0 | 0% | 2017-03-16 19:00 | 3 | 16 | 19 | 3 | 16 | 18 | 18.87 | 19.3125 | 0 | 19.285 | 18.4475 | 0
[48 empty] | 2017-04-16 20:00 | 4 | 16 | 20 | 0 | 0% | 2017-03-16 20:00 | 3 | 16 | 20 | 3 | 16 | 19 | 19.1825 | 19.65 | 0 | 19.625 | 18.78 | 0
[48 empty] | 2017-04-16 21:00 | 4 | 16 | 21 | 0 | 0% | 2017-03-16 21:00 | 3 | 16 | 21 | 3 | 16 | 20 | 19.155 | 19.605 | 0 | 19.5825 | 18.7325 | 0
[48 empty] | 2017-04-16 22:00 | 4 | 16 | 22 | 0 | 0% | 2017-03-16 22:00 | 3 | 16 | 22 | 3 | 16 | 21 | 19.18 | 18.8925 | 0 | 18.8825 | 18.6225 | 0
[48 empty] | 2017-04-16 23:00 | 4 | 16 | 23 | 0 | 0% | 2017-03-16 23:00 | 3 | 16 | 23 | 3 | 16 | 22 | 16.815 | 15.0375 | 0 | 15.0525 | 16.0275 | 0
[48 empty] | 2017-04-17 | 4 | 17 | 0 | 0 | 0% | 2017-03-17 | 3 | 17 | 0 | 3 | 16 | 23 | 13.24 | 10.135 | 0 | 10.165 | 12.2825 | 0
[48 empty] | 2017-04-17 01:00 | 4 | 17 | 1 | 0 | 0% | 2017-03-17 01:00 | 3 | 17 | 1 | 3 | 17 | 0 | 7.6825 | 4.7675 | 0 | 4.8 | 6.985 | 0
[48 empty] | 2017-04-17 02:00 | 4 | 17 | 2 | 0 | 0% | 2017-03-17 02:00 | 3 | 17 | 2 | 3 | 17 | 1 | 2.155 | 0.2025 | 0 | 0.22 | 1.875 | 0
[48 empty] | 2017-04-17 03:00 | 4 | 17 | 3 | 0 | 0% | 2017-03-17 03:00 | 3 | 17 | 3 | 3 | 17 | 2 | -0.25 | -0.1325 | 0 | -0.14 | -0.305 | 0
[48 empty] | 2017-04-17 04:00 | 4 | 17 | 4 | 0 | 0% | 2017-03-17 04:00 | 3 | 17 | 4 | 3 | 17 | 3 | -0.295 | -0.2025 | 0 | -0.21 | -0.375 | 0
[48 empty] | 2017-04-17 05:00 | 4 | 17 | 5 | 24.143 | 2.439% | 2017-03-17 05:00 | 3 | 17 | 5 | 3 | 17 | 4 | -0.2675 | -0.1575 | 0 | -0.16 | -0.3275 | 0
[48 empty] | 2017-04-17 06:00 | 4 | 17 | 6 | 567.7418 | 57.35% | 2017-03-17 06:00 | 3 | 17 | 6 | 3 | 17 | 5 | 4.1225 | 4.6825 | 0 | 4.6725 | 4.3475 | 0
[48 empty] | 2017-04-17 07:00 | 4 | 17 | 7 | 941.3195 | 95.08% | 2017-03-17 07:00 | 3 | 17 | 7 | 3 | 17 | 6 | 15.605 | 13.335 | 0 | 13.3675 | 15.0475 | 0
[48 empty] | 2017-04-17 08:00 | 4 | 17 | 8 | 963.1992 | 97.29% | 2017-03-17 08:00 | 3 | 17 | 8 | 3 | 17 | 7 | 16.17 | 15.2775 | 0 | 15.2825 | 15.8175 | 0
[48 empty] | 2017-04-17 09:00 | 4 | 17 | 9 | 990.0001 | 100% | 2017-03-17 09:00 | 3 | 17 | 9 | 3 | 17 | 8 | 15.47 | 14.695 | 0 | 14.6925 | 14.9975 | 0
[48 empty] | 2017-04-17 10:00 | 4 | 17 | 10 | 987.7435 | 99.77% | 2017-03-17 10:00 | 3 | 17 | 10 | 3 | 17 | 9 | 16.775 | 16.395 | 0 | 16.3825 | 16.3225 | 0
[48 empty] | 2017-04-17 11:00 | 4 | 17 | 11 | 775.3611 | 78.32% | 2017-03-17 11:00 | 3 | 17 | 11 | 3 | 17 | 10 | 16.8275 | 16.3675 | 0 | 16.3675 | 16.5325 | 0
[48 empty] | 2017-04-17 12:00 | 4 | 17 | 12 | 881.2644 | 89.02% | 2017-03-17 12:00 | 3 | 17 | 12 | 3 | 17 | 11 | 17.745 | 17.44 | 0 | 17.455 | 17.6225 | 0
[48 empty] | 2017-04-17 13:00 | 4 | 17 | 13 | 800.4935 | 80.86% | 2017-03-17 13:00 | 3 | 17 | 13 | 3 | 17 | 12 | 19.25 | 18.625 | 0 | 18.655 | 18.9125 | 0
[48 empty] | 2017-04-17 14:00 | 4 | 17 | 14 | 436.6714 | 44.11% | 2017-03-17 14:00 | 3 | 17 | 14 | 3 | 17 | 13 | 25.0975 | 19.08 | 0 | 19.195 | 23.6 | 0
[48 empty] | 2017-04-17 15:00 | 4 | 17 | 15 | 244.1773 | 24.66% | 2017-03-17 15:00 | 3 | 17 | 15 | 3 | 17 | 14 | 29.525 | 19.6525 | 0 | 19.8225 | 27.6275 | 0
[48 empty] | 2017-04-17 16:00 | 4 | 17 | 16 | 98.128 | 9.912% | 2017-03-17 16:00 | 3 | 17 | 16 | 3 | 17 | 15 | 57.1525 | 21.35 | 0 | 21.985 | 50.25 | 0
[48 empty] | 2017-04-17 17:00 | 4 | 17 | 17 | 42.1891 | 4.262% | 2017-03-17 17:00 | 3 | 17 | 17 | 3 | 17 | 16 | 23.7025 | 21.4075 | 0 | 21.4475 | 23.25 | 0
[48 empty] | 2017-04-17 18:00 | 4 | 17 | 18 | 0 | 0% | 2017-03-17 18:00 | 3 | 17 | 18 | 3 | 17 | 17 | 22.615 | 21.7375 | 0 | 21.7525 | 22.5375 | 0
[48 empty] | 2017-04-17 19:00 | 4 | 17 | 19 | 0 | 0% | 2017-03-17 19:00 | 3 | 17 | 19 | 3 | 17 | 18 | 19.1675 | 19.83 | 0 | 19.84 | 20.01 | 0
[48 empty] | 2017-04-17 20:00 | 4 | 17 | 20 | 0 | 0% | 2017-03-17 20:00 | 3 | 17 | 20 | 3 | 17 | 19 | 19.9375 | 19.7725 | 0 | 19.785 | 20.46 | 0
[48 empty] | 2017-04-17 21:00 | 4 | 17 | 21 | 0 | 0% | 2017-03-17 21:00 | 3 | 17 | 21 | 3 | 17 | 20 | 20.05 | 18.81 | 0 | 18.8325 | 19.8775 | 0
[48 empty] | 2017-04-17 22:00 | 4 | 17 | 22 | 0 | 0% | 2017-03-17 22:00 | 3 | 17 | 22 | 3 | 17 | 21 | 18.405 | 17.3775 | 0 | 17.395 | 18.19 | 0
[48 empty] | 2017-04-17 23:00 | 4 | 17 | 23 | 0 | 0% | 2017-03-17 23:00 | 3 | 17 | 23 | 3 | 17 | 22 | 17.9525 | 16.8725 | 0 | 16.89 | 17.7325 | 0
[48 empty] | 2017-04-18 | 4 | 18 | 0 | 0 | 0% | 2017-03-18 | 3 | 18 | 0 | 3 | 17 | 23 | 16.675 | 15.8975 | 0 | 15.9075 | 16.515 | 0
[48 empty] | 2017-04-18 01:00 | 4 | 18 | 1 | 0 | 0% | 2017-03-18 01:00 | 3 | 18 | 1 | 3 | 18 | 0 | 15.9225 | 15.59 | 0 | 15.5925 | 15.8575 | 0
[48 empty] | 2017-04-18 02:00 | 4 | 18 | 2 | 0 | 0% | 2017-03-18 02:00 | 3 | 18 | 2 | 3 | 18 | 1 | 15.5875 | 15.5325 | 0 | 15.5325 | 15.5775 | 0
[48 empty] | 2017-04-18 03:00 | 4 | 18 | 3 | 0 | 0% | 2017-03-18 03:00 | 3 | 18 | 3 | 3 | 18 | 2 | 15.9125 | 15.9125 | 0 | 15.9125 | 15.9125 | 0
[48 empty] | 2017-04-18 04:00 | 4 | 18 | 4 | 0 | 0% | 2017-03-18 04:00 | 3 | 18 | 4 | 3 | 18 | 3 | 16.1975 | 16.1975 | 0 | 16.1975 | 16.1975 | 0
[48 empty] | 2017-04-18 05:00 | 4 | 18 | 5 | 27.4843 | 2.776% | 2017-03-18 05:00 | 3 | 18 | 5 | 3 | 18 | 4 | 16.5525 | 16.5525 | 0 | 16.5525 | 16.5525 | 0
[48 empty] | 2017-04-18 06:00 | 4 | 18 | 6 | 587.2161 | 59.31% | 2017-03-18 06:00 | 3 | 18 | 6 | 3 | 18 | 5 | 16.845 | 16.845 | 0 | 16.845 | 16.845 | 0
[48 empty] | 2017-04-18 07:00 | 4 | 18 | 7 | 982.1643 | 99.21% | 2017-03-18 07:00 | 3 | 18 | 7 | 3 | 18 | 6 | 17.78 | 17.78 | 0 | 17.78 | 17.78 | 0
[48 empty] | 2017-04-18 08:00 | 4 | 18 | 8 | 990.0001 | 100% | 2017-03-18 08:00 | 3 | 18 | 8 | 3 | 18 | 7 | 18.0975 | 18.0975 | 0 | 18.0975 | 18.0975 | 0
[48 empty] | 2017-04-18 09:00 | 4 | 18 | 9 | 990.0001 | 100% | 2017-03-18 09:00 | 3 | 18 | 9 | 3 | 18 | 8 | 18.655 | 18.655 | 0 | 18.655 | 18.655 | 0
[48 empty] | 2017-04-18 10:00 | 4 | 18 | 10 | 990.0001 | 100% | 2017-03-18 10:00 | 3 | 18 | 10 | 3 | 18 | 9 | 19.6875 | 19.6875 | 0 | 19.6875 | 19.6875 | 0
[48 empty] | 2017-04-18 11:00 | 4 | 18 | 11 | 990.0001 | 100% | 2017-03-18 11:00 | 3 | 18 | 11 | 3 | 18 | 10 | 20.575 | 20.575 | 0 | 20.575 | 20.575 | 0
[48 empty] | 2017-04-18 12:00 | 4 | 18 | 12 | 990.0001 | 100% | 2017-03-18 12:00 | 3 | 18 | 12 | 3 | 18 | 11 | 26.3425 | 26.3425 | 0 | 26.3425 | 26.3425 | 0
[48 empty] | 2017-04-18 13:00 | 4 | 18 | 13 | 976.4287 | 98.63% | 2017-03-18 13:00 | 3 | 18 | 13 | 3 | 18 | 12 | 30.7525 | 30.7525 | 0 | 30.7525 | 30.7525 | 0
[48 empty] | 2017-04-18 14:00 | 4 | 18 | 14 | 601.1807 | 60.73% | 2017-03-18 14:00 | 3 | 18 | 14 | 3 | 18 | 13 | 27.6525 | 27.6525 | 0 | 27.6525 | 27.6525 | 0
[48 empty] | 2017-04-18 15:00 | 4 | 18 | 15 | 611.4591 | 61.76% | 2017-03-18 15:00 | 3 | 18 | 15 | 3 | 18 | 14 | 23.1175 | 22.4925 | 0 | 22.505 | 22.995 | 0
[48 empty] | 2017-04-18 16:00 | 4 | 18 | 16 | 274.7667 | 27.75% | 2017-03-18 16:00 | 3 | 18 | 16 | 3 | 18 | 15 | 24.5025 | 20 | 0 | 20.08 | 23.655 | 0
[48 empty] | 2017-04-18 17:00 | 4 | 18 | 17 | 42.5127 | 4.294% | 2017-03-18 17:00 | 3 | 18 | 17 | 3 | 18 | 16 | 63.7525 | 21.985 | 0 | 22.8025 | 60.21 | 0
[48 empty] | 2017-04-18 18:00 | 4 | 18 | 18 | 0 | 0% | 2017-03-18 18:00 | 3 | 18 | 18 | 3 | 18 | 17 | 28.4775 | 20.13 | 0 | 20.28 | 27.005 | 0
[48 empty] | 2017-04-18 19:00 | 4 | 18 | 19 | 0 | 0% | 2017-03-18 19:00 | 3 | 18 | 19 | 3 | 18 | 18 | 22.795 | 19.7425 | 0 | 19.7975 | 22.19 | 0
[48 empty] | 2017-04-18 20:00 | 4 | 18 | 20 | 0 | 0% | 2017-03-18 20:00 | 3 | 18 | 20 | 3 | 18 | 19 | 23.3925 | 19.5625 | 0 | 19.6275 | 22.625 | 0
[48 empty] | 2017-04-18 21:00 | 4 | 18 | 21 | 0 | 0% | 2017-03-18 21:00 | 3 | 18 | 21 | 3 | 18 | 20 | 179.51 | 25.8125 | 0 | 28.49 | 148.655 | 0
[48 empty] | 2017-04-18 22:00 | 4 | 18 | 22 | 0 | 0% | 2017-03-18 22:00 | 3 | 18 | 22 | 3 | 18 | 21 | 17.63 | 14.8075 | 0 | 14.86 | 17.0675 | 0
[48 empty] | 2017-04-18 23:00 | 4 | 18 | 23 | 0 | 0% | 2017-03-18 23:00 | 3 | 18 | 23 | 3 | 18 | 22 | 15.5125 | 13.1175 | 0 | 13.16 | 15.035 | 0
[48 empty] | 2017-04-19 | 4 | 19 | 0 | 0 | 0% | 2017-03-19 | 3 | 19 | 0 | 3 | 18 | 23 | 15.7325 | 14.6 | 0 | 14.6225 | 15.5075 | 0
[48 empty] | 2017-04-19 01:00 | 4 | 19 | 1 | 0 | 0% | 2017-03-19 01:00 | 3 | 19 | 1 | 3 | 19 | 0 | 15.8125 | 14.9825 | 0 | 14.995 | 15.6475 | 0
[48 empty] | 2017-04-19 02:00 | 4 | 19 | 2 | 0 | 0% | 2017-03-19 02:00 | 3 | 19 | 2 | 3 | 19 | 1 | 12.3 | 8.3175 | 0 | 8.3575 | 11.455 | 0
[48 empty] | 2017-04-19 03:00 | 4 | 19 | 3 | 0 | 0% | 2017-03-19 03:00 | 3 | 19 | 3 | 3 | 19 | 2 | 7.175 | 0.095 | 0 | 0.2075 | 5.8075 | 0
[48 empty] | 2017-04-19 04:00 | 4 | 19 | 4 | 0 | 0% | 2017-03-19 04:00 | 3 | 19 | 4 | 3 | 19 | 3 | 6.2475 | -1.3925 | 0 | -1.265 | 4.78 | 0
[48 empty] | 2017-04-19 05:00 | 4 | 19 | 5 | 0 | 0% | 2017-03-19 05:00 | 3 | 19 | 5 | 3 | 19 | 4 | 6.79 | -0.275 | 0 | -0.1625 | 5.4375 | 0
[48 empty] | 2017-04-19 06:00 | 4 | 19 | 6 | 110.2501 | 11.14% | 2017-03-19 06:00 | 3 | 19 | 6 | 3 | 19 | 5 | 14.3825 | 13.3775 | 0 | 13.39 | 14.1875 | 0
[48 empty] | 2017-04-19 07:00 | 4 | 19 | 7 | 933.7813 | 94.32% | 2017-03-19 07:00 | 3 | 19 | 7 | 3 | 19 | 6 | 15.9775 | 15.975 | 0 | 15.975 | 15.9775 | 0
[48 empty] | 2017-04-19 08:00 | 4 | 19 | 8 | 990.0001 | 100% | 2017-03-19 08:00 | 3 | 19 | 8 | 3 | 19 | 7 | 13.665 | 13.6625 | 0 | 13.6625 | 13.665 | 0
[48 empty] | 2017-04-19 09:00 | 4 | 19 | 9 | 990.0001 | 100% | 2017-03-19 09:00 | 3 | 19 | 9 | 3 | 19 | 8 | 14.875 | 14.875 | 0 | 14.875 | 14.875 | 0
[48 empty] | 2017-04-19 10:00 | 4 | 19 | 10 | 990.0001 | 100% | 2017-03-19 10:00 | 3 | 19 | 10 | 3 | 19 | 9 | 16.265 | 16.0275 | 0 | 16.0325 | 16.215 | 0
[48 empty] | 2017-04-19 11:00 | 4 | 19 | 11 | 990.0001 | 100% | 2017-03-19 11:00 | 3 | 19 | 11 | 3 | 19 | 10 | 15.79 | 14.6375 | 0 | 14.6525 | 15.5575 | 0
[48 empty] | 2017-04-19 12:00 | 4 | 19 | 12 | 990.0001 | 100% | 2017-03-19 12:00 | 3 | 19 | 12 | 3 | 19 | 11 | 17.325 | 16.685 | 0 | 16.695 | 17.1975 | 0
[48 empty] | 2017-04-19 13:00 | 4 | 19 | 13 | 990.0001 | 100% | 2017-03-19 13:00 | 3 | 19 | 13 | 3 | 19 | 12 | 19.4325 | 17.555 | 0 | 17.585 | 19.055 | 0
[48 empty] | 2017-04-19 14:00 | 4 | 19 | 14 | 990.0001 | 100% | 2017-03-19 14:00 | 3 | 19 | 14 | 3 | 19 | 13 | 22.06 | 17.8375 | 0 | 17.9125 | 21.21 | 0
[48 empty] | 2017-04-19 15:00 | 4 | 19 | 15 | 990.0001 | 100% | 2017-03-19 15:00 | 3 | 19 | 15 | 3 | 19 | 14 | 27.08 | 18.665 | 0 | 18.82 | 25.3875 | 0
[48 empty] | 2017-04-19 16:00 | 4 | 19 | 16 | 802.7331 | 81.08% | 2017-03-19 16:00 | 3 | 19 | 16 | 3 | 19 | 15 | 117.505 | 19.4475 | 0 | 21.2825 | 97.7625 | 0
[48 empty] | 2017-04-19 17:00 | 4 | 19 | 17 | 71.9281 | 7.265% | 2017-03-19 17:00 | 3 | 19 | 17 | 3 | 19 | 16 | 104.9675 | 22.175 | 0 | 23.74 | 88.5225 | 0
[48 empty] | 2017-04-19 18:00 | 4 | 19 | 18 | 0 | 0% | 2017-03-19 18:00 | 3 | 19 | 18 | 3 | 19 | 17 | 32.205 | 19.7875 | 0 | 20.03 | 30.0925 | 0
[48 empty] | 2017-04-19 19:00 | 4 | 19 | 19 | 0 | 0% | 2017-03-19 19:00 | 3 | 19 | 19 | 3 | 19 | 18 | 23.3275 | 18.435 | 0 | 18.54 | 22.8675 | 0
[48 empty] | 2017-04-19 20:00 | 4 | 19 | 20 | 0 | 0% | 2017-03-19 20:00 | 3 | 19 | 20 | 3 | 19 | 19 | 26.4875 | 18.2325 | 0 | 18.4025 | 25.3025 | 0
[48 empty] | 2017-04-19 21:00 | 4 | 19 | 21 | 0 | 0% | 2017-03-19 21:00 | 3 | 19 | 21 | 3 | 19 | 20 | 21.1375 | 17.43 | 0 | 17.5025 | 20.3825 | 0
[48 empty] | 2017-04-19 22:00 | 4 | 19 | 22 | 0 | 0% | 2017-03-19 22:00 | 3 | 19 | 22 | 3 | 19 | 21 | 18.2575 | 15.625 | 0 | 16.4225 | 17.2925 | 0
[48 empty] | 2017-04-19 23:00 | 4 | 19 | 23 | 0 | 0% | 2017-03-19 23:00 | 3 | 19 | 23 | 3 | 19 | 22 | 17.285 | 15.195 | 0 | 16.66 | 16.115 | 0
[48 empty] | 2017-04-20 | 4 | 20 | 0 | 0 | 0% | 2017-03-20 | 3 | 20 | 0 | 3 | 19 | 23 | 12.0825 | 9.355 | 0 | 10.7575 | 10.885 | 0
[48 empty] | 2017-04-20 01:00 | 4 | 20 | 1 | 0 | 0% | 2017-03-20 01:00 | 3 | 20 | 1 | 3 | 20 | 0 | 7.065 | -0.4 | 0 | -0.185 | 5.5225 | 0
[48 empty] | 2017-04-20 02:00 | 4 | 20 | 2 | 0 | 0% | 2017-03-20 02:00 | 3 | 20 | 2 | 3 | 20 | 1 | 7.1425 | 1.09 | 0 | 1.1275 | 5.775 | 0
[48 empty] | 2017-04-20 03:00 | 4 | 20 | 3 | 0 | 0% | 2017-03-20 03:00 | 3 | 20 | 3 | 3 | 20 | 2 | 5.0525 | -3.4325 | 0 | -3.29 | 3.42 | 0
[48 empty] | 2017-04-20 04:00 | 4 | 20 | 4 | 0 | 0% | 2017-03-20 04:00 | 3 | 20 | 4 | 3 | 20 | 3 | 4.22 | -4.8025 | 0 | -4.6525 | 2.4925 | 0
[48 empty] | 2017-04-20 05:00 | 4 | 20 | 5 | 0 | 0% | 2017-03-20 05:00 | 3 | 20 | 5 | 3 | 20 | 4 | 4.7925 | -3.8125 | 0 | -3.67 | 3.1525 | 0
[48 empty] | 2017-04-20 06:00 | 4 | 20 | 6 | 48.4648 | 4.895% | 2017-03-20 06:00 | 3 | 20 | 6 | 3 | 20 | 5 | 7.705 | 2.235 | 0 | 2.31 | 6.3975 | 0
[48 empty] | 2017-04-20 07:00 | 4 | 20 | 7 | 68.896 | 6.959% | 2017-03-20 07:00 | 3 | 20 | 7 | 3 | 20 | 6 | 14.33 | 11.5025 | 0 | 11.55 | 13.785 | 0
[48 empty] | 2017-04-20 08:00 | 4 | 20 | 8 | 96.5136 | 9.749% | 2017-03-20 08:00 | 3 | 20 | 8 | 3 | 20 | 7 | 16.1 | 15.0975 | 0 | 15.145 | 15.59 | 0
[48 empty] | 2017-04-20 09:00 | 4 | 20 | 9 | 164.1389 | 16.58% | 2017-03-20 09:00 | 3 | 20 | 9 | 3 | 20 | 8 | 15.175 | 13.5225 | 0 | 13.585 | 14.4425 | 0
[48 empty] | 2017-04-20 10:00 | 4 | 20 | 10 | 291.1502 | 29.41% | 2017-03-20 10:00 | 3 | 20 | 10 | 3 | 20 | 9 | 16.6475 | 16.4675 | 0 | 16.5125 | 16.4425 | 0
[48 empty] | 2017-04-20 11:00 | 4 | 20 | 11 | 253.2535 | 25.58% | 2017-03-20 11:00 | 3 | 20 | 11 | 3 | 20 | 10 | 16.42 | 16.785 | 0 | 16.84 | 16.845 | 0
[48 empty] | 2017-04-20 12:00 | 4 | 20 | 12 | 286.1867 | 28.91% | 2017-03-20 12:00 | 3 | 20 | 12 | 3 | 20 | 11 | 18.1425 | 18.145 | 0 | 18.2275 | 18.345 | 0
[48 empty] | 2017-04-20 13:00 | 4 | 20 | 13 | 497.0558 | 50.21% | 2017-03-20 13:00 | 3 | 20 | 13 | 3 | 20 | 12 | 20.345 | 18.6725 | 0 | 18.8125 | 18.9775 | 0
[48 empty] | 2017-04-20 14:00 | 4 | 20 | 14 | 645.3011 | 65.18% | 2017-03-20 14:00 | 3 | 20 | 14 | 3 | 20 | 13 | 23.36 | 20.3675 | 0 | 20.5325 | 21.8575 | 0
[48 empty] | 2017-04-20 15:00 | 4 | 20 | 15 | 353.5273 | 35.71% | 2017-03-20 15:00 | 3 | 20 | 15 | 3 | 20 | 14 | 24.7425 | 23.0525 | 0 | 23.2125 | 23.8125 | 0
[48 empty] | 2017-04-20 16:00 | 4 | 20 | 16 | 127.633 | 12.89% | 2017-03-20 16:00 | 3 | 20 | 16 | 3 | 20 | 15 | 36.02 | 33.93 | 0 | 34.0825 | 36.8175 | 0
[48 empty] | 2017-04-20 17:00 | 4 | 20 | 17 | 78.9742 | 7.977% | 2017-03-20 17:00 | 3 | 20 | 17 | 3 | 20 | 16 | 48.94 | 46.8475 | 0 | 47.065 | 58.285 | 0
[48 empty] | 2017-04-20 18:00 | 4 | 20 | 18 | 0 | 0% | 2017-03-20 18:00 | 3 | 20 | 18 | 3 | 20 | 17 | 34.43 | 36.23 | 0 | 36.2375 | 36.8525 | 0
[48 empty] | 2017-04-20 19:00 | 4 | 20 | 19 | 0 | 0% | 2017-03-20 19:00 | 3 | 20 | 19 | 3 | 20 | 18 | 27.3675 | 29.495 | 0 | 29.5475 | 29.065 | 0
[48 empty] | 2017-04-20 20:00 | 4 | 20 | 20 | 0 | 0% | 2017-03-20 20:00 | 3 | 20 | 20 | 3 | 20 | 19 | 25.705 | 26.5125 | 0 | 26.575 | 26.6825 | 0
[48 empty] | 2017-04-20 21:00 | 4 | 20 | 21 | 0 | 0% | 2017-03-20 21:00 | 3 | 20 | 21 | 3 | 20 | 20 | 22.375 | 20.91 | 0 | 20.9875 | 22.22 | 0
[48 empty] | 2017-04-20 22:00 | 4 | 20 | 22 | 0 | 0% | 2017-03-20 22:00 | 3 | 20 | 22 | 3 | 20 | 21 | 21.29 | 20.1225 | 0 | 20.1975 | 21.3075 | 0
[48 empty] | 2017-04-20 23:00 | 4 | 20 | 23 | 0 | 0% | 2017-03-20 23:00 | 3 | 20 | 23 | 3 | 20 | 22 | 18.8875 | 19.4625 | 0 | 19.5075 | 19.3975 | 0
[48 empty] | 2017-04-21 | 4 | 21 | 0 | 0 | 0% | 2017-03-21 | 3 | 21 | 0 | 3 | 20 | 23 | 13.4825 | 13.875 | 0 | 14.32 | 13.6125 | 0
[48 empty] | 2017-04-21 01:00 | 4 | 21 | 1 | 0 | 0% | 2017-03-21 01:00 | 3 | 21 | 1 | 3 | 21 | 0 | 11.1225 | 12.3325 | 0 | 12.3025 | 10.95 | 0
[48 empty] | 2017-04-21 02:00 | 4 | 21 | 2 | 0 | 0% | 2017-03-21 02:00 | 3 | 21 | 2 | 3 | 21 | 1 | 8.675 | 5.69 | 0 | 5.745 | 7.88 | 0
[48 empty] | 2017-04-21 03:00 | 4 | 21 | 3 | 0 | 0% | 2017-03-21 03:00 | 3 | 21 | 3 | 3 | 21 | 2 | 5.8225 | -0.87 | 0 | -0.755 | 4.6725 | 0
[48 empty] | 2017-04-21 04:00 | 4 | 21 | 4 | 0 | 0% | 2017-03-21 04:00 | 3 | 21 | 4 | 3 | 21 | 3 | 8.51 | 4.6525 | 0 | 4.745 | 7.95 | 0
[48 empty] | 2017-04-21 05:00 | 4 | 21 | 5 | 42.4018 | 4.283% | 2017-03-21 05:00 | 3 | 21 | 5 | 3 | 21 | 4 | 13.045 | 12.5625 | 0 | 12.6125 | 12.8675 | 0
[48 empty] | 2017-04-21 06:00 | 4 | 21 | 6 | 625.4821 | 63.18% | 2017-03-21 06:00 | 3 | 21 | 6 | 3 | 21 | 5 | 13.855 | 12.7425 | 0 | 12.795 | 13.2575 | 0
[48 empty] | 2017-04-21 07:00 | 4 | 21 | 7 | 932.2635 | 94.17% | 2017-03-21 07:00 | 3 | 21 | 7 | 3 | 21 | 6 | 16.2525 | 15.5675 | 0 | 15.62 | 15.6825 | 0
[48 empty] | 2017-04-21 08:00 | 4 | 21 | 8 | 990.0001 | 100% | 2017-03-21 08:00 | 3 | 21 | 8 | 3 | 21 | 7 | 16.96 | 16.9475 | 0 | 16.9875 | 16.5025 | 0
[48 empty] | 2017-04-21 09:00 | 4 | 21 | 9 | 990.0001 | 100% | 2017-03-21 09:00 | 3 | 21 | 9 | 3 | 21 | 8 | 17.4925 | 17.4175 | 0 | 17.4475 | 17.1675 | 0
[48 empty] | 2017-04-21 10:00 | 4 | 21 | 10 | 990.0001 | 100% | 2017-03-21 10:00 | 3 | 21 | 10 | 3 | 21 | 9 | 19.6725 | 19.8875 | 0 | 19.9225 | 19.355 | 0
[48 empty] | 2017-04-21 11:00 | 4 | 21 | 11 | 990.0001 | 100% | 2017-03-21 11:00 | 3 | 21 | 11 | 3 | 21 | 10 | 18.8325 | 19.8075 | 0 | 19.8375 | 19.1725 | 0
[48 empty] | 2017-04-21 12:00 | 4 | 21 | 12 | 990.0001 | 100% | 2017-03-21 12:00 | 3 | 21 | 12 | 3 | 21 | 11 | 19.9625 | 21.3725 | 0 | 21.4025 | 20.795 | 0
[48 empty] | 2017-04-21 13:00 | 4 | 21 | 13 | 990.0001 | 100% | 2017-03-21 13:00 | 3 | 21 | 13 | 3 | 21 | 12 | 24.245 | 24.905 | 0 | 24.9275 | 24.455 | 0
[48 empty] | 2017-04-21 14:00 | 4 | 21 | 14 | 929.5749 | 93.9% | 2017-03-21 14:00 | 3 | 21 | 14 | 3 | 21 | 13 | 27.3725 | 27.1 | 0 | 27.1075 | 27.5825 | 0
[48 empty] | 2017-04-21 15:00 | 4 | 21 | 15 | 817.1633 | 82.54% | 2017-03-21 15:00 | 3 | 21 | 15 | 3 | 21 | 14 | 29.1125 | 29.095 | 0 | 29.095 | 29.11 | 0
[48 empty] | 2017-04-21 16:00 | 4 | 21 | 16 | 304.8623 | 30.79% | 2017-03-21 16:00 | 3 | 21 | 16 | 3 | 21 | 15 | 43.2125 | 45.6925 | 0 | 45.7 | 45.8725 | 0
[48 empty] | 2017-04-21 17:00 | 4 | 21 | 17 | 190.598 | 19.25% | 2017-03-21 17:00 | 3 | 21 | 17 | 3 | 21 | 16 | 39.475 | 41.995 | 0 | 42.005 | 42.405 | 0
[48 empty] | 2017-04-21 18:00 | 4 | 21 | 18 | 0 | 0% | 2017-03-21 18:00 | 3 | 21 | 18 | 3 | 21 | 17 | 30.3675 | 32.38 | 0 | 32.4125 | 32.2075 | 0
[48 empty] | 2017-04-21 19:00 | 4 | 21 | 19 | 0 | 0% | 2017-03-21 19:00 | 3 | 21 | 19 | 3 | 21 | 18 | 24.5575 | 26.1075 | 0 | 26.16 | 25.6625 | 0
[48 empty] | 2017-04-21 20:00 | 4 | 21 | 20 | 0 | 0% | 2017-03-21 20:00 | 3 | 21 | 20 | 3 | 21 | 19 | 20.845 | 20.4275 | 0 | 20.4575 | 21.565 | 0
[48 empty] | 2017-04-21 21:00 | 4 | 21 | 21 | 0 | 0% | 2017-03-21 21:00 | 3 | 21 | 21 | 3 | 21 | 20 | 20.8325 | 19.9 | 0 | 19.9325 | 20.9225 | 0
[48 empty] | 2017-04-21 22:00 | 4 | 21 | 22 | 0 | 0% | 2017-03-21 22:00 | 3 | 21 | 22 | 3 | 21 | 21 | 19.8175 | 20.065 | 0 | 20.1075 | 20.4625 | 0
[48 empty] | 2017-04-21 23:00 | 4 | 21 | 23 | 0 | 0% | 2017-03-21 23:00 | 3 | 21 | 23 | 3 | 21 | 22 | 19.995 | 20.265 | 0 | 20.2875 | 19.8075 | 0
[48 empty] | 2017-04-22 | 4 | 22 | 0 | 0 | 0% | 2017-03-22 | 3 | 22 | 0 | 3 | 21 | 23 | 18.645 | 18.9725 | 0 | 19 | 18.38 | 0
[48 empty] | 2017-04-22 01:00 | 4 | 22 | 1 | 0 | 0% | 2017-03-22 01:00 | 3 | 22 | 1 | 3 | 22 | 0 | 17.985 | 18.46 | 0 | 18.5025 | 17.5675 | 0
[48 empty] | 2017-04-22 02:00 | 4 | 22 | 2 | 0 | 0% | 2017-03-22 02:00 | 3 | 22 | 2 | 3 | 22 | 1 | 17.1325 | 17.8975 | 0 | 17.9625 | 16.62 | 0
[48 empty] | 2017-04-22 03:00 | 4 | 22 | 3 | 0 | 0% | 2017-03-22 03:00 | 3 | 22 | 3 | 3 | 22 | 2 | 15.74 | 17.1375 | 0 | 17.1775 | 16.305 | 0
[48 empty] | 2017-04-22 04:00 | 4 | 22 | 4 | 0 | 0% | 2017-03-22 04:00 | 3 | 22 | 4 | 3 | 22 | 3 | 15.87 | 17.15 | 0 | 17.1775 | 16.5775 | 0
[48 empty] | 2017-04-22 05:00 | 4 | 22 | 5 | 0 | 0% | 2017-03-22 05:00 | 3 | 22 | 5 | 3 | 22 | 4 | 17.465 | 17.495 | 0 | 17.495 | 17.4925 | 0
[48 empty] | 2017-04-22 06:00 | 4 | 22 | 6 | 197.7027 | 19.97% | 2017-03-22 06:00 | 3 | 22 | 6 | 3 | 22 | 5 | 17.98 | 17.98 | 0 | 17.98 | 17.98 | 0
[48 empty] | 2017-04-22 07:00 | 4 | 22 | 7 | 769.6436 | 77.74% | 2017-03-22 07:00 | 3 | 22 | 7 | 3 | 22 | 6 | 19.7825 | 19.7825 | 0 | 19.7825 | 19.7825 | 0
[48 empty] | 2017-04-22 08:00 | 4 | 22 | 8 | 988.6292 | 99.86% | 2017-03-22 08:00 | 3 | 22 | 8 | 3 | 22 | 7 | 20.1875 | 20.1875 | 0 | 20.1875 | 20.1875 | 0
[48 empty] | 2017-04-22 09:00 | 4 | 22 | 9 | 990.0001 | 100% | 2017-03-22 09:00 | 3 | 22 | 9 | 3 | 22 | 8 | 20.315 | 20.315 | 0 | 20.315 | 20.315 | 0
[48 empty] | 2017-04-22 10:00 | 4 | 22 | 10 | 990.0001 | 100% | 2017-03-22 10:00 | 3 | 22 | 10 | 3 | 22 | 9 | 21.8725 | 21.8725 | 0 | 21.8725 | 21.8725 | 0
[48 empty] | 2017-04-22 11:00 | 4 | 22 | 11 | 990.0001 | 100% | 2017-03-22 11:00 | 3 | 22 | 11 | 3 | 22 | 10 | 22.41 | 23.5675 | 0 | 25.67 | 23.535 | 0
[48 empty] | 2017-04-22 12:00 | 4 | 22 | 12 | 892.4514 | 90.15% | 2017-03-22 12:00 | 3 | 22 | 12 | 3 | 22 | 11 | 25.135 | 27.3675 | 0 | 35.0075 | 27.43 | 0
[48 empty] | 2017-04-22 13:00 | 4 | 22 | 13 | 901.5765 | 91.07% | 2017-03-22 13:00 | 3 | 22 | 13 | 3 | 22 | 12 | 29.7925 | 31.95 | 0 | 31.95 | 32.075 | 0
[48 empty] | 2017-04-22 14:00 | 4 | 22 | 14 | 903.0118 | 91.21% | 2017-03-22 14:00 | 3 | 22 | 14 | 3 | 22 | 13 | 40.265 | 48.35 | 0 | 48.5 | 53.905 | 0
[48 empty] | 2017-04-22 15:00 | 4 | 22 | 15 | 860.634 | 86.93% | 2017-03-22 15:00 | 3 | 22 | 15 | 3 | 22 | 14 | 31.1 | 33.75 | 0 | 44.005 | 33.795 | 0
[48 empty] | 2017-04-22 16:00 | 4 | 22 | 16 | 722.6874 | 73% | 2017-03-22 16:00 | 3 | 22 | 16 | 3 | 22 | 15 | 30.565 | 33.05 | 0 | 47.055 | 32.875 | 0
[48 empty] | 2017-04-22 17:00 | 4 | 22 | 17 | 310.2779 | 31.34% | 2017-03-22 17:00 | 3 | 22 | 17 | 3 | 22 | 16 | 28.9325 | 27.8975 | 0 | 41.5425 | 30.365 | 0
[48 empty] | 2017-04-22 18:00 | 4 | 22 | 18 | 0 | 0% | 2017-03-22 18:00 | 3 | 22 | 18 | 3 | 22 | 17 | 24.075 | 24.8575 | 0 | 30.4925 | 25.665 | 0
[48 empty] | 2017-04-22 19:00 | 4 | 22 | 19 | 0 | 0% | 2017-03-22 19:00 | 3 | 22 | 19 | 3 | 22 | 18 | 20.1475 | 21.455 | 0 | 21.4575 | 21.4475 | 0
[48 empty] | 2017-04-22 20:00 | 4 | 22 | 20 | 0 | 0% | 2017-03-22 20:00 | 3 | 22 | 20 | 3 | 22 | 19 | 19.3225 | 20.3225 | 0 | 20.325 | 20.3225 | 0
[48 empty] | 2017-04-22 21:00 | 4 | 22 | 21 | 0 | 0% | 2017-03-22 21:00 | 3 | 22 | 21 | 3 | 22 | 20 | 21.4625 | 21.405 | 0 | 21.4075 | 21.5 | 0
[48 empty] | 2017-04-22 22:00 | 4 | 22 | 22 | 0 | 0% | 2017-03-22 22:00 | 3 | 22 | 22 | 3 | 22 | 21 | 18.755 | 18.175 | 0 | 18.68 | 18.2425 | 0
[48 empty] | 2017-04-22 23:00 | 4 | 22 | 23 | 0 | 0% | 2017-03-22 23:00 | 3 | 22 | 23 | 3 | 22 | 22 | 17.7825 | 16.1825 | 0 | 17.0075 | 17.2275 | 0
[48 empty] | 2017-04-23 | 4 | 23 | 0 | 0 | 0% | 2017-03-23 | 3 | 23 | 0 | 3 | 22 | 23 | 14.9275 | 14.9275 | 0 | 16.6725 | 14.21 | 0
[48 empty] | 2017-04-23 01:00 | 4 | 23 | 1 | 0 | 0% | 2017-03-23 01:00 | 3 | 23 | 1 | 3 | 23 | 0 | 15.4775 | 15.7025 | 0 | 15.4175 | 15.2075 | 0
[48 empty] | 2017-04-23 02:00 | 4 | 23 | 2 | 0 | 0% | 2017-03-23 02:00 | 3 | 23 | 2 | 3 | 23 | 1 | 13.55 | 14.8025 | 0 | 14.55 | 13.425 | 0
[48 empty] | 2017-04-23 03:00 | 4 | 23 | 3 | 0 | 0% | 2017-03-23 03:00 | 3 | 23 | 3 | 3 | 23 | 2 | 11.575 | 14.2525 | 0 | 14.09 | 11.6775 | 0
[48 empty] | 2017-04-23 04:00 | 4 | 23 | 4 | 0 | 0% | 2017-03-23 04:00 | 3 | 23 | 4 | 3 | 23 | 3 | 11.3925 | 14.2175 | 0 | 14.0975 | 11.4925 | 0
[48 empty] | 2017-04-23 05:00 | 4 | 23 | 5 | 0 | 0% | 2017-03-23 05:00 | 3 | 23 | 5 | 3 | 23 | 4 | 12.025 | 14.8175 | 0 | 14.775 | 12.145 | 0
[48 empty] | 2017-04-23 06:00 | 4 | 23 | 6 | 492.9605 | 49.79% | 2017-03-23 06:00 | 3 | 23 | 6 | 3 | 23 | 5 | 14.5375 | 16.9975 | 0 | 16.95 | 14.72 | 0
[48 empty] | 2017-04-23 07:00 | 4 | 23 | 7 | 800.4225 | 80.85% | 2017-03-23 07:00 | 3 | 23 | 7 | 3 | 23 | 6 | 23.0875 | 27.99 | 0 | 27.8425 | 23.7225 | 0
[48 empty] | 2017-04-23 08:00 | 4 | 23 | 8 | 881.7128 | 89.06% | 2017-03-23 08:00 | 3 | 23 | 8 | 3 | 23 | 7 | 18.385 | 24.8225 | 0 | 25.02 | 17.82 | 0
[48 empty] | 2017-04-23 09:00 | 4 | 23 | 9 | 895.5145 | 90.46% | 2017-03-23 09:00 | 3 | 23 | 9 | 3 | 23 | 8 | 16.5775 | 18.525 | 0 | 18.8475 | 15.6275 | 0
[48 empty] | 2017-04-23 10:00 | 4 | 23 | 10 | 877.1967 | 88.61% | 2017-03-23 10:00 | 3 | 23 | 10 | 3 | 23 | 9 | 15.175 | 16.93 | 0 | 17.225 | 14.7825 | 0
[48 empty] | 2017-04-23 11:00 | 4 | 23 | 11 | 871.6123 | 88.04% | 2017-03-23 11:00 | 3 | 23 | 11 | 3 | 23 | 10 | 16.755 | 18.845 | 0 | 20.4725 | 16.3875 | 0
[48 empty] | 2017-04-23 12:00 | 4 | 23 | 12 | 962.6398 | 97.24% | 2017-03-23 12:00 | 3 | 23 | 12 | 3 | 23 | 11 | 16.725 | 20.0275 | 0 | 23.35 | 16.5 | 0
[48 empty] | 2017-04-23 13:00 | 4 | 23 | 13 | 941.3348 | 95.08% | 2017-03-23 13:00 | 3 | 23 | 13 | 3 | 23 | 12 | 20.4725 | 24.08 | 0 | 27.8625 | 20.055 | 0
[48 empty] | 2017-04-23 14:00 | 4 | 23 | 14 | 661.4487 | 66.81% | 2017-03-23 14:00 | 3 | 23 | 14 | 3 | 23 | 13 | 17.9575 | 18.895 | 0 | 22.1025 | 17.34 | 0
[48 empty] | 2017-04-23 15:00 | 4 | 23 | 15 | 892.3019 | 90.13% | 2017-03-23 15:00 | 3 | 23 | 15 | 3 | 23 | 14 | 19.06 | 19.42 | 0 | 22.885 | 18.365 | 0
[48 empty] | 2017-04-23 16:00 | 4 | 23 | 16 | 379.3774 | 38.32% | 2017-03-23 16:00 | 3 | 23 | 16 | 3 | 23 | 15 | 22.2 | 26.48 | 0 | 31.1125 | 21.8725 | 0
[48 empty] | 2017-04-23 17:00 | 4 | 23 | 17 | 267.569 | 27.03% | 2017-03-23 17:00 | 3 | 23 | 17 | 3 | 23 | 16 | 24.5875 | 30.6525 | 0 | 35.8975 | 24.395 | 0
[48 empty] | 2017-04-23 18:00 | 4 | 23 | 18 | 0 | 0% | 2017-03-23 18:00 | 3 | 23 | 18 | 3 | 23 | 17 | 22.7475 | 28.37 | 0 | 31.605 | 23.1525 | 0
[48 empty] | 2017-04-23 19:00 | 4 | 23 | 19 | 0 | 0% | 2017-03-23 19:00 | 3 | 23 | 19 | 3 | 23 | 18 | 21.5025 | 23.045 | 0 | 23.0875 | 22.555 | 0
[48 empty] | 2017-04-23 20:00 | 4 | 23 | 20 | 0 | 0% | 2017-03-23 20:00 | 3 | 23 | 20 | 3 | 23 | 19 | 20.975 | 21.405 | 0 | 21.465 | 21.865 | 0
[48 empty] | 2017-04-23 21:00 | 4 | 23 | 21 | 0 | 0% | 2017-03-23 21:00 | 3 | 23 | 21 | 3 | 23 | 20 | 21.97 | 22.7075 | 0 | 22.7575 | 22.875 | 0
[48 empty] | 2017-04-23 22:00 | 4 | 23 | 22 | 0 | 0% | 2017-03-23 22:00 | 3 | 23 | 22 | 3 | 23 | 21 | 21.765 | 20.8875 | 0 | 20.9725 | 22.4825 | 0
[48 empty] | 2017-04-23 23:00 | 4 | 23 | 23 | 0 | 0% | 2017-03-23 23:00 | 3 | 23 | 23 | 3 | 23 | 22 | 19.5825 | 20.555 | 0 | 20.71 | 20.4625 | 0
[48 empty] | 2017-04-24 | 4 | 24 | 0 | 0 | 0% | 2017-03-24 | 3 | 24 | 0 | 3 | 23 | 23 | 14.835 | 15.65 | 0 | 15.6325 | 15.145 | 0
[48 empty] | 2017-04-24 01:00 | 4 | 24 | 1 | 0 | 0% | 2017-03-24 01:00 | 3 | 24 | 1 | 3 | 24 | 0 | 14.0575 | 15.4425 | 0 | 15.47 | 14.375 | 0
[48 empty] | 2017-04-24 02:00 | 4 | 24 | 2 | 0 | 0% | 2017-03-24 02:00 | 3 | 24 | 2 | 3 | 24 | 1 | 13.235 | 15.1675 | 0 | 15.2225 | 13.5875 | 0
[48 empty] | 2017-04-24 03:00 | 4 | 24 | 3 | 0 | 0% | 2017-03-24 03:00 | 3 | 24 | 3 | 3 | 24 | 2 | 14.3525 | 15.5575 | 0 | 15.595 | 15.155 | 0
[48 empty] | 2017-04-24 04:00 | 4 | 24 | 4 | 0 | 0% | 2017-03-24 04:00 | 3 | 24 | 4 | 3 | 24 | 3 | 15.3625 | 16.7175 | 0 | 16.72 | 16.7725 | 0
[48 empty] | 2017-04-24 05:00 | 4 | 24 | 5 | 0 | 0% | 2017-03-24 05:00 | 3 | 24 | 5 | 3 | 24 | 4 | 15.645 | 17.0875 | 0 | 17.0925 | 17.0925 | 0
[48 empty] | 2017-04-24 06:00 | 4 | 24 | 6 | 671.4062 | 67.82% | 2017-03-24 06:00 | 3 | 24 | 6 | 3 | 24 | 5 | 17.1575 | 18.49 | 0 | 18.4875 | 18.4725 | 0
[48 empty] | 2017-04-24 07:00 | 4 | 24 | 7 | 899.2519 | 90.83% | 2017-03-24 07:00 | 3 | 24 | 7 | 3 | 24 | 6 | 21.655 | 19.9275 | 0 | 20.015 | 22.2925 | 0
[48 empty] | 2017-04-24 08:00 | 4 | 24 | 8 | 958.2558 | 96.79% | 2017-03-24 08:00 | 3 | 24 | 8 | 3 | 24 | 7 | 20.0725 | 19.785 | 0 | 19.815 | 21.1375 | 0
[48 empty] | 2017-04-24 09:00 | 4 | 24 | 9 | 990.0001 | 100% | 2017-03-24 09:00 | 3 | 24 | 9 | 3 | 24 | 8 | 19.715 | 19.9325 | 0 | 19.9525 | 20.8175 | 0
[48 empty] | 2017-04-24 10:00 | 4 | 24 | 10 | 990.0001 | 100% | 2017-03-24 10:00 | 3 | 24 | 10 | 3 | 24 | 9 | 22.645 | 19.725 | 0 | 19.8025 | 23.2225 | 0
[48 empty] | 2017-04-24 11:00 | 4 | 24 | 11 | 990.0001 | 100% | 2017-03-24 11:00 | 3 | 24 | 11 | 3 | 24 | 10 | 17.5325 | 15.3475 | 0 | 15.7275 | 17.0675 | 0
[48 empty] | 2017-04-24 12:00 | 4 | 24 | 12 | 990.0001 | 100% | 2017-03-24 12:00 | 3 | 24 | 12 | 3 | 24 | 11 | 17.6925 | 14.905 | 0 | 15.33 | 16.085 | 0
[48 empty] | 2017-04-24 13:00 | 4 | 24 | 13 | 990.0001 | 100% | 2017-03-24 13:00 | 3 | 24 | 13 | 3 | 24 | 12 | 19.2925 | 15.4325 | 0 | 15.69 | 17.3825 | 0
[48 empty] | 2017-04-24 14:00 | 4 | 24 | 14 | 990.0001 | 100% | 2017-03-24 14:00 | 3 | 24 | 14 | 3 | 24 | 13 | 22.24 | 14.475 | 0 | 14.5375 | 19.605 | 0
[48 empty] | 2017-04-24 15:00 | 4 | 24 | 15 | 939.6089 | 94.91% | 2017-03-24 15:00 | 3 | 24 | 15 | 3 | 24 | 14 | 19.8275 | 15.035 | 0 | 14.88 | 17.865 | 0
[48 empty] | 2017-04-24 16:00 | 4 | 24 | 16 | 802.3016 | 81.04% | 2017-03-24 16:00 | 3 | 24 | 16 | 3 | 24 | 15 | 20.1275 | 16.085 | 0 | 15.8525 | 18.4575 | 0
[48 empty] | 2017-04-24 17:00 | 4 | 24 | 17 | 273.3047 | 27.61% | 2017-03-24 17:00 | 3 | 24 | 17 | 3 | 24 | 16 | 18.87 | 16.955 | 0 | 16.655 | 17.685 | 0
[48 empty] | 2017-04-24 18:00 | 4 | 24 | 18 | 0 | 0% | 2017-03-24 18:00 | 3 | 24 | 18 | 3 | 24 | 17 | 19.4825 | 18.54 | 0 | 18.4425 | 19.0475 | 0
[48 empty] | 2017-04-24 19:00 | 4 | 24 | 19 | 0 | 0% | 2017-03-24 19:00 | 3 | 24 | 19 | 3 | 24 | 18 | 18.655 | 18.0025 | 0 | 17.825 | 18.5 | 0
[48 empty] | 2017-04-24 20:00 | 4 | 24 | 20 | 0 | 0% | 2017-03-24 20:00 | 3 | 24 | 20 | 3 | 24 | 19 | 18.9425 | 17.745 | 0 | 17.6425 | 19.105 | 0
[48 empty] | 2017-04-24 21:00 | 4 | 24 | 21 | 0 | 0% | 2017-03-24 21:00 | 3 | 24 | 21 | 3 | 24 | 20 | 21.2525 | 18.2475 | 0 | 18.3025 | 20.685 | 0
[48 empty] | 2017-04-24 22:00 | 4 | 24 | 22 | 0 | 0% | 2017-03-24 22:00 | 3 | 24 | 22 | 3 | 24 | 21 | 19.94 | 17.6725 | 0 | 17.7075 | 19.4925 | 0
[48 empty] | 2017-04-24 23:00 | 4 | 24 | 23 | 0 | 0% | 2017-03-24 23:00 | 3 | 24 | 23 | 3 | 24 | 22 | 12.9575 | 10.07 | 0 | 9.7575 | 11.855 | 0
[48 empty] | 2017-04-25 | 4 | 25 | 0 | 0 | 0% | 2017-03-25 | 3 | 25 | 0 | 3 | 24 | 23 | 12.1475 | 7.7025 | 0 | 7.5975 | 10.93 | 0
[48 empty] | 2017-04-25 01:00 | 4 | 25 | 1 | 0 | 0% | 2017-03-25 01:00 | 3 | 25 | 1 | 3 | 25 | 0 | 14.795 | 11.7825 | 0 | 11.8525 | 13.945 | 0
[48 empty] | 2017-04-25 02:00 | 4 | 25 | 2 | 0 | 0% | 2017-03-25 02:00 | 3 | 25 | 2 | 3 | 25 | 1 | 16.4925 | 16.485 | 0 | 16.525 | 16.1275 | 0
[48 empty] | 2017-04-25 03:00 | 4 | 25 | 3 | 0 | 0% | 2017-03-25 03:00 | 3 | 25 | 3 | 3 | 25 | 2 | 16.81 | 16.81 | 0 | 16.81 | 16.8075 | 0
[48 empty] | 2017-04-25 04:00 | 4 | 25 | 4 | 0 | 0% | 2017-03-25 04:00 | 3 | 25 | 4 | 3 | 25 | 3 | 16.725 | 16.72 | 0 | 16.72 | 16.725 | 0
[48 empty] | 2017-04-25 05:00 | 4 | 25 | 5 | 0 | 0% | 2017-03-25 05:00 | 3 | 25 | 5 | 3 | 25 | 4 | 16.42 | 16.42 | 0 | 16.42 | 16.42 | 0
[48 empty] | 2017-04-25 06:00 | 4 | 25 | 6 | 36.5614 | 3.693% | 2017-03-25 06:00 | 3 | 25 | 6 | 3 | 25 | 5 | 16.715 | 16.715 | 0 | 16.715 | 16.715 | 0
[48 empty] | 2017-04-25 07:00 | 4 | 25 | 7 | 67.5112 | 6.819% | 2017-03-25 07:00 | 3 | 25 | 7 | 3 | 25 | 6 | 16.2475 | 15.55 | 0 | 15.56 | 16.115 | 0
[48 empty] | 2017-04-25 08:00 | 4 | 25 | 8 | 128.877 | 13.02% | 2017-03-25 08:00 | 3 | 25 | 8 | 3 | 25 | 7 | 16.59 | 16.135 | 0 | 16.14 | 16.5025 | 0
[48 empty] | 2017-04-25 09:00 | 4 | 25 | 9 | 177.3469 | 17.91% | 2017-03-25 09:00 | 3 | 25 | 9 | 3 | 25 | 8 | 18.2925 | 18.2725 | 0 | 18.275 | 18.2925 | 0
[48 empty] | 2017-04-25 10:00 | 4 | 25 | 10 | 244.2146 | 24.67% | 2017-03-25 10:00 | 3 | 25 | 10 | 3 | 25 | 9 | 19.5325 | 19.4225 | 0 | 19.4425 | 19.525 | 0
[48 empty] | 2017-04-25 11:00 | 4 | 25 | 11 | 399.9574 | 40.4% | 2017-03-25 11:00 | 3 | 25 | 11 | 3 | 25 | 10 | 19.92 | 19.8025 | 0 | 19.825 | 19.915 | 0
[48 empty] | 2017-04-25 12:00 | 4 | 25 | 12 | 457.1092 | 46.17% | 2017-03-25 12:00 | 3 | 25 | 12 | 3 | 25 | 11 | 21.075 | 21.0475 | 0 | 21.05 | 21.07 | 0
[48 empty] | 2017-04-25 13:00 | 4 | 25 | 13 | 593.167 | 59.92% | 2017-03-25 13:00 | 3 | 25 | 13 | 3 | 25 | 12 | 25.1575 | 25.1575 | 0 | 25.1575 | 25.1575 | 0
[48 empty] | 2017-04-25 14:00 | 4 | 25 | 14 | 241.5636 | 24.4% | 2017-03-25 14:00 | 3 | 25 | 14 | 3 | 25 | 13 | 26.3075 | 26.3075 | 0 | 26.3075 | 26.3075 | 0
[48 empty] | 2017-04-25 15:00 | 4 | 25 | 15 | 438.898 | 44.33% | 2017-03-25 15:00 | 3 | 25 | 15 | 3 | 25 | 14 | 28.6825 | 28.6725 | 0 | 28.6725 | 28.6725 | 0
[48 empty] | 2017-04-25 16:00 | 4 | 25 | 16 | 419.4237 | 42.37% | 2017-03-25 16:00 | 3 | 25 | 16 | 3 | 25 | 15 | 35.44 | 34.6125 | 0 | 34.7875 | 35.335 | 0
[48 empty] | 2017-04-25 17:00 | 4 | 25 | 17 | 111.6189 | 11.27% | 2017-03-25 17:00 | 3 | 25 | 17 | 3 | 25 | 16 | 32.6075 | 31.9825 | 0 | 32.1125 | 32.5225 | 0
[48 empty] | 2017-04-25 18:00 | 4 | 25 | 18 | 0 | 0% | 2017-03-25 18:00 | 3 | 25 | 18 | 3 | 25 | 17 | 31.515 | 31.455 | 0 | 31.4675 | 31.51 | 0
[48 empty] | 2017-04-25 19:00 | 4 | 25 | 19 | 0 | 0% | 2017-03-25 19:00 | 3 | 25 | 19 | 3 | 25 | 18 | 31.985 | 31.985 | 0 | 31.985 | 31.985 | 0
[48 empty] | 2017-04-25 20:00 | 4 | 25 | 20 | 0 | 0% | 2017-03-25 20:00 | 3 | 25 | 20 | 3 | 25 | 19 | 29.1 | 29.1 | 0 | 29.1 | 29.1 | 0
[48 empty] | 2017-04-25 21:00 | 4 | 25 | 21 | 0 | 0% | 2017-03-25 21:00 | 3 | 25 | 21 | 3 | 25 | 20 | 26.475 | 26.475 | 0 | 26.475 | 26.475 | 0
[48 empty] | 2017-04-25 22:00 | 4 | 25 | 22 | 0 | 0% | 2017-03-25 22:00 | 3 | 25 | 22 | 3 | 25 | 21 | 22.7625 | 22.7625 | 0 | 22.7625 | 22.7625 | 0
[48 empty] | 2017-04-25 23:00 | 4 | 25 | 23 | 0 | 0% | 2017-03-25 23:00 | 3 | 25 | 23 | 3 | 25 | 22 | 20.9775 | 20.7925 | 0 | 20.83 | 20.9725 | 0
[48 empty] | 2017-04-26 | 4 | 26 | 0 | 0 | 0% | 2017-03-26 | 3 | 26 | 0 | 3 | 25 | 23 | 18.915 | 16.0775 | 0 | 16.15 | 18.39 | 0
[48 empty] | 2017-04-26 01:00 | 4 | 26 | 1 | 0 | 0% | 2017-03-26 01:00 | 3 | 26 | 1 | 3 | 26 | 0 | 12.815 | 7.565 | 0 | 7.67 | 11.755 | 0
[48 empty] | 2017-04-26 02:00 | 4 | 26 | 2 | 0 | 0% | 2017-03-26 02:00 | 3 | 26 | 2 | 3 | 26 | 1 | 9.2825 | 3.8975 | 0 | 3.97 | 7.895 | 0
[48 empty] | 2017-04-26 03:00 | 4 | 26 | 3 | 0 | 0% | 2017-03-26 03:00 | 3 | 26 | 3 | 3 | 26 | 2 | 7.79 | 4.03 | 0 | 4.0825 | 6.6125 | 0
[48 empty] | 2017-04-26 04:00 | 4 | 26 | 4 | 0 | 0% | 2017-03-26 04:00 | 3 | 26 | 4 | 3 | 26 | 3 | 8.1775 | 4.3525 | 0 | 4.4125 | 6.9925 | 0
[48 empty] | 2017-04-26 05:00 | 4 | 26 | 5 | 0 | 0% | 2017-03-26 05:00 | 3 | 26 | 5 | 3 | 26 | 4 | 7.5025 | 2.5725 | 0 | 2.6625 | 6.215 | 0
[48 empty] | 2017-04-26 06:00 | 4 | 26 | 6 | 142.7815 | 14.42% | 2017-03-26 06:00 | 3 | 26 | 6 | 3 | 26 | 5 | 8.755 | 5.9225 | 0 | 5.9825 | 7.645 | 0
[48 empty] | 2017-04-26 07:00 | 4 | 26 | 7 | 225.5151 | 22.78% | 2017-03-26 07:00 | 3 | 26 | 7 | 3 | 26 | 6 | 10.7475 | 9.4975 | 0 | 9.4875 | 9.715 | 0
[48 empty] | 2017-04-26 08:00 | 4 | 26 | 8 | 306.4816 | 30.96% | 2017-03-26 08:00 | 3 | 26 | 8 | 3 | 26 | 7 | 12.7425 | 13.0025 | 0 | 12.8625 | 11.9075 | 0
[48 empty] | 2017-04-26 09:00 | 4 | 26 | 9 | 554.606 | 56.02% | 2017-03-26 09:00 | 3 | 26 | 9 | 3 | 26 | 8 | 17.315 | 17.2075 | 0 | 17.26 | 17 | 0
[48 empty] | 2017-04-26 10:00 | 4 | 26 | 10 | 639.6469 | 64.61% | 2017-03-26 10:00 | 3 | 26 | 10 | 3 | 26 | 9 | 18.165 | 18.5875 | 0 | 18.625 | 18.095 | 0
[48 empty] | 2017-04-26 11:00 | 4 | 26 | 11 | 566.3732 | 57.21% | 2017-03-26 11:00 | 3 | 26 | 11 | 3 | 26 | 10 | 18.3275 | 19.175 | 0 | 19.2075 | 18.6175 | 0
[48 empty] | 2017-04-26 12:00 | 4 | 26 | 12 | 509.0548 | 51.42% | 2017-03-26 12:00 | 3 | 26 | 12 | 3 | 26 | 11 | 19.1175 | 19.2875 | 0 | 19.3325 | 19.33 | 0
[48 empty] | 2017-04-26 13:00 | 4 | 26 | 13 | 543.886 | 54.94% | 2017-03-26 13:00 | 3 | 26 | 13 | 3 | 26 | 12 | 24.465 | 20.8975 | 0 | 21.025 | 23.76 | 0
[48 empty] | 2017-04-26 14:00 | 4 | 26 | 14 | 717.339 | 72.46% | 2017-03-26 14:00 | 3 | 26 | 14 | 3 | 26 | 13 | 22.4 | 19.725 | 0 | 19.81 | 21.78 | 0
[48 empty] | 2017-04-26 15:00 | 4 | 26 | 15 | 375.0575 | 37.88% | 2017-03-26 15:00 | 3 | 26 | 15 | 3 | 26 | 14 | 26.19 | 20.005 | 0 | 20.1525 | 24.64 | 0
[48 empty] | 2017-04-26 16:00 | 4 | 26 | 16 | 97.2491 | 9.823% | 2017-03-26 16:00 | 3 | 26 | 16 | 3 | 26 | 15 | 27.7225 | 19.9825 | 0 | 20.17 | 25.86 | 0
[48 empty] | 2017-04-26 17:00 | 4 | 26 | 17 | 40.5762 | 4.099% | 2017-03-26 17:00 | 3 | 26 | 17 | 3 | 26 | 16 | 26.9925 | 19.3825 | 0 | 19.56 | 25.205 | 0
[48 empty] | 2017-04-26 18:00 | 4 | 26 | 18 | 0 | 0% | 2017-03-26 18:00 | 3 | 26 | 18 | 3 | 26 | 17 | 25.8175 | 19.245 | 0 | 19.3675 | 24.5075 | 0
[48 empty] | 2017-04-26 19:00 | 4 | 26 | 19 | 0 | 0% | 2017-03-26 19:00 | 3 | 26 | 19 | 3 | 26 | 18 | 22.585 | 20.0175 | 0 | 20.0625 | 22.0725 | 0
[48 empty] | 2017-04-26 20:00 | 4 | 26 | 20 | 0 | 0% | 2017-03-26 20:00 | 3 | 26 | 20 | 3 | 26 | 19 | 93.4925 | 93.1225 | 0 | 93.1275 | 93.4375 | 0
[48 empty] | 2017-04-26 21:00 | 4 | 26 | 21 | 0 | 0% | 2017-03-26 21:00 | 3 | 26 | 21 | 3 | 26 | 20 | 52.895 | 56.985 | 0 | 57 | 57.315 | 0
[48 empty] | 2017-04-26 22:00 | 4 | 26 | 22 | 0 | 0% | 2017-03-26 22:00 | 3 | 26 | 22 | 3 | 26 | 21 | 26.3225 | 26.47 | 0 | 26.4725 | 26.4725 | 0
[48 empty] | 2017-04-26 23:00 | 4 | 26 | 23 | 0 | 0% | 2017-03-26 23:00 | 3 | 26 | 23 | 3 | 26 | 22 | 21.8025 | 21.58 | 0 | 21.585 | 21.8775 | 0
[48 empty] | 2017-04-27 | 4 | 27 | 0 | 0 | 0% | 2017-03-27 | 3 | 27 | 0 | 3 | 26 | 23 | 20.07 | 19.32 | 0 | 19.335 | 19.9625 | 0
[48 empty] | 2017-04-27 01:00 | 4 | 27 | 1 | 0 | 0% | 2017-03-27 01:00 | 3 | 27 | 1 | 3 | 27 | 0 | 19.4675 | 19.8925 | 0 | 19.935 | 19.0975 | 0
[48 empty] | 2017-04-27 02:00 | 4 | 27 | 2 | 0 | 0% | 2017-03-27 02:00 | 3 | 27 | 2 | 3 | 27 | 1 | 17.295 | 17.7025 | 0 | 17.74 | 16.91 | 0
[48 empty] | 2017-04-27 03:00 | 4 | 27 | 3 | 0 | 0% | 2017-03-27 03:00 | 3 | 27 | 3 | 3 | 27 | 2 | 17.2975 | 17.7 | 0 | 17.74 | 16.91 | 0
[48 empty] | 2017-04-27 04:00 | 4 | 27 | 4 | 0 | 0% | 2017-03-27 04:00 | 3 | 27 | 4 | 3 | 27 | 3 | 15.475 | 14.64 | 0 | 14.6625 | 15.205 | 0
[48 empty] | 2017-04-27 05:00 | 4 | 27 | 5 | 0 | 0% | 2017-03-27 05:00 | 3 | 27 | 5 | 3 | 27 | 4 | 13.855 | 10.8025 | 0 | 10.85 | 13.2875 | 0
[48 empty] | 2017-04-27 06:00 | 4 | 27 | 6 | 703.4003 | 71.05% | 2017-03-27 06:00 | 3 | 27 | 6 | 3 | 27 | 5 | 17.185 | 15.4875 | 0 | 15.515 | 16.87 | 0
[48 empty] | 2017-04-27 07:00 | 4 | 27 | 7 | 965.3393 | 97.51% | 2017-03-27 07:00 | 3 | 27 | 7 | 3 | 27 | 6 | 20.3425 | 18.565 | 0 | 18.5925 | 20.005 | 0
[48 empty] | 2017-04-27 08:00 | 4 | 27 | 8 | 990.0001 | 100% | 2017-03-27 08:00 | 3 | 27 | 8 | 3 | 27 | 7 | 20.295 | 19.9325 | 0 | 19.94 | 20.225 | 0
[48 empty] | 2017-04-27 09:00 | 4 | 27 | 9 | 990.0001 | 100% | 2017-03-27 09:00 | 3 | 27 | 9 | 3 | 27 | 8 | 19.85 | 19.85 | 0 | 19.85 | 19.85 | 0
[48 empty] | 2017-04-27 10:00 | 4 | 27 | 10 | 990.0001 | 100% | 2017-03-27 10:00 | 3 | 27 | 10 | 3 | 27 | 9 | 21.7475 | 21.7475 | 0 | 21.7475 | 21.7475 | 0
[48 empty] | 2017-04-27 11:00 | 4 | 27 | 11 | 990.0001 | 100% | 2017-03-27 11:00 | 3 | 27 | 11 | 3 | 27 | 10 | 26.2075 | 26.2075 | 0 | 26.2075 | 26.2075 | 0
[48 empty] | 2017-04-27 12:00 | 4 | 27 | 12 | 990.0001 | 100% | 2017-03-27 12:00 | 3 | 27 | 12 | 3 | 27 | 11 | 28.5025 | 28.4275 | 0 | 28.43 | 28.3525 | 0
[48 empty] | 2017-04-27 13:00 | 4 | 27 | 13 | 990.0001 | 100% | 2017-03-27 13:00 | 3 | 27 | 13 | 3 | 27 | 12 | 30.3275 | 30.3275 | 0 | 30.3275 | 30.3275 | 0
[48 empty] | 2017-04-27 14:00 | 4 | 27 | 14 | 990.0001 | 100% | 2017-03-27 14:00 | 3 | 27 | 14 | 3 | 27 | 13 | 37.5875 | 31.7575 | 0 | 31.795 | 26.26 | 0
[48 empty] | 2017-04-27 15:00 | 4 | 27 | 15 | 990.0001 | 100% | 2017-03-27 15:00 | 3 | 27 | 15 | 3 | 27 | 14 | 71.255 | 39.4 | 0 | 39.7075 | 24.825 | 0
[48 empty] | 2017-04-27 16:00 | 4 | 27 | 16 | 835.1219 | 84.36% | 2017-03-27 16:00 | 3 | 27 | 16 | 3 | 27 | 15 | 119.7875 | 44.97 | 0 | 45.87 | 40.7575 | 0
[48 empty] | 2017-04-27 17:00 | 4 | 27 | 17 | 431.4497 | 43.58% | 2017-03-27 17:00 | 3 | 27 | 17 | 3 | 27 | 16 | 101.9275 | 65.4075 | 0 | 65.725 | 44.48 | 0
[48 empty] | 2017-04-27 18:00 | 4 | 27 | 18 | 4.0863 | 0.4128% | 2017-03-27 18:00 | 3 | 27 | 18 | 3 | 27 | 17 | 31.745 | 31.135 | 0 | 31.1425 | 30.59 | 0
[48 empty] | 2017-04-27 19:00 | 4 | 27 | 19 | 0 | 0% | 2017-03-27 19:00 | 3 | 27 | 19 | 3 | 27 | 18 | 30.51 | 30.5025 | 0 | 30.5025 | 30.4975 | 0
[48 empty] | 2017-04-27 20:00 | 4 | 27 | 20 | 0 | 0% | 2017-03-27 20:00 | 3 | 27 | 20 | 3 | 27 | 19 | 28.825 | 28.7475 | 0 | 28.7475 | 28.685 | 0
[48 empty] | 2017-04-27 21:00 | 4 | 27 | 21 | 0 | 0% | 2017-03-27 21:00 | 3 | 27 | 21 | 3 | 27 | 20 | 26.835 | 26.6575 | 0 | 26.66 | 26.5075 | 0
[48 empty] | 2017-04-27 22:00 | 4 | 27 | 22 | 0 | 0% | 2017-03-27 22:00 | 3 | 27 | 22 | 3 | 27 | 21 | 20.405 | 19.8425 | 0 | 19.8475 | 19.7775 | 0
[48 empty] | 2017-04-27 23:00 | 4 | 27 | 23 | 0 | 0% | 2017-03-27 23:00 | 3 | 27 | 23 | 3 | 27 | 22 | 51.0625 | 17.945 | 0 | 17.9125 | 54.5675 | 0
[48 empty] | 2017-04-28 | 4 | 28 | 0 | 0 | 0% | 2017-03-28 | 3 | 28 | 0 | 3 | 27 | 23 | 18.1375 | 17.2425 | 0 | 17.1975 | 17.665 | 0
[48 empty] | 2017-04-28 01:00 | 4 | 28 | 1 | 0 | 0% | 2017-03-28 01:00 | 3 | 28 | 1 | 3 | 28 | 0 | 14.7325 | 14.695 | 0 | 14.595 | 14.265 | 0
[48 empty] | 2017-04-28 02:00 | 4 | 28 | 2 | 0 | 0% | 2017-03-28 02:00 | 3 | 28 | 2 | 3 | 28 | 1 | 11.835 | 7.0125 | 0 | 6.9925 | 11.2925 | 0
[48 empty] | 2017-04-28 03:00 | 4 | 28 | 3 | 0 | 0% | 2017-03-28 03:00 | 3 | 28 | 3 | 3 | 28 | 2 | 10.81 | 2.62 | 0 | 2.655 | 10.1975 | 0
[48 empty] | 2017-04-28 04:00 | 4 | 28 | 4 | 0 | 0% | 2017-03-28 04:00 | 3 | 28 | 4 | 3 | 28 | 3 | 10.085 | 5.8725 | 0 | 5.91 | 9.185 | 0
[48 empty] | 2017-04-28 05:00 | 4 | 28 | 5 | 0 | 0% | 2017-03-28 05:00 | 3 | 28 | 5 | 3 | 28 | 4 | 15.4675 | 14.705 | 0 | 14.715 | 15.31 | 0
[48 empty] | 2017-04-28 06:00 | 4 | 28 | 6 | 615.4247 | 62.16% | 2017-03-28 06:00 | 3 | 28 | 6 | 3 | 28 | 5 | 17.375 | 17.3025 | 0 | 17.3025 | 17.36 | 0
[48 empty] | 2017-04-28 07:00 | 4 | 28 | 7 | 646.5759 | 65.31% | 2017-03-28 07:00 | 3 | 28 | 7 | 3 | 28 | 6 | 20.01 | 19.9475 | 0 | 19.95 | 19.9975 | 0
[48 empty] | 2017-04-28 08:00 | 4 | 28 | 8 | 990.0001 | 100% | 2017-03-28 08:00 | 3 | 28 | 8 | 3 | 28 | 7 | 19.8675 | 19.8375 | 0 | 19.84 | 19.8625 | 0
[48 empty] | 2017-04-28 09:00 | 4 | 28 | 9 | 990.0001 | 100% | 2017-03-28 09:00 | 3 | 28 | 9 | 3 | 28 | 8 | 19.195 | 18.6425 | 0 | 18.655 | 19.08 | 0
[48 empty] | 2017-04-28 10:00 | 4 | 28 | 10 | 990.0001 | 100% | 2017-03-28 10:00 | 3 | 28 | 10 | 3 | 28 | 9 | 18.77 | 18.36 | 0 | 18.715 | 18.5075 | 0
[48 empty] | 2017-04-28 11:00 | 4 | 28 | 11 | 990.0001 | 100% | 2017-03-28 11:00 | 3 | 28 | 11 | 3 | 28 | 10 | 16.97 | 15.705 | 0 | 17.295 | 15.8975 | 0
[48 empty] | 2017-04-28 12:00 | 4 | 28 | 12 | 990.0001 | 100% | 2017-03-28 12:00 | 3 | 28 | 12 | 3 | 28 | 11 | 19.215 | 16.7725 | 0 | 20.0825 | 17.2125 | 0
[48 empty] | 2017-04-28 13:00 | 4 | 28 | 13 | 990.0001 | 100% | 2017-03-28 13:00 | 3 | 28 | 13 | 3 | 28 | 12 | 19.915 | 16.0925 | 0 | 19.245 | 18.12 | 0
[48 empty] | 2017-04-28 14:00 | 4 | 28 | 14 | 990.0001 | 100% | 2017-03-28 14:00 | 3 | 28 | 14 | 3 | 28 | 13 | 21.455 | 16.2725 | 0 | 19.64 | 19.5425 | 0
[48 empty] | 2017-04-28 15:00 | 4 | 28 | 15 | 990.0001 | 100% | 2017-03-28 15:00 | 3 | 28 | 15 | 3 | 28 | 14 | 27.4225 | 18.17 | 0 | 22.1675 | 25.08 | 0
[48 empty] | 2017-04-28 16:00 | 4 | 28 | 16 | 807.2813 | 81.54% | 2017-03-28 16:00 | 3 | 28 | 16 | 3 | 28 | 15 | 28.98 | 17.36 | 0 | 21.165 | 26.0975 | 0
[48 empty] | 2017-04-28 17:00 | 4 | 28 | 17 | 378.9239 | 38.28% | 2017-03-28 17:00 | 3 | 28 | 17 | 3 | 28 | 16 | 30.305 | 21.085 | 0 | 24.7575 | 27.835 | 0
[48 empty] | 2017-04-28 18:00 | 4 | 28 | 18 | 4.5492 | 0.4595% | 2017-03-28 18:00 | 3 | 28 | 18 | 3 | 28 | 17 | 23.735 | 22.9325 | 0 | 25.015 | 22.805 | 0
[48 empty] | 2017-04-28 19:00 | 4 | 28 | 19 | 0 | 0% | 2017-03-28 19:00 | 3 | 28 | 19 | 3 | 28 | 18 | 22.0175 | 21.2375 | 0 | 21.2825 | 21.795 | 0
[48 empty] | 2017-04-28 20:00 | 4 | 28 | 20 | 0 | 0% | 2017-03-28 20:00 | 3 | 28 | 20 | 3 | 28 | 19 | 23.34 | 19.96 | 0 | 20.0375 | 22.6825 | 0
[48 empty] | 2017-04-28 21:00 | 4 | 28 | 21 | 0 | 0% | 2017-03-28 21:00 | 3 | 28 | 21 | 3 | 28 | 20 | 23.255 | 20.07 | 0 | 20.16 | 22.5925 | 0
[48 empty] | 2017-04-28 22:00 | 4 | 28 | 22 | 0 | 0% | 2017-03-28 22:00 | 3 | 28 | 22 | 3 | 28 | 21 | 24.69 | 22.26 | 0 | 22.355 | 24.14 | 0
[48 empty] | 2017-04-28 23:00 | 4 | 28 | 23 | 0 | 0% | 2017-03-28 23:00 | 3 | 28 | 23 | 3 | 28 | 22 | 31.375 | 24.27 | 0 | 24.4525 | 29.91 | 0
[48 empty] | 2017-04-29 | 4 | 29 | 0 | 0 | 0% | 2017-03-29 | 3 | 29 | 0 | 3 | 28 | 23 | 20.76 | 20.9225 | 0 | 20.97 | 20.7275 | 0
[48 empty] | 2017-04-29 01:00 | 4 | 29 | 1 | 0 | 0% | 2017-03-29 01:00 | 3 | 29 | 1 | 3 | 29 | 0 | 42.375 | 43.87 | 0 | 43.975 | 41.865 | 0
[48 empty] | 2017-04-29 02:00 | 4 | 29 | 2 | 0 | 0% | 2017-03-29 02:00 | 3 | 29 | 2 | 3 | 29 | 1 | 18.11 | 19.32 | 0 | 19.38 | 18.2375 | 0
[48 empty] | 2017-04-29 03:00 | 4 | 29 | 3 | 0 | 0% | 2017-03-29 03:00 | 3 | 29 | 3 | 3 | 29 | 2 | 16.11 | 17.2175 | 0 | 17.2575 | 16.4675 | 0
[48 empty] | 2017-04-29 04:00 | 4 | 29 | 4 | 0 | 0% | 2017-03-29 04:00 | 3 | 29 | 4 | 3 | 29 | 3 | 15.6475 | 15.87 | 0 | 15.91 | 15.5375 | 0
[48 empty] | 2017-04-29 05:00 | 4 | 29 | 5 | 0 | 0% | 2017-03-29 05:00 | 3 | 29 | 5 | 3 | 29 | 4 | 15.9975 | 14.8025 | 0 | 14.8425 | 15.595 | 0
[48 empty] | 2017-04-29 06:00 | 4 | 29 | 6 | 634.7542 | 64.12% | 2017-03-29 06:00 | 3 | 29 | 6 | 3 | 29 | 5 | 17.1425 | 15.595 | 0 | 15.62 | 16.865 | 0
[48 empty] | 2017-04-29 07:00 | 4 | 29 | 7 | 510.1511 | 51.53% | 2017-03-29 07:00 | 3 | 29 | 7 | 3 | 29 | 6 | 26.99 | 19.62 | 0 | 19.7575 | 25.6075 | 0
[48 empty] | 2017-04-29 08:00 | 4 | 29 | 8 | 836.6932 | 84.51% | 2017-03-29 08:00 | 3 | 29 | 8 | 3 | 29 | 7 | 21.82 | 18.7575 | 0 | 18.8125 | 20.8625 | 0
[48 empty] | 2017-04-29 09:00 | 4 | 29 | 9 | 990.0001 | 100% | 2017-03-29 09:00 | 3 | 29 | 9 | 3 | 29 | 8 | 22.37 | 16.7525 | 0 | 16.8525 | 21.325 | 0
[48 empty] | 2017-04-29 10:00 | 4 | 29 | 10 | 990.0001 | 100% | 2017-03-29 10:00 | 3 | 29 | 10 | 3 | 29 | 9 | 28.1075 | 13.555 | 0 | 13.8125 | 25 | 0
[48 empty] | 2017-04-29 11:00 | 4 | 29 | 11 | 990.0001 | 100% | 2017-03-29 11:00 | 3 | 29 | 11 | 3 | 29 | 10 | 19.3825 | 14.8525 | 0 | 14.9375 | 18.51 | 0
[48 empty] | 2017-04-29 12:00 | 4 | 29 | 12 | 990.0001 | 100% | 2017-03-29 12:00 | 3 | 29 | 12 | 3 | 29 | 11 | 17.785 | 12.025 | 0 | 12.1025 | 16.375 | 0
[48 empty] | 2017-04-29 13:00 | 4 | 29 | 13 | 990.0001 | 100% | 2017-03-29 13:00 | 3 | 29 | 13 | 3 | 29 | 12 | 16.07 | 8.7425 | 0 | 8.8575 | 14.4475 | 0
[48 empty] | 2017-04-29 14:00 | 4 | 29 | 14 | 990.0001 | 100% | 2017-03-29 14:00 | 3 | 29 | 14 | 3 | 29 | 13 | 19.19 | 15.3975 | 0 | 15.4325 | 18.145 | 0
[48 empty] | 2017-04-29 15:00 | 4 | 29 | 15 | 482.797 | 48.77% | 2017-03-29 15:00 | 3 | 29 | 15 | 3 | 29 | 14 | 19.9175 | 16.9825 | 0 | 18.12 | 18.84 | 0
[48 empty] | 2017-04-29 16:00 | 4 | 29 | 16 | 589.2329 | 59.52% | 2017-03-29 16:00 | 3 | 29 | 16 | 3 | 29 | 15 | 23.935 | 19.0425 | 0 | 19.6675 | 22.4475 | 0
[48 empty] | 2017-04-29 17:00 | 4 | 29 | 17 | 218.2479 | 22.05% | 2017-03-29 17:00 | 3 | 29 | 17 | 3 | 29 | 16 | 25.6375 | 19.16 | 0 | 19.2775 | 24.295 | 0
[48 empty] | 2017-04-29 18:00 | 4 | 29 | 18 | 2.8414 | 0.287% | 2017-03-29 18:00 | 3 | 29 | 18 | 3 | 29 | 17 | 28.175 | 19.45 | 0 | 19.6325 | 26.175 | 0
[48 empty] | 2017-04-29 19:00 | 4 | 29 | 19 | 0 | 0% | 2017-03-29 19:00 | 3 | 29 | 19 | 3 | 29 | 18 | 30.51 | 20.0925 | 0 | 20.31 | 28.0825 | 0
[48 empty] | 2017-04-29 20:00 | 4 | 29 | 20 | 0 | 0% | 2017-03-29 20:00 | 3 | 29 | 20 | 3 | 29 | 19 | 26.0275 | 22.7975 | 0 | 22.895 | 24.965 | 0
[48 empty] | 2017-04-29 21:00 | 4 | 29 | 21 | 0 | 0% | 2017-03-29 21:00 | 3 | 29 | 21 | 3 | 29 | 20 | 160.0225 | 163.32 | 0 | 163.605 | 156.8425 | 0
[48 empty] | 2017-04-29 22:00 | 4 | 29 | 22 | 0 | 0% | 2017-03-29 22:00 | 3 | 29 | 22 | 3 | 29 | 21 | 23.325 | 24.4625 | 0 | 24.5625 | 22.525 | 0
[48 empty] | 2017-04-29 23:00 | 4 | 29 | 23 | 0 | 0% | 2017-03-29 23:00 | 3 | 29 | 23 | 3 | 29 | 22 | 20.5775 | 20.7625 | 0 | 20.835 | 19.8325 | 0
[48 empty] | 2017-04-30 | 4 | 30 | 0 | 0 | 0% | 2017-03-30 | 3 | 30 | 0 | 3 | 29 | 23 | 20.34 | 19.1725 | 0 | 19.1925 | 20.1225 | 0
[48 empty] | 2017-04-30 01:00 | 4 | 30 | 1 | 0 | 0% | 2017-03-30 01:00 | 3 | 30 | 1 | 3 | 30 | 0 | 19.49 | 17.915 | 0 | 17.9425 | 19.195 | 0
[48 empty] | 2017-04-30 02:00 | 4 | 30 | 2 | 0 | 0% | 2017-03-30 02:00 | 3 | 30 | 2 | 3 | 30 | 1 | 16.29 | 14.2475 | 0 | 14.275 | 15.515 | 0
[48 empty] | 2017-04-30 03:00 | 4 | 30 | 3 | 0 | 0% | 2017-03-30 03:00 | 3 | 30 | 3 | 3 | 30 | 2 | 13.91 | 11.07 | 0 | 11.1175 | 13.3875 | 0
[48 empty] | 2017-04-30 04:00 | 4 | 30 | 4 | 0 | 0% | 2017-03-30 04:00 | 3 | 30 | 4 | 3 | 30 | 3 | 16.1875 | 16.0275 | 0 | 16.0275 | 16.16 | 0
[48 empty] | 2017-04-30 05:00 | 4 | 30 | 5 | 0 | 0% | 2017-03-30 05:00 | 3 | 30 | 5 | 3 | 30 | 4 | 13.49 | 12.985 | 0 | 12.995 | 13.3975 | 0
[48 empty] | 2017-04-30 06:00 | 4 | 30 | 6 | 775.0969 | 78.29% | 2017-03-30 06:00 | 3 | 30 | 6 | 3 | 30 | 5 | 15.7075 | 15.665 | 0 | 15.665 | 15.7 | 0
[48 empty] | 2017-04-30 07:00 | 4 | 30 | 7 | 990.0001 | 100% | 2017-03-30 07:00 | 3 | 30 | 7 | 3 | 30 | 6 | 18.94 | 18.94 | 0 | 18.94 | 18.94 | 0
[48 empty] | 2017-04-30 08:00 | 4 | 30 | 8 | 990.0001 | 100% | 2017-03-30 08:00 | 3 | 30 | 8 | 3 | 30 | 7 | 17.5325 | 17.5325 | 0 | 17.5325 | 17.5325 | 0
[48 empty] | 2017-04-30 09:00 | 4 | 30 | 9 | 990.0001 | 100% | 2017-03-30 09:00 | 3 | 30 | 9 | 3 | 30 | 8 | 17.005 | 17.005 | 0 | 17.005 | 17.005 | 0
[48 empty] | 2017-04-30 10:00 | 4 | 30 | 10 | 990.0001 | 100% | 2017-03-30 10:00 | 3 | 30 | 10 | 3 | 30 | 9 | 18.9825 | 18.9725 | 0 | 18.9725 | 18.9825 | 0
[48 empty] | 2017-04-30 11:00 | 4 | 30 | 11 | 990.0001 | 100% | 2017-03-30 11:00 | 3 | 30 | 11 | 3 | 30 | 10 | 19.1625 | 19.1625 | 0 | 19.1625 | 19.165 | 0
[48 empty] | 2017-04-30 12:00 | 4 | 30 | 12 | 888.2261 | 89.72% | 2017-03-30 12:00 | 3 | 30 | 12 | 3 | 30 | 11 | 19.255 | 19.255 | 0 | 19.255 | 19.255 | 0
[48 empty] | 2017-04-30 13:00 | 4 | 30 | 13 | 990.0001 | 100% | 2017-03-30 13:00 | 3 | 30 | 13 | 3 | 30 | 12 | 19.9775 | 19.8275 | 0 | 19.8325 | 19.9475 | 0
[48 empty] | 2017-04-30 14:00 | 4 | 30 | 14 | 990.0001 | 100% | 2017-03-30 14:00 | 3 | 30 | 14 | 3 | 30 | 13 | 20.47 | 19.9125 | 0 | 19.9225 | 20.37 | 0
[48 empty] | 2017-04-30 15:00 | 4 | 30 | 15 | 990.0001 | 100% | 2017-03-30 15:00 | 3 | 30 | 15 | 3 | 30 | 14 | 21.475 | 19.995 | 0 | 20.0175 | 21.2 | 0
[48 empty] | 2017-04-30 16:00 | 4 | 30 | 16 | 890.4079 | 89.94% | 2017-03-30 16:00 | 3 | 30 | 16 | 3 | 30 | 15 | 23.525 | 20.1375 | 0 | 20.1975 | 22.885 | 0
[48 empty] | 2017-04-30 17:00 | 4 | 30 | 17 | 422.1866 | 42.65% | 2017-03-30 17:00 | 3 | 30 | 17 | 3 | 30 | 16 | 27.81 | 20.57 | 0 | 20.7025 | 26.4175 | 0
[48 empty] | 2017-04-30 18:00 | 4 | 30 | 18 | 0 | 0% | 2017-03-30 18:00 | 3 | 30 | 18 | 3 | 30 | 17 | 29.165 | 22.4525 | 0 | 22.57 | 27.8575 | 0
[48 empty] | 2017-04-30 19:00 | 4 | 30 | 19 | 0 | 0% | 2017-03-30 19:00 | 3 | 30 | 19 | 3 | 30 | 18 | 29.37 | 28.0425 | 0 | 28.07 | 29.11 | 0
[48 empty] | 2017-04-30 20:00 | 4 | 30 | 20 | 0 | 0% | 2017-03-30 20:00 | 3 | 30 | 20 | 3 | 30 | 19 | 38.655 | 38.655 | 0 | 38.655 | 38.655 | 0
[48 empty] | 2017-04-30 21:00 | 4 | 30 | 21 | 0 | 0% | 2017-03-30 21:00 | 3 | 30 | 21 | 3 | 30 | 20 | 29.1825 | 29.1825 | 0 | 29.1825 | 29.1825 | 0
[48 empty] | 2017-04-30 22:00 | 4 | 30 | 22 | 0 | 0% | 2017-03-30 22:00 | 3 | 30 | 22 | 3 | 30 | 21 | 21.72 | 21.555 | 0 | 21.5575 | 21.6875 | 0
[48 empty] | 2017-04-30 23:00 | 4 | 30 | 23 | 0 | 0% | 2017-03-30 23:00 | 3 | 30 | 23 | 3 | 30 | 22 | 19.0075 | 19.075 | 0 | 19.0975 | 18.76 | 0
[48 empty] | 2017-05-01 | 5 | 1 | 0 | 0 | 0% | 2017-03-31 | 3 | 31 | 0 | 3 | 30 | 23 | 14.8875 | 12.7225 | 0 | 12.78 | 14.24 | 0
[48 empty] | 2017-05-01 01:00 | 5 | 1 | 1 | 0 | 0% | 2017-03-31 01:00 | 3 | 31 | 1 | 3 | 31 | 0 | 8.025 | 1.8975 | 0 | 1.995 | 6.5275 | 0
[48 empty] | 2017-05-01 02:00 | 5 | 1 | 2 | 0 | 0% | 2017-03-31 02:00 | 3 | 31 | 2 | 3 | 31 | 1 | 8.215 | 1.8725 | 0 | 1.95 | 6.6125 | 0
[48 empty] | 2017-05-01 03:00 | 5 | 1 | 3 | 0 | 0% | 2017-03-31 03:00 | 3 | 31 | 3 | 3 | 31 | 2 | 7.765 | 0.5325 | 0 | 0.6275 | 6.1575 | 0
[48 empty] | 2017-05-01 04:00 | 5 | 1 | 4 | 0 | 0% | 2017-03-31 04:00 | 3 | 31 | 4 | 3 | 31 | 3 | 9.4775 | 3.835 | 0 | 3.91 | 8.12 | 0
[48 empty] | 2017-05-01 05:00 | 5 | 1 | 5 | 0 | 0% | 2017-03-31 05:00 | 3 | 31 | 5 | 3 | 31 | 4 | 11.645 | 7.715 | 0 | 7.77 | 10.5275 | 0
[48 empty] | 2017-05-01 06:00 | 5 | 1 | 6 | 617.0911 | 62.33% | 2017-03-31 06:00 | 3 | 31 | 6 | 3 | 31 | 5 | 13.9125 | 12.2825 | 0 | 12.3375 | 13.2325 | 0
[48 empty] | 2017-05-01 07:00 | 5 | 1 | 7 | 923.456 | 93.28% | 2017-03-31 07:00 | 3 | 31 | 7 | 3 | 31 | 6 | 17.295 | 15.715 | 0 | 15.785 | 16.55 | 0
[48 empty] | 2017-05-01 08:00 | 5 | 1 | 8 | 990.0001 | 100% | 2017-03-31 08:00 | 3 | 31 | 8 | 3 | 31 | 7 | 18.025 | 18.1675 | 0 | 18.185 | 17.8775 | 0
[48 empty] | 2017-05-01 09:00 | 5 | 1 | 9 | 990.0001 | 100% | 2017-03-31 09:00 | 3 | 31 | 9 | 3 | 31 | 8 | 18.6475 | 18.6475 | 0 | 18.6475 | 18.6475 | 0
[48 empty] | 2017-05-01 10:00 | 5 | 1 | 10 | 990.0001 | 100% | 2017-03-31 10:00 | 3 | 31 | 10 | 3 | 31 | 9 | 19.9975 | 19.9125 | 0 | 19.9125 | 19.98 | 0
[48 empty] | 2017-05-01 11:00 | 5 | 1 | 11 | 665.5251 | 67.22% | 2017-03-31 11:00 | 3 | 31 | 11 | 3 | 31 | 10 | 20.0375 | 19.8825 | 0 | 19.89 | 20.01 | 0
[48 empty] | 2017-05-01 12:00 | 5 | 1 | 12 | 769.7468 | 77.75% | 2017-03-31 12:00 | 3 | 31 | 12 | 3 | 31 | 11 | 20.1925 | 19.805 | 0 | 19.81 | 20.1225 | 0
[48 empty] | 2017-05-01 13:00 | 5 | 1 | 13 | 867.5604 | 87.63% | 2017-03-31 13:00 | 3 | 31 | 13 | 3 | 31 | 12 | 20.355 | 19.62 | 0 | 19.63 | 20.22 | 0
[48 empty] | 2017-05-01 14:00 | 5 | 1 | 14 | 912.3636 | 92.16% | 2017-03-31 14:00 | 3 | 31 | 14 | 3 | 31 | 13 | 20.0625 | 19.485 | 0 | 19.4975 | 20.06 | 0
[48 empty] | 2017-05-01 15:00 | 5 | 1 | 15 | 777.2213 | 78.51% | 2017-03-31 15:00 | 3 | 31 | 15 | 3 | 31 | 14 | 20.95 | 18.695 | 0 | 18.7475 | 21.275 | 0
[48 empty] | 2017-05-01 16:00 | 5 | 1 | 16 | 530.0078 | 53.54% | 2017-03-31 16:00 | 3 | 31 | 16 | 3 | 31 | 15 | 22.4625 | 16.775 | 0 | 17.3375 | 20.9925 | 0
[48 empty] | 2017-05-01 17:00 | 5 | 1 | 17 | 50.9178 | 5.143% | 2017-03-31 17:00 | 3 | 31 | 17 | 3 | 31 | 16 | 25.8275 | 13.07 | 0 | 16 | 25.6125 | 0
[48 empty] | 2017-05-01 18:00 | 5 | 1 | 18 | 5.8532 | 0.5912% | 2017-03-31 18:00 | 3 | 31 | 18 | 3 | 31 | 17 | 20.9325 | 14.935 | 0 | 17.7325 | 19.5025 | 0
[48 empty] | 2017-05-01 19:00 | 5 | 1 | 19 | 0 | 0% | 2017-03-31 19:00 | 3 | 31 | 19 | 3 | 31 | 18 | 14.28 | 14.945 | 0 | 17.8925 | 15.2575 | 0
[48 empty] | 2017-05-01 20:00 | 5 | 1 | 20 | 0 | 0% | 2017-03-31 20:00 | 3 | 31 | 20 | 3 | 31 | 19 | 15.5475 | 15.51 | 0 | 17.04 | 15.2475 | 0
[48 empty] | 2017-05-01 21:00 | 5 | 1 | 21 | 0 | 0% | 2017-03-31 21:00 | 3 | 31 | 21 | 3 | 31 | 20 | 17.0825 | 16.0375 | 0 | 16.58 | 16.53 | 0
[48 empty] | 2017-05-01 22:00 | 5 | 1 | 22 | 0 | 0% | 2017-03-31 22:00 | 3 | 31 | 22 | 3 | 31 | 21 | 14.34 | 13.34 | 0 | 14.44 | 13.6175 | 0
[48 empty] | 2017-05-01 23:00 | 5 | 1 | 23 | 0 | 0% | 2017-03-31 23:00 | 3 | 31 | 23 | 3 | 31 | 22 | 13.215 | 11.7 | 0 | 12.8875 | 12.5125 | 0
[48 empty] | 2017-05-02 | 5 | 2 | 0 | 0 | 0% | 2017-04-01 | 4 | 1 | 0 | 3 | 31 | 23 | 11.655 | 8.5 | 0 | 9.7225 | 10.34 | 0
[48 empty] | 2017-05-02 01:00 | 5 | 2 | 1 | 0 | 0% | 2017-04-01 01:00 | 4 | 1 | 1 | 4 | 1 | 0 | 12.005 | 9.975 | 0 | 11.5025 | 10.8475 | 0
[48 empty] | 2017-05-02 02:00 | 5 | 2 | 2 | 0 | 0% | 2017-04-01 02:00 | 4 | 1 | 2 | 4 | 1 | 1 | 8.05 | 0.9525 | 0 | 1.455 | 6.575 | 0
[48 empty] | 2017-05-02 03:00 | 5 | 2 | 3 | 0 | 0% | 2017-04-01 03:00 | 4 | 1 | 3 | 4 | 1 | 2 | 9.12 | 2.99 | 0 | 3.1125 | 8 | 0
[48 empty] | 2017-05-02 04:00 | 5 | 2 | 4 | 0 | 0% | 2017-04-01 04:00 | 4 | 1 | 4 | 4 | 1 | 3 | 16.075 | 16.605 | 0 | 16.6525 | 16.0125 | 0
[48 empty] | 2017-05-02 05:00 | 5 | 2 | 5 | 0 | 0% | 2017-04-01 05:00 | 4 | 1 | 5 | 4 | 1 | 4 | 17.6625 | 18.2025 | 0 | 18.255 | 17.1875 | 0
[48 empty] | 2017-05-02 06:00 | 5 | 2 | 6 | 697.8525 | 70.49% | 2017-04-01 06:00 | 4 | 1 | 6 | 4 | 1 | 5 | 18.01 | 18.54 | 0 | 18.5875 | 17.6525 | 0
[48 empty] | 2017-05-02 07:00 | 5 | 2 | 7 | 840.5172 | 84.9% | 2017-04-01 07:00 | 4 | 1 | 7 | 4 | 1 | 6 | 17.8675 | 17.9175 | 0 | 17.9175 | 17.9175 | 0
[48 empty] | 2017-05-02 08:00 | 5 | 2 | 8 | 968.4866 | 97.83% | 2017-04-01 08:00 | 4 | 1 | 8 | 4 | 1 | 7 | 17.77 | 18.075 | 0 | 18.08 | 18.095 | 0
[48 empty] | 2017-05-02 09:00 | 5 | 2 | 9 | 990.0001 | 100% | 2017-04-01 09:00 | 4 | 1 | 9 | 4 | 1 | 8 | 18.625 | 18.6725 | 0 | 18.675 | 18.6225 | 0
[48 empty] | 2017-05-02 10:00 | 5 | 2 | 10 | 990.0001 | 100% | 2017-04-01 10:00 | 4 | 1 | 10 | 4 | 1 | 9 | 18.49 | 18.22 | 0 | 18.2275 | 18.435 | 0
[48 empty] | 2017-05-02 11:00 | 5 | 2 | 11 | 990.0001 | 100% | 2017-04-01 11:00 | 4 | 1 | 11 | 4 | 1 | 10 | 18.67 | 18.09 | 0 | 18.105 | 18.6725 | 0
[48 empty] | 2017-05-02 12:00 | 5 | 2 | 12 | 990.0001 | 100% | 2017-04-01 12:00 | 4 | 1 | 12 | 4 | 1 | 11 | 19.315 | 18.9875 | 0 | 18.995 | 19.2475 | 0
[48 empty] | 2017-05-02 13:00 | 5 | 2 | 13 | 990.0001 | 100% | 2017-04-01 13:00 | 4 | 1 | 13 | 4 | 1 | 12 | 19.91 | 19.81 | 0 | 19.81 | 19.89 | 0
[48 empty] | 2017-05-02 14:00 | 5 | 2 | 14 | 933.3493 | 94.28% | 2017-04-01 14:00 | 4 | 1 | 14 | 4 | 1 | 13 | 20.265 | 19.9375 | 0 | 19.9475 | 20.29 | 0
[48 empty] | 2017-05-02 15:00 | 5 | 2 | 15 | 989.2002 | 99.92% | 2017-04-01 15:00 | 4 | 1 | 15 | 4 | 1 | 14 | 21.085 | 20.045 | 0 | 20.07 | 21.2875 | 0
[48 empty] | 2017-05-02 16:00 | 5 | 2 | 16 | 859.0161 | 86.77% | 2017-04-01 16:00 | 4 | 1 | 16 | 4 | 1 | 15 | 21.0425 | 19.96 | 0 | 19.985 | 21.215 | 0
[48 empty] | 2017-05-02 17:00 | 5 | 2 | 17 | 424.8886 | 42.92% | 2017-04-01 17:00 | 4 | 1 | 17 | 4 | 1 | 16 | 20.86 | 19.42 | 0 | 19.4475 | 20.8 | 0
[48 empty] | 2017-05-02 18:00 | 5 | 2 | 18 | 7.7875 | 0.7866% | 2017-04-01 18:00 | 4 | 1 | 18 | 4 | 1 | 17 | 19.0775 | 17.49 | 0 | 17.5175 | 18.78 | 0
[48 empty] | 2017-05-02 19:00 | 5 | 2 | 19 | 0 | 0% | 2017-04-01 19:00 | 4 | 1 | 19 | 4 | 1 | 18 | 18.6025 | 17.4425 | 0 | 17.47 | 18.535 | 0
[48 empty] | 2017-05-02 20:00 | 5 | 2 | 20 | 0 | 0% | 2017-04-01 20:00 | 4 | 1 | 20 | 4 | 1 | 19 | 18.7175 | 17.73 | 0 | 17.755 | 18.8475 | 0
[48 empty] | 2017-05-02 21:00 | 5 | 2 | 21 | 0 | 0% | 2017-04-01 21:00 | 4 | 1 | 21 | 4 | 1 | 20 | 19.05 | 18.0925 | 0 | 18.12 | 19.1525 | 0
[48 empty] | 2017-05-02 22:00 | 5 | 2 | 22 | 0 | 0% | 2017-04-01 22:00 | 4 | 1 | 22 | 4 | 1 | 21 | 18.7625 | 17.3775 | 0 | 17.3975 | 18.4775 | 0
[48 empty] | 2017-05-02 23:00 | 5 | 2 | 23 | 0 | 0% | 2017-04-01 23:00 | 4 | 1 | 23 | 4 | 1 | 22 | 16.99 | 14.9925 | 0 | 15.025 | 16.59 | 0
[48 empty] | 2017-05-03 | 5 | 3 | 0 | 0 | 0% | 2017-04-02 | 4 | 2 | 0 | 4 | 1 | 23 | 12.31 | 5.1625 | 0 | 5.2575 | 10.845 | 0
[48 empty] | 2017-05-03 01:00 | 5 | 3 | 1 | 0 | 0% | 2017-04-02 01:00 | 4 | 2 | 1 | 4 | 2 | 0 | 15.43 | 9.8175 | 0 | 9.88 | 14.25 | 0
[48 empty] | 2017-05-03 02:00 | 5 | 3 | 2 | 0 | 0% | 2017-04-02 02:00 | 4 | 2 | 2 | 4 | 2 | 1 | 7.97 | -1.4725 | 0 | -1.32 | 6.145 | 0
[48 empty] | 2017-05-03 03:00 | 5 | 3 | 3 | 0 | 0% | 2017-04-02 03:00 | 4 | 2 | 3 | 4 | 2 | 2 | 15.5375 | 12.9775 | 0 | 13.02 | 15.0475 | 0
[48 empty] | 2017-05-03 04:00 | 5 | 3 | 4 | 0 | 0% | 2017-04-02 04:00 | 4 | 2 | 4 | 4 | 2 | 3 | 18.3 | 18.115 | 0 | 18.1175 | 18.265 | 0
[48 empty] | 2017-05-03 05:00 | 5 | 3 | 5 | 0 | 0% | 2017-04-02 05:00 | 4 | 2 | 5 | 4 | 2 | 4 | 18.1475 | 17.865 | 0 | 17.8725 | 18.0925 | 0
[48 empty] | 2017-05-03 06:00 | 5 | 3 | 6 | 690.5458 | 69.75% | 2017-04-02 06:00 | 4 | 2 | 6 | 4 | 2 | 5 | 18.45 | 19.28 | 0 | 19.3675 | 17.635 | 0
[48 empty] | 2017-05-03 07:00 | 5 | 3 | 7 | 911.6716 | 92.09% | 2017-04-02 07:00 | 4 | 2 | 7 | 4 | 2 | 6 | 19.5525 | 20.5625 | 0 | 20.67 | 18.5875 | 0
[48 empty] | 2017-05-03 08:00 | 5 | 3 | 8 | 990.0001 | 100% | 2017-04-02 08:00 | 4 | 2 | 8 | 4 | 2 | 7 | 18.875 | 19.7875 | 0 | 19.9 | 17.89 | 0
[48 empty] | 2017-05-03 09:00 | 5 | 3 | 9 | 990.0001 | 100% | 2017-04-02 09:00 | 4 | 2 | 9 | 4 | 2 | 8 | 18.8825 | 18.975 | 0 | 19.085 | 17.9375 | 0
[48 empty] | 2017-05-03 10:00 | 5 | 3 | 10 | 990.0001 | 100% | 2017-04-02 10:00 | 4 | 2 | 10 | 4 | 2 | 9 | 19.72 | 19.1175 | 0 | 19.15 | 19.445 | 0
[48 empty] | 2017-05-03 11:00 | 5 | 3 | 11 | 990.0001 | 100% | 2017-04-02 11:00 | 4 | 2 | 11 | 4 | 2 | 10 | 21.145 | 21.6 | 0 | 21.685 | 20.3125 | 0
[48 empty] | 2017-05-03 12:00 | 5 | 3 | 12 | 990.0001 | 100% | 2017-04-02 12:00 | 4 | 2 | 12 | 4 | 2 | 11 | 67.615 | 69.63 | 0 | 69.81 | 65.7525 | 0
[48 empty] | 2017-05-03 13:00 | 5 | 3 | 13 | 990.0001 | 100% | 2017-04-02 13:00 | 4 | 2 | 13 | 4 | 2 | 12 | 92.3 | 92.86 | 0 | 92.915 | 91.7825 | 0
[48 empty] | 2017-05-03 14:00 | 5 | 3 | 14 | 982.3488 | 99.23% | 2017-04-02 14:00 | 4 | 2 | 14 | 4 | 2 | 13 | 36.695 | 36.695 | 0 | 36.695 | 36.695 | 0
[48 empty] | 2017-05-03 15:00 | 5 | 3 | 15 | 951.9959 | 96.16% | 2017-04-02 15:00 | 4 | 2 | 15 | 4 | 2 | 14 | 28.775 | 28.74 | 0 | 28.74 | 28.735 | 0
[48 empty] | 2017-05-03 16:00 | 5 | 3 | 16 | 856.1508 | 86.48% | 2017-04-02 16:00 | 4 | 2 | 16 | 4 | 2 | 15 | 30.355 | 29.7525 | 0 | 29.765 | 30.2425 | 0
[48 empty] | 2017-05-03 17:00 | 5 | 3 | 17 | 426.9247 | 43.12% | 2017-04-02 17:00 | 4 | 2 | 17 | 4 | 2 | 16 | 34.115 | 32.755 | 0 | 32.7825 | 33.86 | 0
[48 empty] | 2017-05-03 18:00 | 5 | 3 | 18 | 11.62 | 1.174% | 2017-04-02 18:00 | 4 | 2 | 18 | 4 | 2 | 17 | 41.235 | 41.235 | 0 | 41.235 | 41.235 | 0
[48 empty] | 2017-05-03 19:00 | 5 | 3 | 19 | 0 | 0% | 2017-04-02 19:00 | 4 | 2 | 19 | 4 | 2 | 18 | 67.2875 | 68.075 | 0 | 68.1475 | 66.615 | 0
[48 empty] | 2017-05-03 20:00 | 5 | 3 | 20 | 0 | 0% | 2017-04-02 20:00 | 4 | 2 | 20 | 4 | 2 | 19 | 211.8525 | 214.0575 | 0 | 214.2625 | 209.935 | 0
[48 empty] | 2017-05-03 21:00 | 5 | 3 | 21 | 0 | 0% | 2017-04-02 21:00 | 4 | 2 | 21 | 4 | 2 | 20 | 346.4075 | 346.4075 | 0 | 346.4075 | 346.4075 | 0
[48 empty] | 2017-05-03 22:00 | 5 | 3 | 22 | 0 | 0% | 2017-04-02 22:00 | 4 | 2 | 22 | 4 | 2 | 21 | 27.61 | 28.38 | 0 | 28.46 | 26.885 | 0
[48 empty] | 2017-05-03 23:00 | 5 | 3 | 23 | 0 | 0% | 2017-04-02 23:00 | 4 | 2 | 23 | 4 | 2 | 22 | 21.595 | 21.945 | 0 | 21.98 | 21.2675 | 0
[48 empty] | 2017-05-04 | 5 | 4 | 0 | 0 | 0% | 2017-04-03 | 4 | 3 | 0 | 4 | 2 | 23 | 19.4125 | 19.2375 | 0 | 19.24 | 19.3775 | 0
[48 empty] | 2017-05-04 01:00 | 5 | 4 | 1 | 0 | 0% | 2017-04-03 01:00 | 4 | 3 | 1 | 4 | 3 | 0 | 19.45 | 19.4425 | 0 | 19.4425 | 19.4475 | 0
[48 empty] | 2017-05-04 02:00 | 5 | 4 | 2 | 0 | 0% | 2017-04-03 02:00 | 4 | 3 | 2 | 4 | 3 | 1 | 18.3525 | 18.385 | 0 | 18.39 | 18.32 | 0
[48 empty] | 2017-05-04 03:00 | 5 | 4 | 3 | 0 | 0% | 2017-04-03 03:00 | 4 | 3 | 3 | 4 | 3 | 2 | 17.58 | 17.7675 | 0 | 17.7975 | 17.33 | 0
[48 empty] | 2017-05-04 04:00 | 5 | 4 | 4 | 0 | 0% | 2017-04-03 04:00 | 4 | 3 | 4 | 4 | 3 | 3 | 17.4825 | 17.895 | 0 | 17.9425 | 17.0575 | 0
[48 empty] | 2017-05-04 05:00 | 5 | 4 | 5 | 0 | 0% | 2017-04-03 05:00 | 4 | 3 | 5 | 4 | 3 | 4 | 17.8225 | 18.1875 | 0 | 18.2325 | 17.4375 | 0
[48 empty] | 2017-05-04 06:00 | 5 | 4 | 6 | 577.8017 | 58.36% | 2017-04-03 06:00 | 4 | 3 | 6 | 4 | 3 | 5 | 18.3025 | 19.2075 | 0 | 19.3275 | 17.27 | 0
[48 empty] | 2017-05-04 07:00 | 5 | 4 | 7 | 390.9608 | 39.49% | 2017-04-03 07:00 | 4 | 3 | 7 | 4 | 3 | 6 | 18.9725 | 18.3 | 0 | 18.19 | 12.2925 | 0
[48 empty] | 2017-05-04 08:00 | 5 | 4 | 8 | 975.9968 | 98.59% | 2017-04-03 08:00 | 4 | 3 | 8 | 4 | 3 | 7 | 19.2425 | 19.145 | 0 | 19.235 | 18.3825 | 0
[48 empty] | 2017-05-04 09:00 | 5 | 4 | 9 | 990.0001 | 100% | 2017-04-03 09:00 | 4 | 3 | 9 | 4 | 3 | 8 | 19.5325 | 18.99 | 0 | 19.0675 | 18.795 | 0
[48 empty] | 2017-05-04 10:00 | 5 | 4 | 10 | 990.0001 | 100% | 2017-04-03 10:00 | 4 | 3 | 10 | 4 | 3 | 9 | 20.05 | 20.105 | 0 | 20.155 | 19.535 | 0
[48 empty] | 2017-05-04 11:00 | 5 | 4 | 11 | 990.0001 | 100% | 2017-04-03 11:00 | 4 | 3 | 11 | 4 | 3 | 10 | 21.425 | 20.62 | 0 | 20.655 | 20.1 | 0
[48 empty] | 2017-05-04 12:00 | 5 | 4 | 12 | 990.0001 | 100% | 2017-04-03 12:00 | 4 | 3 | 12 | 4 | 3 | 11 | 21.2625 | 20.05 | 0 | 20.0925 | 20.2225 | 0
[48 empty] | 2017-05-04 13:00 | 5 | 4 | 13 | 990.0001 | 100% | 2017-04-03 13:00 | 4 | 3 | 13 | 4 | 3 | 12 | 22.4675 | 20.2825 | 0 | 20.325 | 21.975 | 0
[48 empty] | 2017-05-04 14:00 | 5 | 4 | 14 | 990.0001 | 100% | 2017-04-03 14:00 | 4 | 3 | 14 | 4 | 3 | 13 | 27.16 | 24.11 | 0 | 24.1325 | 25.53 | 0
[48 empty] | 2017-05-04 15:00 | 5 | 4 | 15 | 961.7047 | 97.14% | 2017-04-03 15:00 | 4 | 3 | 15 | 4 | 3 | 14 | 30.4125 | 28.99 | 0 | 29.0125 | 30.0525 | 0
[48 empty] | 2017-05-04 16:00 | 5 | 4 | 16 | 834.3727 | 84.28% | 2017-04-03 16:00 | 4 | 3 | 16 | 4 | 3 | 15 | 66.095 | 35.955 | 0 | 36.47 | 61.49 | 0
[48 empty] | 2017-05-04 17:00 | 5 | 4 | 17 | 449.9387 | 45.45% | 2017-04-03 17:00 | 4 | 3 | 17 | 4 | 3 | 16 | 153.245 | 43.3125 | 0 | 45.0425 | 128.765 | 0
[48 empty] | 2017-05-04 18:00 | 5 | 4 | 18 | 4.8846 | 0.4934% | 2017-04-03 18:00 | 4 | 3 | 18 | 4 | 3 | 17 | 107.8375 | 52.02 | 0 | 53.05 | 99.415 | 0
[48 empty] | 2017-05-04 19:00 | 5 | 4 | 19 | 0 | 0% | 2017-04-03 19:00 | 4 | 3 | 19 | 4 | 3 | 18 | 37.76 | 37.415 | 0 | 37.4225 | 37.725 | 0
[48 empty] | 2017-05-04 20:00 | 5 | 4 | 20 | 0 | 0% | 2017-04-03 20:00 | 4 | 3 | 20 | 4 | 3 | 19 | 30.18 | 30.18 | 0 | 30.18 | 30.18 | 0
[48 empty] | 2017-05-04 21:00 | 5 | 4 | 21 | 0 | 0% | 2017-04-03 21:00 | 4 | 3 | 21 | 4 | 3 | 20 | 27.54 | 27.54 | 0 | 27.54 | 27.54 | 0
[48 empty] | 2017-05-04 22:00 | 5 | 4 | 22 | 0 | 0% | 2017-04-03 22:00 | 4 | 3 | 22 | 4 | 3 | 21 | 21.8875 | 20.685 | 0 | 20.705 | 21.625 | 0
[48 empty] | 2017-05-04 23:00 | 5 | 4 | 23 | 0 | 0% | 2017-04-03 23:00 | 4 | 3 | 23 | 4 | 3 | 22 | 20.345 | 19.2425 | 0 | 19.26 | 20.105 | 0
[48 empty] | 2017-05-05 | 5 | 5 | 0 | 0 | 0% | 2017-04-04 | 4 | 4 | 0 | 4 | 3 | 23 | 18.995 | 17.8775 | 0 | 17.8975 | 18.76 | 0
[48 empty] | 2017-05-05 01:00 | 5 | 5 | 1 | 0 | 0% | 2017-04-04 01:00 | 4 | 4 | 1 | 4 | 4 | 0 | 12.01 | 5.8675 | 0 | 5.965 | 10.75 | 0
[48 empty] | 2017-05-05 02:00 | 5 | 5 | 2 | 0 | 0% | 2017-04-04 02:00 | 4 | 4 | 2 | 4 | 4 | 1 | 9.91 | 4.54 | 0 | 4.515 | 8.4825 | 0
[48 empty] | 2017-05-05 03:00 | 5 | 5 | 3 | 0 | 0% | 2017-04-04 03:00 | 4 | 4 | 3 | 4 | 4 | 2 | 7.3025 | -0.9675 | 0 | -0.835 | 5.6325 | 0
[48 empty] | 2017-05-05 04:00 | 5 | 5 | 4 | 0 | 0% | 2017-04-04 04:00 | 4 | 4 | 4 | 4 | 4 | 3 | 9.7675 | 4.23 | 0 | 4.3125 | 8.435 | 0
[48 empty] | 2017-05-05 05:00 | 5 | 5 | 5 | 0 | 0% | 2017-04-04 05:00 | 4 | 4 | 5 | 4 | 4 | 4 | 15.1775 | 13.29 | 0 | 13.3625 | 14.4075 | 0
[48 empty] | 2017-05-05 06:00 | 5 | 5 | 6 | 480.4537 | 48.53% | 2017-04-04 06:00 | 4 | 4 | 6 | 4 | 4 | 5 | 18.08 | 18.4325 | 0 | 18.535 | 17.08 | 0
[48 empty] | 2017-05-05 07:00 | 5 | 5 | 7 | 868.5924 | 87.74% | 2017-04-04 07:00 | 4 | 4 | 7 | 4 | 4 | 6 | 21.305 | 19.5425 | 0 | 19.6875 | 19.77 | 0
[48 empty] | 2017-05-05 08:00 | 5 | 5 | 8 | 976.9121 | 98.68% | 2017-04-04 08:00 | 4 | 4 | 8 | 4 | 4 | 7 | 20.4125 | 19.725 | 0 | 19.85 | 19.0925 | 0
[48 empty] | 2017-05-05 09:00 | 5 | 5 | 9 | 953.5591 | 96.32% | 2017-04-04 09:00 | 4 | 4 | 9 | 4 | 4 | 8 | 21.4425 | 20.435 | 0 | 20.565 | 20.0975 | 0
[48 empty] | 2017-05-05 10:00 | 5 | 5 | 10 | 989.651 | 99.96% | 2017-04-04 10:00 | 4 | 4 | 10 | 4 | 4 | 9 | 24.6825 | 21.9825 | 0 | 22.135 | 23.0525 | 0
[48 empty] | 2017-05-05 11:00 | 5 | 5 | 11 | 982.0807 | 99.2% | 2017-04-04 11:00 | 4 | 4 | 11 | 4 | 4 | 10 | 20.3425 | 19.835 | 0 | 19.9475 | 19.0975 | 0
[48 empty] | 2017-05-05 12:00 | 5 | 5 | 12 | 988.3399 | 99.83% | 2017-04-04 12:00 | 4 | 4 | 12 | 4 | 4 | 11 | -12.4575 | 19.2825 | 0 | 19.555 | 67.2325 | 0
[48 empty] | 2017-05-05 13:00 | 5 | 5 | 13 | 990.0001 | 100% | 2017-04-04 13:00 | 4 | 4 | 13 | 4 | 4 | 12 | 101.2075 | 15.5175 | 0 | 17.2225 | 112.6225 | 0
[48 empty] | 2017-05-05 14:00 | 5 | 5 | 14 | 963.1161 | 97.28% | 2017-04-04 14:00 | 4 | 4 | 14 | 4 | 4 | 13 | 31.865 | 18.5525 | 0 | 23.6925 | 31.6475 | 0
[48 empty] | 2017-05-05 15:00 | 5 | 5 | 15 | 279.896 | 28.27% | 2017-04-04 15:00 | 4 | 4 | 15 | 4 | 4 | 14 | 31.4925 | 20.815 | 0 | 33.4225 | 30.63 | 0
[48 empty] | 2017-05-05 16:00 | 5 | 5 | 16 | 141.6995 | 14.31% | 2017-04-04 16:00 | 4 | 4 | 16 | 4 | 4 | 15 | 185.1875 | 27.1025 | 0 | 57.8125 | 162.485 | 0
[48 empty] | 2017-05-05 17:00 | 5 | 5 | 17 | 66.0984 | 6.677% | 2017-04-04 17:00 | 4 | 4 | 17 | 4 | 4 | 16 | 227.1275 | 20.3825 | 0 | 50.4575 | 196.6475 | 0
[48 empty] | 2017-05-05 18:00 | 5 | 5 | 18 | 11.5186 | 1.163% | 2017-04-04 18:00 | 4 | 4 | 18 | 4 | 4 | 17 | 41.5175 | 19.6625 | 0 | 32.595 | 36.6375 | 0
[48 empty] | 2017-05-05 19:00 | 5 | 5 | 19 | 0 | 0% | 2017-04-04 19:00 | 4 | 4 | 19 | 4 | 4 | 18 | 30.895 | 21.295 | 0 | 33.285 | 27.37 | 0
[48 empty] | 2017-05-05 20:00 | 5 | 5 | 20 | 0 | 0% | 2017-04-04 20:00 | 4 | 4 | 20 | 4 | 4 | 19 | 25.7675 | 18.725 | 0 | 24.785 | 23.9075 | 0
[48 empty] | 2017-05-05 21:00 | 5 | 5 | 21 | 0 | 0% | 2017-04-04 21:00 | 4 | 4 | 21 | 4 | 4 | 20 | 24.54 | 19.0025 | 0 | 22.4925 | 23.2325 | 0
[48 empty] | 2017-05-05 22:00 | 5 | 5 | 22 | 0 | 0% | 2017-04-04 22:00 | 4 | 4 | 22 | 4 | 4 | 21 | 21.2125 | 18.2975 | 0 | 25.0875 | 19.7925 | 0
[48 empty] | 2017-05-05 23:00 | 5 | 5 | 23 | 0 | 0% | 2017-04-04 23:00 | 4 | 4 | 23 | 4 | 4 | 22 | 19.2275 | 15.995 | 0 | 17.21 | 17.7975 | 0
[48 empty] | 2017-05-06 | 5 | 6 | 0 | 0 | 0% | 2017-04-05 | 4 | 5 | 0 | 4 | 4 | 23 | 23.62 | 10.7025 | 0 | 10.685 | 20.6475 | 0
[48 empty] | 2017-05-06 01:00 | 5 | 6 | 1 | 0 | 0% | 2017-04-05 01:00 | 4 | 5 | 1 | 4 | 5 | 0 | 242.1425 | -9.6625 | 0 | -6.2625 | 200.8075 | 0
[48 empty] | 2017-05-06 02:00 | 5 | 6 | 2 | 0 | 0% | 2017-04-05 02:00 | 4 | 5 | 2 | 4 | 5 | 1 | 18.505 | 10.8825 | 0 | 10.92 | 16.3925 | 0
[48 empty] | 2017-05-06 03:00 | 5 | 6 | 3 | 0 | 0% | 2017-04-05 03:00 | 4 | 5 | 3 | 4 | 5 | 2 | 21.43 | 14.8 | 0 | 14.895 | 19.84 | 0
[48 empty] | 2017-05-06 04:00 | 5 | 6 | 4 | 0 | 0% | 2017-04-05 04:00 | 4 | 5 | 4 | 4 | 5 | 3 | 17.92 | 5.12 | 0 | 5.3 | 15.615 | 0
[48 empty] | 2017-05-06 05:00 | 5 | 6 | 5 | 0 | 0% | 2017-04-05 05:00 | 4 | 5 | 5 | 4 | 5 | 4 | 19.5375 | 4.95 | 0 | 5.1525 | 16.935 | 0
[48 empty] | 2017-05-06 06:00 | 5 | 6 | 6 | 734.3511 | 74.18% | 2017-04-05 06:00 | 4 | 5 | 6 | 4 | 5 | 5 | 18.8825 | 7.83 | 0 | 8.0175 | 16.815 | 0
[48 empty] | 2017-05-06 07:00 | 5 | 6 | 7 | 925.1294 | 93.45% | 2017-04-05 07:00 | 4 | 5 | 7 | 4 | 5 | 6 | 144.47 | 19.5375 | 0 | 21.5625 | 123.6425 | 0
[48 empty] | 2017-05-06 08:00 | 5 | 6 | 8 | 990.0001 | 100% | 2017-04-05 08:00 | 4 | 5 | 8 | 4 | 5 | 7 | 19.4725 | 19.125 | 0 | 19.1875 | 18.89 | 0
[48 empty] | 2017-05-06 09:00 | 5 | 6 | 9 | 990.0001 | 100% | 2017-04-05 09:00 | 4 | 5 | 9 | 4 | 5 | 8 | 19.37 | 19.45 | 0 | 19.4775 | 17.825 | 0
[48 empty] | 2017-05-06 10:00 | 5 | 6 | 10 | 990.0001 | 100% | 2017-04-05 10:00 | 4 | 5 | 10 | 4 | 5 | 9 | 18.6825 | 18.39 | 0 | 18.4325 | 18.22 | 0
[48 empty] | 2017-05-06 11:00 | 5 | 6 | 11 | 990.0001 | 100% | 2017-04-05 11:00 | 4 | 5 | 11 | 4 | 5 | 10 | 18.085 | 17.4175 | 0 | 17.505 | 17.1575 | 0
[48 empty] | 2017-05-06 12:00 | 5 | 6 | 12 | 990.0001 | 100% | 2017-04-05 12:00 | 4 | 5 | 12 | 4 | 5 | 11 | 15.55 | 13.77 | 0 | 13.795 | 14.545 | 0
[48 empty] | 2017-05-06 13:00 | 5 | 6 | 13 | 990.0001 | 100% | 2017-04-05 13:00 | 4 | 5 | 13 | 4 | 5 | 12 | 18.2225 | 16.6825 | 0 | 16.7575 | 17.3075 | 0
[48 empty] | 2017-05-06 14:00 | 5 | 6 | 14 | 990.0001 | 100% | 2017-04-05 14:00 | 4 | 5 | 14 | 4 | 5 | 13 | 19.2475 | 18.5325 | 0 | 18.645 | 17.96 | 0
[48 empty] | 2017-05-06 15:00 | 5 | 6 | 15 | 927.2862 | 93.67% | 2017-04-05 15:00 | 4 | 5 | 15 | 4 | 5 | 14 | 19.66 | 18.61 | 0 | 18.73 | 18.3825 | 0
[48 empty] | 2017-05-06 16:00 | 5 | 6 | 16 | 829.2946 | 83.77% | 2017-04-05 16:00 | 4 | 5 | 16 | 4 | 5 | 15 | 20.025 | 18.8925 | 0 | 19.0125 | 18.7925 | 0
[48 empty] | 2017-05-06 17:00 | 5 | 6 | 17 | 415.4236 | 41.96% | 2017-04-05 17:00 | 4 | 5 | 17 | 4 | 5 | 16 | 20.775 | 18.4275 | 0 | 18.505 | 19.9475 | 0
[48 empty] | 2017-05-06 18:00 | 5 | 6 | 18 | 2.9281 | 0.2958% | 2017-04-05 18:00 | 4 | 5 | 18 | 4 | 5 | 17 | 21.355 | 18.81 | 0 | 18.85 | 20.9325 | 0
[48 empty] | 2017-05-06 19:00 | 5 | 6 | 19 | 0 | 0% | 2017-04-05 19:00 | 4 | 5 | 19 | 4 | 5 | 18 | 22.805 | 20.6125 | 0 | 20.6525 | 22.4375 | 0
[48 empty] | 2017-05-06 20:00 | 5 | 6 | 20 | 0 | 0% | 2017-04-05 20:00 | 4 | 5 | 20 | 4 | 5 | 19 | 90.5025 | 90.41 | 0 | 90.4125 | 90.485 | 0
[48 empty] | 2017-05-06 21:00 | 5 | 6 | 21 | 0 | 0% | 2017-04-05 21:00 | 4 | 5 | 21 | 4 | 5 | 20 | 113.9525 | 113.9525 | 0 | 113.9525 | 113.9525 | 0
[48 empty] | 2017-05-06 22:00 | 5 | 6 | 22 | 0 | 0% | 2017-04-05 22:00 | 4 | 5 | 22 | 4 | 5 | 21 | 29.645 | 29.645 | 0 | 29.645 | 29.645 | 0
[48 empty] | 2017-05-06 23:00 | 5 | 6 | 23 | 0 | 0% | 2017-04-05 23:00 | 4 | 5 | 23 | 4 | 5 | 22 | 24.1725 | 24.1725 | 0 | 24.1725 | 24.1725 | 0
[48 empty] | 2017-05-07 | 5 | 7 | 0 | 0 | 0% | 2017-04-06 | 4 | 6 | 0 | 4 | 5 | 23 | 20.69 | 20.69 | 0 | 20.69 | 20.69 | 0
[48 empty] | 2017-05-07 01:00 | 5 | 7 | 1 | 0 | 0% | 2017-04-06 01:00 | 4 | 6 | 1 | 4 | 6 | 0 | 20.6375 | 20.6375 | 0 | 20.6375 | 20.6375 | 0
[48 empty] | 2017-05-07 02:00 | 5 | 7 | 2 | 0 | 0% | 2017-04-06 02:00 | 4 | 6 | 2 | 4 | 6 | 1 | 20.34 | 20.34 | 0 | 20.34 | 20.34 | 0
[48 empty] | 2017-05-07 03:00 | 5 | 7 | 3 | 0 | 0% | 2017-04-06 03:00 | 4 | 6 | 3 | 4 | 6 | 2 | 19.77 | 19.77 | 0 | 19.77 | 19.77 | 0
[48 empty] | 2017-05-07 04:00 | 5 | 7 | 4 | 0 | 0% | 2017-04-06 04:00 | 4 | 6 | 4 | 4 | 6 | 3 | 19.7575 | 19.7575 | 0 | 19.7575 | 19.7575 | 0
[48 empty] | 2017-05-07 05:00 | 5 | 7 | 5 | 119.761 | 12.1% | 2017-04-06 05:00 | 4 | 6 | 5 | 4 | 6 | 4 | 20.1875 | 20.1875 | 0 | 20.1875 | 20.1875 | 0
[48 empty] | 2017-05-07 06:00 | 5 | 7 | 6 | 614.3999 | 62.06% | 2017-04-06 06:00 | 4 | 6 | 6 | 4 | 6 | 5 | 21.3025 | 21.3025 | 0 | 21.3025 | 21.3025 | 0
[48 empty] | 2017-05-07 07:00 | 5 | 7 | 7 | 843.8125 | 85.23% | 2017-04-06 07:00 | 4 | 6 | 7 | 4 | 6 | 6 | 35.5875 | 35.5875 | 0 | 35.5875 | 35.5875 | 0
[48 empty] | 2017-05-07 08:00 | 5 | 7 | 8 | 990.0001 | 100% | 2017-04-06 08:00 | 4 | 6 | 8 | 4 | 6 | 7 | 22.8225 | 22.8225 | 0 | 22.8225 | 22.8225 | 0
[48 empty] | 2017-05-07 09:00 | 5 | 7 | 9 | 990.0001 | 100% | 2017-04-06 09:00 | 4 | 6 | 9 | 4 | 6 | 8 | 22.1175 | 21.3675 | 0 | 21.38 | 21.9925 | 0
[48 empty] | 2017-05-07 10:00 | 5 | 7 | 10 | 990.0001 | 100% | 2017-04-06 10:00 | 4 | 6 | 10 | 4 | 6 | 9 | 22.6725 | 22.0975 | 0 | 22.125 | 22.5575 | 0
[48 empty] | 2017-05-07 11:00 | 5 | 7 | 11 | 988.8761 | 99.89% | 2017-04-06 11:00 | 4 | 6 | 11 | 4 | 6 | 10 | 21.7075 | 20.565 | 0 | 20.6025 | 21.4925 | 0
[48 empty] | 2017-05-07 12:00 | 5 | 7 | 12 | 896.2234 | 90.53% | 2017-04-06 12:00 | 4 | 6 | 12 | 4 | 6 | 11 | 22.1175 | -3.4875 | 0 | 20.5925 | 21.82 | 0
[48 empty] | 2017-05-07 13:00 | 5 | 7 | 13 | 719.5266 | 72.68% | 2017-04-06 13:00 | 4 | 6 | 13 | 4 | 6 | 12 | 22.235 | 20.625 | 0 | 20.675 | 21.9025 | 0
[48 empty] | 2017-05-07 14:00 | 5 | 7 | 14 | 454.701 | 45.93% | 2017-04-06 14:00 | 4 | 6 | 14 | 4 | 6 | 13 | 23.125 | 20.865 | 0 | 20.9125 | 22.7 | 0
[48 empty] | 2017-05-07 15:00 | 5 | 7 | 15 | 750.3864 | 75.8% | 2017-04-06 15:00 | 4 | 6 | 15 | 4 | 6 | 14 | 25.4125 | 24.1675 | 0 | 24.2 | 25.1725 | 0
[48 empty] | 2017-05-07 16:00 | 5 | 7 | 16 | 643.0404 | 64.95% | 2017-04-06 16:00 | 4 | 6 | 16 | 4 | 6 | 15 | 28.6975 | 27.135 | 0 | 27.17 | 28.4 | 0
[48 empty] | 2017-05-07 17:00 | 5 | 7 | 17 | 371.1007 | 37.48% | 2017-04-06 17:00 | 4 | 6 | 17 | 4 | 6 | 16 | 32.815 | 27.0575 | 0 | 27.16 | 31.76 | 0
[48 empty] | 2017-05-07 18:00 | 5 | 7 | 18 | 10.8866 | 1.1% | 2017-04-06 18:00 | 4 | 6 | 18 | 4 | 6 | 17 | 30.74 | 29.34 | 0 | 29.3675 | 30.48 | 0
[48 empty] | 2017-05-07 19:00 | 5 | 7 | 19 | 0 | 0% | 2017-04-06 19:00 | 4 | 6 | 19 | 4 | 6 | 18 | 24.57 | 24.1975 | 0 | 24.2 | 24.4975 | 0
[48 empty] | 2017-05-07 20:00 | 5 | 7 | 20 | 0 | 0% | 2017-04-06 20:00 | 4 | 6 | 20 | 4 | 6 | 19 | 23.3475 | 21.6575 | 0 | 21.6925 | 23.0275 | 0
[48 empty] | 2017-05-07 21:00 | 5 | 7 | 21 | 0 | 0% | 2017-04-06 21:00 | 4 | 6 | 21 | 4 | 6 | 20 | 24.7375 | 23.775 | 0 | 23.7925 | 24.5525 | 0
[48 empty] | 2017-05-07 22:00 | 5 | 7 | 22 | 0 | 0% | 2017-04-06 22:00 | 4 | 6 | 22 | 4 | 6 | 21 | 23.1375 | 20.365 | 0 | 20.4125 | 22.61 | 0
[48 empty] | 2017-05-07 23:00 | 5 | 7 | 23 | 0 | 0% | 2017-04-06 23:00 | 4 | 6 | 23 | 4 | 6 | 22 | 19.59 | 18.8525 | 0 | 18.8625 | 19.4525 | 0
[48 empty] | 2017-05-08 | 5 | 8 | 0 | 0 | 0% | 2017-04-07 | 4 | 7 | 0 | 4 | 6 | 23 | 18.2825 | 17.325 | 0 | 17.36 | 17.8925 | 0
[48 empty] | 2017-05-08 01:00 | 5 | 8 | 1 | 0 | 0% | 2017-04-07 01:00 | 4 | 7 | 1 | 4 | 7 | 0 | 16.94 | 16.97 | 0 | 17.02 | 16.405 | 0
[48 empty] | 2017-05-08 02:00 | 5 | 8 | 2 | 0 | 0% | 2017-04-07 02:00 | 4 | 7 | 2 | 4 | 7 | 1 | 14.4525 | 14.6225 | 0 | 14.6625 | 14.005 | 0
[48 empty] | 2017-05-08 03:00 | 5 | 8 | 3 | 0 | 0% | 2017-04-07 03:00 | 4 | 7 | 3 | 4 | 7 | 2 | 13.92 | 14.2925 | 0 | 14.3325 | 13.515 | 0
[48 empty] | 2017-05-08 04:00 | 5 | 8 | 4 | 0 | 0% | 2017-04-07 04:00 | 4 | 7 | 4 | 4 | 7 | 3 | 15.59 | 15.95 | 0 | 15.99 | 15.14 | 0
[48 empty] | 2017-05-08 05:00 | 5 | 8 | 5 | 160.2355 | 16.19% | 2017-04-07 05:00 | 4 | 7 | 5 | 4 | 7 | 4 | 16.125 | 16.5375 | 0 | 16.5825 | 15.675 | 0
[48 empty] | 2017-05-08 06:00 | 5 | 8 | 6 | 636.3328 | 64.28% | 2017-04-07 06:00 | 4 | 7 | 6 | 4 | 7 | 5 | 17.3375 | 17.6325 | 0 | 17.68 | 16.835 | 0
[48 empty] | 2017-05-08 07:00 | 5 | 8 | 7 | 848.8275 | 85.74% | 2017-04-07 07:00 | 4 | 7 | 7 | 4 | 7 | 6 | 18.755 | 19.025 | 0 | 19.0775 | 18.2125 | 0
[48 empty] | 2017-05-08 08:00 | 5 | 8 | 8 | 936.5433 | 94.6% | 2017-04-07 08:00 | 4 | 7 | 8 | 4 | 7 | 7 | 18.4425 | 18.105 | 0 | 18.15 | 17.775 | 0
[48 empty] | 2017-05-08 09:00 | 5 | 8 | 9 | 990.0001 | 100% | 2017-04-07 09:00 | 4 | 7 | 9 | 4 | 7 | 8 | 19.1975 | 17.7325 | 0 | 17.7325 | 18.6025 | 0
[48 empty] | 2017-05-08 10:00 | 5 | 8 | 10 | 988.6782 | 99.87% | 2017-04-07 10:00 | 4 | 7 | 10 | 4 | 7 | 9 | 19.595 | 17.84 | 0 | 17.8525 | 19.205 | 0
[48 empty] | 2017-05-08 11:00 | 5 | 8 | 11 | 990.0001 | 100% | 2017-04-07 11:00 | 4 | 7 | 11 | 4 | 7 | 10 | 19.005 | 17.54 | 0 | 17.5725 | 18.665 | 0
[48 empty] | 2017-05-08 12:00 | 5 | 8 | 12 | 990.0001 | 100% | 2017-04-07 12:00 | 4 | 7 | 12 | 4 | 7 | 11 | 18.945 | 17.45 | 0 | 17.5 | 18.4775 | 0
[48 empty] | 2017-05-08 13:00 | 5 | 8 | 13 | 990.0001 | 100% | 2017-04-07 13:00 | 4 | 7 | 13 | 4 | 7 | 12 | 19.89 | 17.955 | 0 | 17.995 | 19.4475 | 0
[48 empty] | 2017-05-08 14:00 | 5 | 8 | 14 | 990.0001 | 100% | 2017-04-07 14:00 | 4 | 7 | 14 | 4 | 7 | 13 | 20.82 | 18.38 | 0 | 18.44 | 20.345 | 0
[48 empty] | 2017-05-08 15:00 | 5 | 8 | 15 | 987.3382 | 99.73% | 2017-04-07 15:00 | 4 | 7 | 15 | 4 | 7 | 14 | 21.4425 | 18.43 | 0 | 18.4975 | 20.8675 | 0
[48 empty] | 2017-05-08 16:00 | 5 | 8 | 16 | 826.7297 | 83.51% | 2017-04-07 16:00 | 4 | 7 | 16 | 4 | 7 | 15 | 22.5875 | 18.445 | 0 | 18.53 | 21.8175 | 0
[48 empty] | 2017-05-08 17:00 | 5 | 8 | 17 | 473.5353 | 47.83% | 2017-04-07 17:00 | 4 | 7 | 17 | 4 | 7 | 16 | 23.0475 | 18.65 | 0 | 19.4525 | 22.135 | 0
[48 empty] | 2017-05-08 18:00 | 5 | 8 | 18 | 16.993 | 1.716% | 2017-04-07 18:00 | 4 | 7 | 18 | 4 | 7 | 17 | 22.82 | 18.965 | 0 | 20.4775 | 21.84 | 0
[48 empty] | 2017-05-08 19:00 | 5 | 8 | 19 | 0 | 0% | 2017-04-07 19:00 | 4 | 7 | 19 | 4 | 7 | 18 | 21.0875 | 18.95 | 0 | 19.03 | 20.245 | 0
[48 empty] | 2017-05-08 20:00 | 5 | 8 | 20 | 0 | 0% | 2017-04-07 20:00 | 4 | 7 | 20 | 4 | 7 | 19 | 20.2775 | 19.4625 | 0 | 19.495 | 19.9425 | 0
[48 empty] | 2017-05-08 21:00 | 5 | 8 | 21 | 0 | 0% | 2017-04-07 21:00 | 4 | 7 | 21 | 4 | 7 | 20 | 20.235 | 19.4575 | 0 | 19.505 | 19.6675 | 0
[48 empty] | 2017-05-08 22:00 | 5 | 8 | 22 | 0 | 0% | 2017-04-07 22:00 | 4 | 7 | 22 | 4 | 7 | 21 | 19.235 | 17.4175 | 0 | 17.7325 | 18.22 | 0
[48 empty] | 2017-05-08 23:00 | 5 | 8 | 23 | 0 | 0% | 2017-04-07 23:00 | 4 | 7 | 23 | 4 | 7 | 22 | 16.1525 | 14.7625 | 0 | 15.5825 | 14.9325 | 0
[48 empty] | 2017-05-09 | 5 | 9 | 0 | 0 | 0% | 2017-04-08 | 4 | 8 | 0 | 4 | 7 | 23 | 14.99 | 13.635 | 0 | 13.395 | 13.625 | 0
[48 empty] | 2017-05-09 01:00 | 5 | 9 | 1 | 0 | 0% | 2017-04-08 01:00 | 4 | 8 | 1 | 4 | 8 | 0 | 15.0075 | 11.89 | 0 | 11.8375 | 13.2375 | 0
[48 empty] | 2017-05-09 02:00 | 5 | 9 | 2 | 0 | 0% | 2017-04-08 02:00 | 4 | 8 | 2 | 4 | 8 | 1 | 13.915 | 10.555 | 0 | 10.5675 | 12.1975 | 0
[48 empty] | 2017-05-09 03:00 | 5 | 9 | 3 | 0 | 0% | 2017-04-08 03:00 | 4 | 8 | 3 | 4 | 8 | 2 | 12.6175 | 8.0725 | 0 | 8.13 | 10.8725 | 0
[48 empty] | 2017-05-09 04:00 | 5 | 9 | 4 | 0 | 0% | 2017-04-08 04:00 | 4 | 8 | 4 | 4 | 8 | 3 | 12.2375 | 7.405 | 0 | 7.5 | 10.4975 | 0
[48 empty] | 2017-05-09 05:00 | 5 | 9 | 5 | 153.0915 | 15.46% | 2017-04-08 05:00 | 4 | 8 | 5 | 4 | 8 | 4 | 12.6925 | 9.45 | 0 | 9.5725 | 11.1125 | 0
[48 empty] | 2017-05-09 06:00 | 5 | 9 | 6 | 743.4899 | 75.1% | 2017-04-08 06:00 | 4 | 8 | 6 | 4 | 8 | 5 | 12.975 | 10.18 | 0 | 10.315 | 11.4275 | 0
[48 empty] | 2017-05-09 07:00 | 5 | 9 | 7 | 988.2527 | 99.82% | 2017-04-08 07:00 | 4 | 8 | 7 | 4 | 8 | 6 | 14.6725 | 12.97 | 0 | 13.0525 | 13.2975 | 0
[48 empty] | 2017-05-09 08:00 | 5 | 9 | 8 | 990.0001 | 100% | 2017-04-08 08:00 | 4 | 8 | 8 | 4 | 8 | 7 | 17.305 | 17.2075 | 0 | 17.1975 | 16.4625 | 0
[48 empty] | 2017-05-09 09:00 | 5 | 9 | 9 | 990.0001 | 100% | 2017-04-08 09:00 | 4 | 8 | 9 | 4 | 8 | 8 | 20.2925 | 19.4825 | 0 | 19.4975 | 19.66 | 0
[48 empty] | 2017-05-09 10:00 | 5 | 9 | 10 | 990.0001 | 100% | 2017-04-08 10:00 | 4 | 8 | 10 | 4 | 8 | 9 | 18.9975 | 18.4625 | 0 | 18.5175 | 18.355 | 0
[48 empty] | 2017-05-09 11:00 | 5 | 9 | 11 | 990.0001 | 100% | 2017-04-08 11:00 | 4 | 8 | 11 | 4 | 8 | 10 | 19.4675 | 20.3 | 0 | 20.4125 | 18.3 | 0
[48 empty] | 2017-05-09 12:00 | 5 | 9 | 12 | 990.0001 | 100% | 2017-04-08 12:00 | 4 | 8 | 12 | 4 | 8 | 11 | 19.77 | 20.5875 | 0 | 20.69 | 18.61 | 0
[48 empty] | 2017-05-09 13:00 | 5 | 9 | 13 | 990.0001 | 100% | 2017-04-08 13:00 | 4 | 8 | 13 | 4 | 8 | 12 | 20.2075 | 20.715 | 0 | 20.8175 | 18.995 | 0
[48 empty] | 2017-05-09 14:00 | 5 | 9 | 14 | 990.0001 | 100% | 2017-04-08 14:00 | 4 | 8 | 14 | 4 | 8 | 13 | 21.04 | 22.1725 | 0 | 22.275 | 19.8875 | 0
[48 empty] | 2017-05-09 15:00 | 5 | 9 | 15 | 989.4569 | 99.95% | 2017-04-08 15:00 | 4 | 8 | 15 | 4 | 8 | 14 | 22.62 | 23.9075 | 0 | 24.0075 | 21.44 | 0
[48 empty] | 2017-05-09 16:00 | 5 | 9 | 16 | 894.5553 | 90.36% | 2017-04-08 16:00 | 4 | 8 | 16 | 4 | 8 | 15 | 23.46 | 24.765 | 0 | 24.8675 | 22.26 | 0
[48 empty] | 2017-05-09 17:00 | 5 | 9 | 17 | 453.2553 | 45.78% | 2017-04-08 17:00 | 4 | 8 | 17 | 4 | 8 | 16 | 25.7425 | 27.0975 | 0 | 27.2075 | 24.4775 | 0
[48 empty] | 2017-05-09 18:00 | 5 | 9 | 18 | 18.4419 | 1.863% | 2017-04-08 18:00 | 4 | 8 | 18 | 4 | 8 | 17 | 22.99 | 23.9775 | 0 | 24.0875 | 21.7225 | 0
[48 empty] | 2017-05-09 19:00 | 5 | 9 | 19 | 0 | 0% | 2017-04-08 19:00 | 4 | 8 | 19 | 4 | 8 | 18 | 21.1675 | 21.695 | 0 | 21.8075 | 19.9375 | 0
[48 empty] | 2017-05-09 20:00 | 5 | 9 | 20 | 0 | 0% | 2017-04-08 20:00 | 4 | 8 | 20 | 4 | 8 | 19 | 20.3025 | 20.8275 | 0 | 20.9025 | 19.545 | 0
[48 empty] | 2017-05-09 21:00 | 5 | 9 | 21 | 0 | 0% | 2017-04-08 21:00 | 4 | 8 | 21 | 4 | 8 | 20 | 20.22 | 20.3425 | 0 | 20.38 | 19.7925 | 0
[48 empty] | 2017-05-09 22:00 | 5 | 9 | 22 | 0 | 0% | 2017-04-08 22:00 | 4 | 8 | 22 | 4 | 8 | 21 | 20.2175 | 19.3225 | 0 | 19.3275 | 19.5475 | 0
[48 empty] | 2017-05-09 23:00 | 5 | 9 | 23 | 0 | 0% | 2017-04-08 23:00 | 4 | 8 | 23 | 4 | 8 | 22 | 19.5825 | 18.745 | 0 | 18.7525 | 18.9275 | 0
[48 empty] | 2017-05-10 | 5 | 10 | 0 | 0 | 0% | 2017-04-09 | 4 | 9 | 0 | 4 | 8 | 23 | 17.325 | 14.6725 | 0 | 14.705 | 16.435 | 0
[48 empty] | 2017-05-10 01:00 | 5 | 10 | 1 | 0 | 0% | 2017-04-09 01:00 | 4 | 9 | 1 | 4 | 9 | 0 | 15.9725 | 14.4225 | 0 | 14.38 | 14.85 | 0
[48 empty] | 2017-05-10 02:00 | 5 | 10 | 2 | 0 | 0% | 2017-04-09 02:00 | 4 | 9 | 2 | 4 | 9 | 1 | 13.405 | 12.9475 | 0 | 12.815 | 12.0425 | 0
[48 empty] | 2017-05-10 03:00 | 5 | 10 | 3 | 0 | 0% | 2017-04-09 03:00 | 4 | 9 | 3 | 4 | 9 | 2 | 10.5375 | 10.28 | 0 | 10.215 | 9.39 | 0
[48 empty] | 2017-05-10 04:00 | 5 | 10 | 4 | 0 | 0% | 2017-04-09 04:00 | 4 | 9 | 4 | 4 | 9 | 3 | 11.5825 | 8.1325 | 0 | 8.13 | 9.995 | 0
[48 empty] | 2017-05-10 05:00 | 5 | 10 | 5 | 141.7227 | 14.32% | 2017-04-09 05:00 | 4 | 9 | 5 | 4 | 9 | 4 | 10.545 | 7.11 | 0 | 7.13 | 9.0575 | 0
[48 empty] | 2017-05-10 06:00 | 5 | 10 | 6 | 739.5782 | 74.7% | 2017-04-09 06:00 | 4 | 9 | 6 | 4 | 9 | 5 | 11.745 | 10.415 | 0 | 10.3925 | 10.385 | 0
[48 empty] | 2017-05-10 07:00 | 5 | 10 | 7 | 927.5437 | 93.69% | 2017-04-09 07:00 | 4 | 9 | 7 | 4 | 9 | 6 | 11.9125 | 11.86 | 0 | 11.7675 | 10.7225 | 0
[48 empty] | 2017-05-10 08:00 | 5 | 10 | 8 | 990.0001 | 100% | 2017-04-09 08:00 | 4 | 9 | 8 | 4 | 9 | 7 | 10.3525 | 11.4475 | 0 | 11.305 | 9.5425 | 0
[48 empty] | 2017-05-10 09:00 | 5 | 10 | 9 | 990.0001 | 100% | 2017-04-09 09:00 | 4 | 9 | 9 | 4 | 9 | 8 | 17.81 | 17.715 | 0 | 17.64 | 17.3675 | 0
[48 empty] | 2017-05-10 10:00 | 5 | 10 | 10 | 990.0001 | 100% | 2017-04-09 10:00 | 4 | 9 | 10 | 4 | 9 | 9 | 18.605 | 18.4075 | 0 | 18.4475 | 18.18 | 0
[48 empty] | 2017-05-10 11:00 | 5 | 10 | 11 | 990.0001 | 100% | 2017-04-09 11:00 | 4 | 9 | 11 | 4 | 9 | 10 | 19.0575 | 19.3525 | 0 | 19.4175 | 18.385 | 0
[48 empty] | 2017-05-10 12:00 | 5 | 10 | 12 | 990.0001 | 100% | 2017-04-09 12:00 | 4 | 9 | 12 | 4 | 9 | 11 | 19.48 | 20.515 | 0 | 20.6225 | 18.3375 | 0
[48 empty] | 2017-05-10 13:00 | 5 | 10 | 13 | 990.0001 | 100% | 2017-04-09 13:00 | 4 | 9 | 13 | 4 | 9 | 12 | 18.62 | 20.575 | 0 | 20.705 | 19.485 | 0
[48 empty] | 2017-05-10 14:00 | 5 | 10 | 14 | 990.0001 | 100% | 2017-04-09 14:00 | 4 | 9 | 14 | 4 | 9 | 13 | 19.255 | 20.6325 | 0 | 20.7625 | 19.6375 | 0
[48 empty] | 2017-05-10 15:00 | 5 | 10 | 15 | 977.8931 | 98.78% | 2017-04-09 15:00 | 4 | 9 | 15 | 4 | 9 | 14 | 21.0725 | 20.645 | 0 | 20.77 | 19.6675 | 0
[48 empty] | 2017-05-10 16:00 | 5 | 10 | 16 | 845.7619 | 85.43% | 2017-04-09 16:00 | 4 | 9 | 16 | 4 | 9 | 15 | 22.3625 | 20.6325 | 0 | 20.78 | 20.6925 | 0
[48 empty] | 2017-05-10 17:00 | 5 | 10 | 17 | 470.1767 | 47.49% | 2017-04-09 17:00 | 4 | 9 | 17 | 4 | 9 | 16 | 22.585 | 20.525 | 0 | 20.6775 | 20.845 | 0
[48 empty] | 2017-05-10 18:00 | 5 | 10 | 18 | 30.7036 | 3.101% | 2017-04-09 18:00 | 4 | 9 | 18 | 4 | 9 | 17 | 21.87 | 20.535 | 0 | 20.675 | 20.245 | 0
[48 empty] | 2017-05-10 19:00 | 5 | 10 | 19 | 0 | 0% | 2017-04-09 19:00 | 4 | 9 | 19 | 4 | 9 | 18 | 20.5275 | 20.5025 | 0 | 20.5875 | 19.55 | 0
[48 empty] | 2017-05-10 20:00 | 5 | 10 | 20 | 0 | 0% | 2017-04-09 20:00 | 4 | 9 | 20 | 4 | 9 | 19 | 21.0325 | 21.99 | 0 | 22.075 | 19.99 | 0
[48 empty] | 2017-05-10 21:00 | 5 | 10 | 21 | 0 | 0% | 2017-04-09 21:00 | 4 | 9 | 21 | 4 | 9 | 20 | 23.5775 | 24.8925 | 0 | 24.9925 | 22.53 | 0
[48 empty] | 2017-05-10 22:00 | 5 | 10 | 22 | 0 | 0% | 2017-04-09 22:00 | 4 | 9 | 22 | 4 | 9 | 21 | 21.555 | 22.595 | 0 | 22.6925 | 20.43 | 0
[48 empty] | 2017-05-10 23:00 | 5 | 10 | 23 | 0 | 0% | 2017-04-09 23:00 | 4 | 9 | 23 | 4 | 9 | 22 | 20.985 | 20.225 | 0 | 20.31 | 20.005 | 0
[48 empty] | 2017-05-11 | 5 | 11 | 0 | 0 | 0% | 2017-04-10 | 4 | 10 | 0 | 4 | 9 | 23 | 19.5425 | 19.53 | 0 | 19.605 | 18.6625 | 0
[48 empty] | 2017-05-11 01:00 | 5 | 11 | 1 | 0 | 0% | 2017-04-10 01:00 | 4 | 10 | 1 | 4 | 10 | 0 | 18.795 | 19.43 | 0 | 19.5075 | 17.915 | 0
[48 empty] | 2017-05-11 02:00 | 5 | 11 | 2 | 0 | 0% | 2017-04-10 02:00 | 4 | 10 | 2 | 4 | 10 | 1 | 18.11 | 18.285 | 0 | 18.33 | 17.595 | 0
[48 empty] | 2017-05-11 03:00 | 5 | 11 | 3 | 0 | 0% | 2017-04-10 03:00 | 4 | 10 | 3 | 4 | 10 | 2 | 17.925 | 18.185 | 0 | 18.23 | 17.435 | 0
[48 empty] | 2017-05-11 04:00 | 5 | 11 | 4 | 0 | 0% | 2017-04-10 04:00 | 4 | 10 | 4 | 4 | 10 | 3 | 18.1375 | 18.19 | 0 | 18.2025 | 18.0125 | 0
[48 empty] | 2017-05-11 05:00 | 5 | 11 | 5 | 178.625 | 18.04% | 2017-04-10 05:00 | 4 | 10 | 5 | 4 | 10 | 4 | 18.9375 | 19.0675 | 0 | 19.0775 | 18.8225 | 0
[48 empty] | 2017-05-11 06:00 | 5 | 11 | 6 | 754.7442 | 76.24% | 2017-04-10 06:00 | 4 | 10 | 6 | 4 | 10 | 5 | 19.9025 | 20.4325 | 0 | 20.4725 | 19.4125 | 0
[48 empty] | 2017-05-11 07:00 | 5 | 11 | 7 | 960.5635 | 97.03% | 2017-04-10 07:00 | 4 | 10 | 7 | 4 | 10 | 6 | 32.0625 | 32.63 | 0 | 32.6775 | 31.4425 | 0
[48 empty] | 2017-05-11 08:00 | 5 | 11 | 8 | 990.0001 | 100% | 2017-04-10 08:00 | 4 | 10 | 8 | 4 | 10 | 7 | 26.465 | 27.155 | 0 | 27.2 | 25.84 | 0
[48 empty] | 2017-05-11 09:00 | 5 | 11 | 9 | 990.0001 | 100% | 2017-04-10 09:00 | 4 | 10 | 9 | 4 | 10 | 8 | 21.485 | 21.56 | 0 | 21.565 | 21.4175 | 0
[48 empty] | 2017-05-11 10:00 | 5 | 11 | 10 | 990.0001 | 100% | 2017-04-10 10:00 | 4 | 10 | 10 | 4 | 10 | 9 | 20.875 | 20.335 | 0 | 20.3475 | 20.7775 | 0
[48 empty] | 2017-05-11 11:00 | 5 | 11 | 11 | 990.0001 | 100% | 2017-04-10 11:00 | 4 | 10 | 11 | 4 | 10 | 10 | 20.7325 | 19.275 | 0 | 19.3125 | 20.4675 | 0
[48 empty] | 2017-05-11 12:00 | 5 | 11 | 12 | 990.0001 | 100% | 2017-04-10 12:00 | 4 | 10 | 12 | 4 | 10 | 11 | 21.3975 | 19.6225 | 0 | 19.65 | 21.075 | 0
[48 empty] | 2017-05-11 13:00 | 5 | 11 | 13 | 990.0001 | 100% | 2017-04-10 13:00 | 4 | 10 | 13 | 4 | 10 | 12 | 22.5225 | 20.505 | 0 | 20.535 | 22.175 | 0
[48 empty] | 2017-05-11 14:00 | 5 | 11 | 14 | 990.0001 | 100% | 2017-04-10 14:00 | 4 | 10 | 14 | 4 | 10 | 13 | 23.0975 | 21.015 | 0 | 21.0475 | 22.7925 | 0
[48 empty] | 2017-05-11 15:00 | 5 | 11 | 15 | 966.5501 | 97.63% | 2017-04-10 15:00 | 4 | 10 | 15 | 4 | 10 | 14 | 29.145 | 28.6025 | 0 | 28.61 | 29.06 | 0
[48 empty] | 2017-05-11 16:00 | 5 | 11 | 16 | 813.7077 | 82.19% | 2017-04-10 16:00 | 4 | 10 | 16 | 4 | 10 | 15 | 31.375 | 31.375 | 0 | 31.375 | 31.375 | 0
[48 empty] | 2017-05-11 17:00 | 5 | 11 | 17 | 434.0489 | 43.84% | 2017-04-10 17:00 | 4 | 10 | 17 | 4 | 10 | 16 | 31.825 | 31.825 | 0 | 31.825 | 31.825 | 0
[48 empty] | 2017-05-11 18:00 | 5 | 11 | 18 | 0 | 0% | 2017-04-10 18:00 | 4 | 10 | 18 | 4 | 10 | 17 | 31.6 | 31.6 | 0 | 31.6 | 31.6 | 0
[48 empty] | 2017-05-11 19:00 | 5 | 11 | 19 | 0 | 0% | 2017-04-10 19:00 | 4 | 10 | 19 | 4 | 10 | 18 | 35.71 | 35.71 | 0 | 35.71 | 35.71 | 0
[48 empty] | 2017-05-11 20:00 | 5 | 11 | 20 | 0 | 0% | 2017-04-10 20:00 | 4 | 10 | 20 | 4 | 10 | 19 | 42.4625 | 42.7 | 0 | 42.7025 | 42.7325 | 0
[48 empty] | 2017-05-11 21:00 | 5 | 11 | 21 | 0 | 0% | 2017-04-10 21:00 | 4 | 10 | 21 | 4 | 10 | 20 | 32 | 32.325 | 0 | 32.345 | 31.8225 | 0
[48 empty] | 2017-05-11 22:00 | 5 | 11 | 22 | 0 | 0% | 2017-04-10 22:00 | 4 | 10 | 22 | 4 | 10 | 21 | 26.12 | 26.46 | 0 | 26.485 | 25.805 | 0
[48 empty] | 2017-05-11 23:00 | 5 | 11 | 23 | 0 | 0% | 2017-04-10 23:00 | 4 | 10 | 23 | 4 | 10 | 22 | 24.045 | 23.8825 | 0 | 23.885 | 24.015 | 0
[48 empty] | 2017-05-12 | 5 | 12 | 0 | 0 | 0% | 2017-04-11 | 4 | 11 | 0 | 4 | 10 | 23 | 21.9875 | 21.1225 | 0 | 21.135 | 21.8275 | 0
[48 empty] | 2017-05-12 01:00 | 5 | 12 | 1 | 0 | 0% | 2017-04-11 01:00 | 4 | 11 | 1 | 4 | 11 | 0 | 20.225 | 20.225 | 0 | 20.225 | 20.225 | 0
[48 empty] | 2017-05-12 02:00 | 5 | 12 | 2 | 0 | 0% | 2017-04-11 02:00 | 4 | 11 | 2 | 4 | 11 | 1 | 19.595 | 19.2675 | 0 | 19.27 | 19.5375 | 0
[48 empty] | 2017-05-12 03:00 | 5 | 12 | 3 | 0 | 0% | 2017-04-11 03:00 | 4 | 11 | 3 | 4 | 11 | 2 | 19.0425 | 18.595 | 0 | 18.6 | 18.96 | 0
[48 empty] | 2017-05-12 04:00 | 5 | 12 | 4 | 0 | 0% | 2017-04-11 04:00 | 4 | 11 | 4 | 4 | 11 | 3 | 19.055 | 18.915 | 0 | 18.92 | 19.03 | 0
[48 empty] | 2017-05-12 05:00 | 5 | 12 | 5 | 29.5054 | 2.98% | 2017-04-11 05:00 | 4 | 11 | 5 | 4 | 11 | 4 | 19.8825 | 19.8825 | 0 | 19.8825 | 19.8825 | 0
[48 empty] | 2017-05-12 06:00 | 5 | 12 | 6 | 192.7876 | 19.47% | 2017-04-11 06:00 | 4 | 11 | 6 | 4 | 11 | 5 | 20.505 | 20.505 | 0 | 20.505 | 20.505 | 0
[48 empty] | 2017-05-12 07:00 | 5 | 12 | 7 | 245.7096 | 24.82% | 2017-04-11 07:00 | 4 | 11 | 7 | 4 | 11 | 6 | 21.29 | 20.555 | 0 | 20.57 | 21.155 | 0
[48 empty] | 2017-05-12 08:00 | 5 | 12 | 8 | 410.9053 | 41.51% | 2017-04-11 08:00 | 4 | 11 | 8 | 4 | 11 | 7 | 21.995 | 20.615 | 0 | 20.6375 | 21.7525 | 0
[48 empty] | 2017-05-12 09:00 | 5 | 12 | 9 | 314.7932 | 31.8% | 2017-04-11 09:00 | 4 | 11 | 9 | 4 | 11 | 8 | 26.3175 | 20.9225 | 0 | 21.0025 | 25.3725 | 0
[48 empty] | 2017-05-12 10:00 | 5 | 12 | 10 | 422.1786 | 42.64% | 2017-04-11 10:00 | 4 | 11 | 10 | 4 | 11 | 9 | 148.095 | 143.535 | 0 | 143.4525 | 147.9925 | 0
[48 empty] | 2017-05-12 11:00 | 5 | 12 | 11 | 456.8606 | 46.15% | 2017-04-11 11:00 | 4 | 11 | 11 | 4 | 11 | 10 | 61.2675 | 23.1425 | 0 | 23.6725 | 54.735 | 0
[48 empty] | 2017-05-12 12:00 | 5 | 12 | 12 | 931.809 | 94.12% | 2017-04-11 12:00 | 4 | 11 | 12 | 4 | 11 | 11 | 27.68 | 23.9875 | 0 | 24.0125 | 27.2925 | 0
[48 empty] | 2017-05-12 13:00 | 5 | 12 | 13 | 319.6962 | 32.29% | 2017-04-11 13:00 | 4 | 11 | 13 | 4 | 11 | 12 | 41.79 | 42.2575 | 0 | 42.2575 | 42.395 | 0
[48 empty] | 2017-05-12 14:00 | 5 | 12 | 14 | 920.2819 | 92.96% | 2017-04-11 14:00 | 4 | 11 | 14 | 4 | 11 | 13 | 24.2925 | 24.495 | 0 | 24.495 | 24.5025 | 0
[48 empty] | 2017-05-12 15:00 | 5 | 12 | 15 | 624.5075 | 63.08% | 2017-04-11 15:00 | 4 | 11 | 15 | 4 | 11 | 14 | 23.34 | 23.39 | 0 | 23.39 | 23.395 | 0
[48 empty] | 2017-05-12 16:00 | 5 | 12 | 16 | 124.9744 | 12.62% | 2017-04-11 16:00 | 4 | 11 | 16 | 4 | 11 | 15 | 24.27 | 24.5675 | 0 | 24.5725 | 24.5925 | 0
[48 empty] | 2017-05-12 17:00 | 5 | 12 | 17 | 424.6201 | 42.89% | 2017-04-11 17:00 | 4 | 11 | 17 | 4 | 11 | 16 | 24.19 | 28.005 | 0 | 28.0225 | 28.16 | 0
[48 empty] | 2017-05-12 18:00 | 5 | 12 | 18 | 33.6676 | 3.401% | 2017-04-11 18:00 | 4 | 11 | 18 | 4 | 11 | 17 | 19.8825 | 21.22 | 0 | 21.2325 | 21.2975 | 0
[48 empty] | 2017-05-12 19:00 | 5 | 12 | 19 | 0 | 0% | 2017-04-11 19:00 | 4 | 11 | 19 | 4 | 11 | 18 | 20.4975 | 20.5225 | 0 | 20.5225 | 20.5275 | 0
[48 empty] | 2017-05-12 20:00 | 5 | 12 | 20 | 0 | 0% | 2017-04-11 20:00 | 4 | 11 | 20 | 4 | 11 | 19 | 20.3325 | 20.5675 | 0 | 20.5675 | 20.5725 | 0
[48 empty] | 2017-05-12 21:00 | 5 | 12 | 21 | 0 | 0% | 2017-04-11 21:00 | 4 | 11 | 21 | 4 | 11 | 20 | 20.8775 | 20.88 | 0 | 20.88 | 20.88 | 0
[48 empty] | 2017-05-12 22:00 | 5 | 12 | 22 | 0 | 0% | 2017-04-11 22:00 | 4 | 11 | 22 | 4 | 11 | 21 | 19.3275 | 20.33 | 0 | 20.3325 | 20.39 | 0
[48 empty] | 2017-05-12 23:00 | 5 | 12 | 23 | 0 | 0% | 2017-04-11 23:00 | 4 | 11 | 23 | 4 | 11 | 22 | 18.9075 | 18.9125 | 0 | 18.9125 | 18.9125 | 0
[48 empty] | 2017-05-13 | 5 | 13 | 0 | 0 | 0% | 2017-04-12 | 4 | 12 | 0 | 4 | 11 | 23 | 17.335 | 17.335 | 0 | 17.335 | 17.335 | 0
[48 empty] | 2017-05-13 01:00 | 5 | 13 | 1 | 0 | 0% | 2017-04-12 01:00 | 4 | 12 | 1 | 4 | 12 | 0 | 11.97 | 11.8475 | 0 | 11.845 | 11.9375 | 0
[48 empty] | 2017-05-13 02:00 | 5 | 13 | 2 | 0 | 0% | 2017-04-12 02:00 | 4 | 12 | 2 | 4 | 12 | 1 | 10.4225 | 10.4125 | 0 | 10.4125 | 10.42 | 0
[48 empty] | 2017-05-13 03:00 | 5 | 13 | 3 | 0 | 0% | 2017-04-12 03:00 | 4 | 12 | 3 | 4 | 12 | 2 | 15.56 | 14.8675 | 0 | 14.855 | 14.6825 | 0
[48 empty] | 2017-05-13 04:00 | 5 | 13 | 4 | 0 | 0% | 2017-04-12 04:00 | 4 | 12 | 4 | 4 | 12 | 3 | 16.735 | 16.4375 | 0 | 16.4325 | 16.1975 | 0
[48 empty] | 2017-05-13 05:00 | 5 | 13 | 5 | 167.6825 | 16.94% | 2017-04-12 05:00 | 4 | 12 | 5 | 4 | 12 | 4 | 17.235 | 17.13 | 0 | 17.13 | 17.0425 | 0
[48 empty] | 2017-05-13 06:00 | 5 | 13 | 6 | 733.3536 | 74.08% | 2017-04-12 06:00 | 4 | 12 | 6 | 4 | 12 | 5 | 19.3125 | 19.3125 | 0 | 19.3125 | 19.3125 | 0
[48 empty] | 2017-05-13 07:00 | 5 | 13 | 7 | 960.2319 | 96.99% | 2017-04-12 07:00 | 4 | 12 | 7 | 4 | 12 | 6 | 20.57 | 20.57 | 0 | 20.57 | 20.57 | 0
[48 empty] | 2017-05-13 08:00 | 5 | 13 | 8 | 990.0001 | 100% | 2017-04-12 08:00 | 4 | 12 | 8 | 4 | 12 | 7 | 20.785 | 20.7225 | 0 | 20.72 | 20.7775 | 0
[48 empty] | 2017-05-13 09:00 | 5 | 13 | 9 | 990.0001 | 100% | 2017-04-12 09:00 | 4 | 12 | 9 | 4 | 12 | 8 | 20.6425 | 20.62 | 0 | 20.62 | 20.64 | 0
[48 empty] | 2017-05-13 10:00 | 5 | 13 | 10 | 990.0001 | 100% | 2017-04-12 10:00 | 4 | 12 | 10 | 4 | 12 | 9 | 20.67 | 20.545 | 0 | 20.5475 | 20.6425 | 0
[48 empty] | 2017-05-13 11:00 | 5 | 13 | 11 | 990.0001 | 100% | 2017-04-12 11:00 | 4 | 12 | 11 | 4 | 12 | 10 | 21.0925 | 20.4575 | 0 | 20.47 | 20.95 | 0
[48 empty] | 2017-05-13 12:00 | 5 | 13 | 12 | 990.0001 | 100% | 2017-04-12 12:00 | 4 | 12 | 12 | 4 | 12 | 11 | 21.295 | 20.4425 | 0 | 20.4575 | 21.1025 | 0
[48 empty] | 2017-05-13 13:00 | 5 | 13 | 13 | 990.0001 | 100% | 2017-04-12 13:00 | 4 | 12 | 13 | 4 | 12 | 12 | 21.755 | 20.445 | 0 | 20.465 | 21.465 | 0
[48 empty] | 2017-05-13 14:00 | 5 | 13 | 14 | 990.0001 | 100% | 2017-04-12 14:00 | 4 | 12 | 14 | 4 | 12 | 13 | 26.6075 | 20.49 | 0 | 20.575 | 25.2025 | 0
[48 empty] | 2017-05-13 15:00 | 5 | 13 | 15 | 990.0001 | 100% | 2017-04-12 15:00 | 4 | 12 | 15 | 4 | 12 | 14 | 22.095 | 20.2925 | 0 | 20.3175 | 21.6975 | 0
[48 empty] | 2017-05-13 16:00 | 5 | 13 | 16 | 861.5007 | 87.02% | 2017-04-12 16:00 | 4 | 12 | 16 | 4 | 12 | 15 | 22.38 | 20.5025 | 0 | 20.53 | 21.9675 | 0
[48 empty] | 2017-05-13 17:00 | 5 | 13 | 17 | 471.7596 | 47.65% | 2017-04-12 17:00 | 4 | 12 | 17 | 4 | 12 | 16 | 23.28 | 21.16 | 0 | 21.1875 | 22.8075 | 0
[48 empty] | 2017-05-13 18:00 | 5 | 13 | 18 | 36.3939 | 3.676% | 2017-04-12 18:00 | 4 | 12 | 18 | 4 | 12 | 17 | 22.9425 | 22.565 | 0 | 22.5725 | 22.86 | 0
[48 empty] | 2017-05-13 19:00 | 5 | 13 | 19 | 0 | 0% | 2017-04-12 19:00 | 4 | 12 | 19 | 4 | 12 | 18 | 21.8675 | 21.8675 | 0 | 21.8675 | 21.8675 | 0
[48 empty] | 2017-05-13 20:00 | 5 | 13 | 20 | 0 | 0% | 2017-04-12 20:00 | 4 | 12 | 20 | 4 | 12 | 19 | 21.9425 | 21.9425 | 0 | 21.9425 | 21.9425 | 0
[48 empty] | 2017-05-13 21:00 | 5 | 13 | 21 | 0 | 0% | 2017-04-12 21:00 | 4 | 12 | 21 | 4 | 12 | 20 | 28.5275 | 28.5275 | 0 | 28.5275 | 28.5275 | 0
[48 empty] | 2017-05-13 22:00 | 5 | 13 | 22 | 0 | 0% | 2017-04-12 22:00 | 4 | 12 | 22 | 4 | 12 | 21 | 27.995 | 27.995 | 0 | 27.995 | 27.995 | 0
[48 empty] | 2017-05-13 23:00 | 5 | 13 | 23 | 0 | 0% | 2017-04-12 23:00 | 4 | 12 | 23 | 4 | 12 | 22 | 145.805 | 145.805 | 0 | 145.805 | 145.805 | 0
[48 empty] | 2017-05-14 | 5 | 14 | 0 | 0 | 0% | 2017-04-13 | 4 | 13 | 0 | 4 | 12 | 23 | 22.62 | 22.62 | 0 | 22.62 | 22.62 | 0
[48 empty] | 2017-05-14 01:00 | 5 | 14 | 1 | 0 | 0% | 2017-04-13 01:00 | 4 | 13 | 1 | 4 | 13 | 0 | 23.5125 | 23.5125 | 0 | 23.5125 | 23.5125 | 0
[48 empty] | 2017-05-14 02:00 | 5 | 14 | 2 | 0 | 0% | 2017-04-13 02:00 | 4 | 13 | 2 | 4 | 13 | 1 | 20.3175 | 20.3175 | 0 | 20.3175 | 20.3175 | 0
[48 empty] | 2017-05-14 03:00 | 5 | 14 | 3 | 0 | 0% | 2017-04-13 03:00 | 4 | 13 | 3 | 4 | 13 | 2 | 19.6375 | 19.6375 | 0 | 19.6375 | 19.6375 | 0
[48 empty] | 2017-05-14 04:00 | 5 | 14 | 4 | 0 | 0% | 2017-04-13 04:00 | 4 | 13 | 4 | 4 | 13 | 3 | 19.815 | 19.815 | 0 | 19.815 | 19.815 | 0
[48 empty] | 2017-05-14 05:00 | 5 | 14 | 5 | 195.6254 | 19.76% | 2017-04-13 05:00 | 4 | 13 | 5 | 4 | 13 | 4 | 19.83 | 19.83 | 0 | 19.83 | 19.83 | 0
[48 empty] | 2017-05-14 06:00 | 5 | 14 | 6 | 713.849 | 72.11% | 2017-04-13 06:00 | 4 | 13 | 6 | 4 | 13 | 5 | 20.465 | 20.465 | 0 | 20.465 | 20.465 | 0
[48 empty] | 2017-05-14 07:00 | 5 | 14 | 7 | 990.0001 | 100% | 2017-04-13 07:00 | 4 | 13 | 7 | 4 | 13 | 6 | 165.91 | 165.91 | 0 | 165.91 | 165.91 | 0
[48 empty] | 2017-05-14 08:00 | 5 | 14 | 8 | 990.0001 | 100% | 2017-04-13 08:00 | 4 | 13 | 8 | 4 | 13 | 7 | 31.71 | 31.71 | 0 | 31.71 | 31.71 | 0
[48 empty] | 2017-05-14 09:00 | 5 | 14 | 9 | 990.0001 | 100% | 2017-04-13 09:00 | 4 | 13 | 9 | 4 | 13 | 8 | 48.86 | 48.86 | 0 | 48.86 | 48.86 | 0
[48 empty] | 2017-05-14 10:00 | 5 | 14 | 10 | 990.0001 | 100% | 2017-04-13 10:00 | 4 | 13 | 10 | 4 | 13 | 9 | 290.8725 | 292.7 | 0 | 292.8675 | 288.7475 | 0
[48 empty] | 2017-05-14 11:00 | 5 | 14 | 11 | 990.0001 | 100% | 2017-04-13 11:00 | 4 | 13 | 11 | 4 | 13 | 10 | 114.0125 | 25.7975 | 0 | 27.1425 | 93.515 | 0
[48 empty] | 2017-05-14 12:00 | 5 | 14 | 12 | 990.0001 | 100% | 2017-04-13 12:00 | 4 | 13 | 12 | 4 | 13 | 11 | 27.5875 | 20.8 | 0 | 20.9225 | 25.86 | 0
[48 empty] | 2017-05-14 13:00 | 5 | 14 | 13 | 965.6692 | 97.54% | 2017-04-13 13:00 | 4 | 13 | 13 | 4 | 13 | 12 | 28.3175 | 21.4575 | 0 | 21.5875 | 26.485 | 0
[48 empty] | 2017-05-14 14:00 | 5 | 14 | 14 | 449.3656 | 45.39% | 2017-04-13 14:00 | 4 | 13 | 14 | 4 | 13 | 13 | 61.3175 | 22.04 | 0 | 22.6525 | 52.045 | 0
[48 empty] | 2017-05-14 15:00 | 5 | 14 | 15 | 919.6319 | 92.89% | 2017-04-13 15:00 | 4 | 13 | 15 | 4 | 13 | 14 | 216.635 | 32.5925 | 0 | 35.2775 | 174.475 | 0
[48 empty] | 2017-05-14 16:00 | 5 | 14 | 16 | 793.3752 | 80.14% | 2017-04-13 16:00 | 4 | 13 | 16 | 4 | 13 | 15 | 29.855 | 20.82 | 0 | 20.9625 | 27.7675 | 0
[48 empty] | 2017-05-14 17:00 | 5 | 14 | 17 | 519.4721 | 52.47% | 2017-04-13 17:00 | 4 | 13 | 17 | 4 | 13 | 16 | 26.5875 | 20.96 | 0 | 21.055 | 25.2925 | 0
[48 empty] | 2017-05-14 18:00 | 5 | 14 | 18 | 39.6176 | 4.002% | 2017-04-13 18:00 | 4 | 13 | 18 | 4 | 13 | 17 | 22.5625 | 20.7975 | 0 | 20.8475 | 22.4425 | 0
[48 empty] | 2017-05-14 19:00 | 5 | 14 | 19 | 0 | 0% | 2017-04-13 19:00 | 4 | 13 | 19 | 4 | 13 | 18 | 20.37 | 20.87 | 0 | 20.88 | 20.645 | 0
[48 empty] | 2017-05-14 20:00 | 5 | 14 | 20 | 0 | 0% | 2017-04-13 20:00 | 4 | 13 | 20 | 4 | 13 | 19 | 21.0375 | 21.0375 | 0 | 21.0375 | 21.0375 | 0
[48 empty] | 2017-05-14 21:00 | 5 | 14 | 21 | 0 | 0% | 2017-04-13 21:00 | 4 | 13 | 21 | 4 | 13 | 20 | 21.43 | 21.43 | 0 | 21.43 | 21.43 | 0
[48 empty] | 2017-05-14 22:00 | 5 | 14 | 22 | 0 | 0% | 2017-04-13 22:00 | 4 | 13 | 22 | 4 | 13 | 21 | 21.7425 | 20.4525 | 0 | 20.425 | 21.4 | 0
[48 empty] | 2017-05-14 23:00 | 5 | 14 | 23 | 0 | 0% | 2017-04-13 23:00 | 4 | 13 | 23 | 4 | 13 | 22 | 55.9025 | 52.1225 | 0 | 52.0375 | 54.8975 | 0
[48 empty] | 2017-05-15 | 5 | 15 | 0 | 0 | 0% | 2017-04-14 | 4 | 14 | 0 | 4 | 13 | 23 | 20.7925 | 18.34 | 0 | 18.285 | 20.25 | 0
[48 empty] | 2017-05-15 01:00 | 5 | 15 | 1 | 0 | 0% | 2017-04-14 01:00 | 4 | 14 | 1 | 4 | 14 | 0 | 19.3 | 16.9825 | 0 | 16.9275 | 18.77 | 0
[48 empty] | 2017-05-15 02:00 | 5 | 15 | 2 | 0 | 0% | 2017-04-14 02:00 | 4 | 14 | 2 | 4 | 14 | 1 | 17.7475 | 16.2375 | 0 | 16.1175 | 17.0825 | 0
[48 empty] | 2017-05-15 03:00 | 5 | 15 | 3 | 0 | 0% | 2017-04-14 03:00 | 4 | 14 | 3 | 4 | 14 | 2 | 13.49 | 13.745 | 0 | 13.545 | 12.78 | 0
[48 empty] | 2017-05-15 04:00 | 5 | 15 | 4 | 0 | 0% | 2017-04-14 04:00 | 4 | 14 | 4 | 4 | 14 | 3 | 9.2475 | 9.1175 | 0 | 9.0025 | 8.69 | 0
[48 empty] | 2017-05-15 05:00 | 5 | 15 | 5 | 194.479 | 19.64% | 2017-04-14 05:00 | 4 | 14 | 5 | 4 | 14 | 4 | 12.9525 | 12.8575 | 0 | 12.7675 | 12.3925 | 0
[48 empty] | 2017-05-15 06:00 | 5 | 15 | 6 | 741.9842 | 74.95% | 2017-04-14 06:00 | 4 | 14 | 6 | 4 | 14 | 5 | 18.52 | 16.3175 | 0 | 16.27 | 17.985 | 0
[48 empty] | 2017-05-15 07:00 | 5 | 15 | 7 | 867.6657 | 87.64% | 2017-04-14 07:00 | 4 | 14 | 7 | 4 | 14 | 6 | 19.235 | 13.465 | 0 | 13.4975 | 17.9375 | 0
[48 empty] | 2017-05-15 08:00 | 5 | 15 | 8 | 990.0001 | 100% | 2017-04-14 08:00 | 4 | 14 | 8 | 4 | 14 | 7 | 18.655 | 16.88 | 0 | 16.89 | 18.25 | 0
[48 empty] | 2017-05-15 09:00 | 5 | 15 | 9 | 982.0689 | 99.2% | 2017-04-14 09:00 | 4 | 14 | 9 | 4 | 14 | 8 | 18.445 | 16.44 | 0 | 16.46 | 17.9925 | 0
[48 empty] | 2017-05-15 10:00 | 5 | 15 | 10 | 987.1666 | 99.71% | 2017-04-14 10:00 | 4 | 14 | 10 | 4 | 14 | 9 | 19.07 | 15.6325 | 0 | 15.64 | 18.275 | 0
[48 empty] | 2017-05-15 11:00 | 5 | 15 | 11 | 837.9071 | 84.64% | 2017-04-14 11:00 | 4 | 14 | 11 | 4 | 14 | 10 | 19.6 | 15.38 | 0 | 15.3675 | 18.6075 | 0
[48 empty] | 2017-05-15 12:00 | 5 | 15 | 12 | 451.6089 | 45.62% | 2017-04-14 12:00 | 4 | 14 | 12 | 4 | 14 | 11 | 20.2025 | 15.7575 | 0 | 18.7025 | 18.7675 | 0
[48 empty] | 2017-05-15 13:00 | 5 | 15 | 13 | 768.545 | 77.63% | 2017-04-14 13:00 | 4 | 14 | 13 | 4 | 14 | 12 | 20.6525 | 17.515 | 0 | 23.675 | 19.085 | 0
[48 empty] | 2017-05-15 14:00 | 5 | 15 | 14 | 929.1803 | 93.86% | 2017-04-14 14:00 | 4 | 14 | 14 | 4 | 14 | 13 | 20.9125 | 17.255 | 0 | 25.46 | 19.005 | 0
[48 empty] | 2017-05-15 15:00 | 5 | 15 | 15 | 233.7718 | 23.61% | 2017-04-14 15:00 | 4 | 14 | 15 | 4 | 14 | 14 | 22.6325 | 19.035 | 0 | 27.8675 | 20.65 | 0
[48 empty] | 2017-05-15 16:00 | 5 | 15 | 16 | 154.1928 | 15.58% | 2017-04-14 16:00 | 4 | 14 | 16 | 4 | 14 | 15 | 19.32 | 18.63 | 0 | 24.965 | 18.26 | 0
[48 empty] | 2017-05-15 17:00 | 5 | 15 | 17 | 221.8181 | 22.41% | 2017-04-14 17:00 | 4 | 14 | 17 | 4 | 14 | 16 | 18.81 | 18.53 | 0 | 26.395 | 17.75 | 0
[48 empty] | 2017-05-15 18:00 | 5 | 15 | 18 | 7.8588 | 0.7938% | 2017-04-14 18:00 | 4 | 14 | 18 | 4 | 14 | 17 | 18.745 | 18.6275 | 0 | 25.7225 | 17.7325 | 0
[48 empty] | 2017-05-15 19:00 | 5 | 15 | 19 | 0 | 0% | 2017-04-14 19:00 | 4 | 14 | 19 | 4 | 14 | 18 | 17.2575 | 18.065 | 0 | 26.295 | 16.36 | 0
[48 empty] | 2017-05-15 20:00 | 5 | 15 | 20 | 0 | 0% | 2017-04-14 20:00 | 4 | 14 | 20 | 4 | 14 | 19 | 18.7 | 18.92 | 0 | 21.0875 | 18.4375 | 0
[48 empty] | 2017-05-15 21:00 | 5 | 15 | 21 | 0 | 0% | 2017-04-14 21:00 | 4 | 14 | 21 | 4 | 14 | 20 | 20.1975 | 20.1975 | 0 | 20.1975 | 20.1975 | 0
[48 empty] | 2017-05-15 22:00 | 5 | 15 | 22 | 0 | 0% | 2017-04-14 22:00 | 4 | 14 | 22 | 4 | 14 | 21 | 19.2125 | 19.1425 | 0 | 19.17 | 18.9775 | 0
[48 empty] | 2017-05-15 23:00 | 5 | 15 | 23 | 0 | 0% | 2017-04-14 23:00 | 4 | 14 | 23 | 4 | 14 | 22 | 18.495 | 18.3175 | 0 | 18.3375 | 18.0875 | 0
[48 empty] | 2017-05-16 | 5 | 16 | 0 | 0 | 0% | 2017-04-15 | 4 | 15 | 0 | 4 | 14 | 23 | 17.7375 | 17.62 | 0 | 17.6375 | 17.3575 | 0
[48 empty] | 2017-05-16 01:00 | 5 | 16 | 1 | 0 | 0% | 2017-04-15 01:00 | 4 | 15 | 1 | 4 | 15 | 0 | 19.7975 | 20.265 | 0 | 20.31 | 19.3275 | 0
[48 empty] | 2017-05-16 02:00 | 5 | 16 | 2 | 0 | 0% | 2017-04-15 02:00 | 4 | 15 | 2 | 4 | 15 | 1 | 18.225 | 18.6625 | 0 | 18.7075 | 17.7775 | 0
[48 empty] | 2017-05-16 03:00 | 5 | 16 | 3 | 0 | 0% | 2017-04-15 03:00 | 4 | 15 | 3 | 4 | 15 | 2 | 17.8275 | 18.26 | 0 | 18.3 | 17.3925 | 0
[48 empty] | 2017-05-16 04:00 | 5 | 16 | 4 | 0 | 0% | 2017-04-15 04:00 | 4 | 15 | 4 | 4 | 15 | 3 | 17.6425 | 18.07 | 0 | 18.11 | 17.2125 | 0
[48 empty] | 2017-05-16 05:00 | 5 | 16 | 5 | 65.3461 | 6.601% | 2017-04-15 05:00 | 4 | 15 | 5 | 4 | 15 | 4 | 17.53 | 17.755 | 0 | 17.7775 | 17.305 | 0
[48 empty] | 2017-05-16 06:00 | 5 | 16 | 6 | 168.4342 | 17.01% | 2017-04-15 06:00 | 4 | 15 | 6 | 4 | 15 | 5 | 17.6875 | 17.6875 | 0 | 17.6875 | 17.6875 | 0
[48 empty] | 2017-05-16 07:00 | 5 | 16 | 7 | 190.6041 | 19.25% | 2017-04-15 07:00 | 4 | 15 | 7 | 4 | 15 | 6 | 18.0775 | 18.0775 | 0 | 18.0775 | 18.0775 | 0
[48 empty] | 2017-05-16 08:00 | 5 | 16 | 8 | 278.3058 | 28.11% | 2017-04-15 08:00 | 4 | 15 | 8 | 4 | 15 | 7 | 17.73 | 17.745 | 0 | 17.7475 | 17.7125 | 0
[48 empty] | 2017-05-16 09:00 | 5 | 16 | 9 | 486.8419 | 49.18% | 2017-04-15 09:00 | 4 | 15 | 9 | 4 | 15 | 8 | 18.6175 | 18.44 | 0 | 18.435 | 18.5725 | 0
[48 empty] | 2017-05-16 10:00 | 5 | 16 | 10 | 482.0682 | 48.69% | 2017-04-15 10:00 | 4 | 15 | 10 | 4 | 15 | 9 | 19.4575 | 17.4125 | 0 | 17.3825 | 18.695 | 0
[48 empty] | 2017-05-16 11:00 | 5 | 16 | 11 | 493.5456 | 49.85% | 2017-04-15 11:00 | 4 | 15 | 11 | 4 | 15 | 10 | 19.5275 | 17.63 | 0 | 17.5975 | 18.705 | 0
[48 empty] | 2017-05-16 12:00 | 5 | 16 | 12 | 432.415 | 43.68% | 2017-04-15 12:00 | 4 | 15 | 12 | 4 | 15 | 11 | 19.43 | 18.2825 | 0 | 19.5 | 18.685 | 0
[48 empty] | 2017-05-16 13:00 | 5 | 16 | 13 | 403.8896 | 40.8% | 2017-04-15 13:00 | 4 | 15 | 13 | 4 | 15 | 12 | 20.0325 | 20.1575 | 0 | 20.2 | 19.6925 | 0
[48 empty] | 2017-05-16 14:00 | 5 | 16 | 14 | 614.8841 | 62.11% | 2017-04-15 14:00 | 4 | 15 | 14 | 4 | 15 | 13 | 20.4875 | 20.4925 | 0 | 20.5425 | 20.0875 | 0
[48 empty] | 2017-05-16 15:00 | 5 | 16 | 15 | 432.2614 | 43.66% | 2017-04-15 15:00 | 4 | 15 | 15 | 4 | 15 | 14 | 20.9525 | 20.7875 | 0 | 20.85 | 20.5075 | 0
[48 empty] | 2017-05-16 16:00 | 5 | 16 | 16 | 338.5688 | 34.2% | 2017-04-15 16:00 | 4 | 15 | 16 | 4 | 15 | 15 | 21.5175 | 21.595 | 0 | 21.6275 | 21.25 | 0
[48 empty] | 2017-05-16 17:00 | 5 | 16 | 17 | 64.8556 | 6.551% | 2017-04-15 17:00 | 4 | 15 | 17 | 4 | 15 | 16 | 21.76 | 21.19 | 0 | 21.25 | 21.445 | 0
[48 empty] | 2017-05-16 18:00 | 5 | 16 | 18 | 15.6857 | 1.584% | 2017-04-15 18:00 | 4 | 15 | 18 | 4 | 15 | 17 | 21.2575 | 20.555 | 0 | 20.6125 | 21.0175 | 0
[48 empty] | 2017-05-16 19:00 | 5 | 16 | 19 | 0 | 0% | 2017-04-15 19:00 | 4 | 15 | 19 | 4 | 15 | 18 | 20.2375 | 20.295 | 0 | 20.3 | 20.1775 | 0
[48 empty] | 2017-05-16 20:00 | 5 | 16 | 20 | 0 | 0% | 2017-04-15 20:00 | 4 | 15 | 20 | 4 | 15 | 19 | 20.4875 | 20.515 | 0 | 20.5175 | 20.46 | 0
[48 empty] | 2017-05-16 21:00 | 5 | 16 | 21 | 0 | 0% | 2017-04-15 21:00 | 4 | 15 | 21 | 4 | 15 | 20 | 20.9225 | 20.9225 | 0 | 20.9225 | 20.9225 | 0
[48 empty] | 2017-05-16 22:00 | 5 | 16 | 22 | 0 | 0% | 2017-04-15 22:00 | 4 | 15 | 22 | 4 | 15 | 21 | 20.1025 | 20.3825 | 0 | 20.4075 | 19.83 | 0
[48 empty] | 2017-05-16 23:00 | 5 | 16 | 23 | 0 | 0% | 2017-04-15 23:00 | 4 | 15 | 23 | 4 | 15 | 22 | 20.065 | 19.4725 | 0 | 19.4825 | 19.52 | 0
[48 empty] | 2017-05-17 | 5 | 17 | 0 | 0 | 0% | 2017-04-16 | 4 | 16 | 0 | 4 | 15 | 23 | 19.53 | 18.0275 | 0 | 18.015 | 18.8 | 0
[48 empty] | 2017-05-17 01:00 | 5 | 17 | 1 | 0 | 0% | 2017-04-16 01:00 | 4 | 16 | 1 | 4 | 16 | 0 | 18.265 | 18.645 | 0 | 18.6825 | 17.81 | 0
[48 empty] | 2017-05-17 02:00 | 5 | 17 | 2 | 0 | 0% | 2017-04-16 02:00 | 4 | 16 | 2 | 4 | 16 | 1 | 17.63 | 18.06 | 0 | 18.1 | 17.195 | 0
[48 empty] | 2017-05-17 03:00 | 5 | 17 | 3 | 0 | 0% | 2017-04-16 03:00 | 4 | 16 | 3 | 4 | 16 | 2 | 17.5225 | 17.915 | 0 | 17.9525 | 17.1325 | 0
[48 empty] | 2017-05-17 04:00 | 5 | 17 | 4 | 0 | 0% | 2017-04-16 04:00 | 4 | 16 | 4 | 4 | 16 | 3 | 16.9975 | 17.4125 | 0 | 17.455 | 16.58 | 0
[48 empty] | 2017-05-17 05:00 | 5 | 17 | 5 | 96.8041 | 9.778% | 2017-04-16 05:00 | 4 | 16 | 5 | 4 | 16 | 4 | 17.085 | 17.5025 | 0 | 17.5425 | 16.66 | 0
[48 empty] | 2017-05-17 06:00 | 5 | 17 | 6 | 778.8928 | 78.68% | 2017-04-16 06:00 | 4 | 16 | 6 | 4 | 16 | 5 | 17.7325 | 18.1675 | 0 | 18.2075 | 17.3 | 0
[48 empty] | 2017-05-17 07:00 | 5 | 17 | 7 | 963.8376 | 97.36% | 2017-04-16 07:00 | 4 | 16 | 7 | 4 | 16 | 6 | 18.53 | 18.715 | 0 | 18.7325 | 18.34 | 0
[48 empty] | 2017-05-17 08:00 | 5 | 17 | 8 | 990.0001 | 100% | 2017-04-16 08:00 | 4 | 16 | 8 | 4 | 16 | 7 | 18.92 | 18.92 | 0 | 18.92 | 18.92 | 0
[48 empty] | 2017-05-17 09:00 | 5 | 17 | 9 | 990.0001 | 100% | 2017-04-16 09:00 | 4 | 16 | 9 | 4 | 16 | 8 | 20.195 | 20.195 | 0 | 20.195 | 20.195 | 0
[48 empty] | 2017-05-17 10:00 | 5 | 17 | 10 | 990.0001 | 100% | 2017-04-16 10:00 | 4 | 16 | 10 | 4 | 16 | 9 | 20.125 | 20.125 | 0 | 20.125 | 20.125 | 0
[48 empty] | 2017-05-17 11:00 | 5 | 17 | 11 | 990.0001 | 100% | 2017-04-16 11:00 | 4 | 16 | 11 | 4 | 16 | 10 | 20.0075 | 20.225 | 0 | 20.2475 | 19.79 | 0
[48 empty] | 2017-05-17 12:00 | 5 | 17 | 12 | 990.0001 | 100% | 2017-04-16 12:00 | 4 | 16 | 12 | 4 | 16 | 11 | 20.1825 | 20.9075 | 0 | 20.975 | 19.4575 | 0
[48 empty] | 2017-05-17 13:00 | 5 | 17 | 13 | 990.0001 | 100% | 2017-04-16 13:00 | 4 | 16 | 13 | 4 | 16 | 12 | 21.235 | 22.2475 | 0 | 22.335 | 20.365 | 0
[48 empty] | 2017-05-17 14:00 | 5 | 17 | 14 | 990.0001 | 100% | 2017-04-16 14:00 | 4 | 16 | 14 | 4 | 16 | 13 | 21.55 | 22.785 | 0 | 22.88 | 20.6575 | 0
[48 empty] | 2017-05-17 15:00 | 5 | 17 | 15 | 990.0001 | 100% | 2017-04-16 15:00 | 4 | 16 | 15 | 4 | 16 | 14 | 22.245 | 23.035 | 0 | 23.08 | 21.9425 | 0
[48 empty] | 2017-05-17 16:00 | 5 | 17 | 16 | 862.7612 | 87.15% | 2017-04-16 16:00 | 4 | 16 | 16 | 4 | 16 | 15 | 22.3725 | 22.66 | 0 | 22.6575 | 22.6575 | 0
[48 empty] | 2017-05-17 17:00 | 5 | 17 | 17 | 443.7118 | 44.82% | 2017-04-16 17:00 | 4 | 16 | 17 | 4 | 16 | 16 | 21.91 | 22.085 | 0 | 22.085 | 22.0775 | 0
[48 empty] | 2017-05-17 18:00 | 5 | 17 | 18 | 0.54868 | 0.05542% | 2017-04-16 18:00 | 4 | 16 | 18 | 4 | 16 | 17 | 21.1875 | 21.4225 | 0 | 21.4225 | 21.43 | 0
[48 empty] | 2017-05-17 19:00 | 5 | 17 | 19 | 0 | 0% | 2017-04-16 19:00 | 4 | 16 | 19 | 4 | 16 | 18 | 20.3375 | 20.455 | 0 | 20.465 | 20.2375 | 0
[48 empty] | 2017-05-17 20:00 | 5 | 17 | 20 | 0 | 0% | 2017-04-16 20:00 | 4 | 16 | 20 | 4 | 16 | 19 | 20.4475 | 20.4625 | 0 | 20.465 | 20.465 | 0
[48 empty] | 2017-05-17 21:00 | 5 | 17 | 21 | 0 | 0% | 2017-04-16 21:00 | 4 | 16 | 21 | 4 | 16 | 20 | 20.6025 | 20.6025 | 0 | 20.6025 | 20.6025 | 0
[48 empty] | 2017-05-17 22:00 | 5 | 17 | 22 | 0 | 0% | 2017-04-16 22:00 | 4 | 16 | 22 | 4 | 16 | 21 | 20.395 | 20.395 | 0 | 20.395 | 20.395 | 0
[48 empty] | 2017-05-17 23:00 | 5 | 17 | 23 | 0 | 0% | 2017-04-16 23:00 | 4 | 16 | 23 | 4 | 16 | 22 | 20.1775 | 20.1775 | 0 | 20.1775 | 20.1775 | 0
[48 empty] | 2017-05-18 | 5 | 18 | 0 | 0 | 0% | 2017-04-17 | 4 | 17 | 0 | 4 | 16 | 23 | 19.3225 | 19.405 | 0 | 19.41 | 19.245 | 0
[48 empty] | 2017-05-18 01:00 | 5 | 18 | 1 | 0 | 0% | 2017-04-17 01:00 | 4 | 17 | 1 | 4 | 17 | 0 | 18.675 | 19.665 | 0 | 19.755 | 17.6875 | 0
[48 empty] | 2017-05-18 02:00 | 5 | 18 | 2 | 0 | 0% | 2017-04-17 02:00 | 4 | 17 | 2 | 4 | 17 | 1 | 18.2625 | 19.0825 | 0 | 19.155 | 17.44 | 0
[48 empty] | 2017-05-18 03:00 | 5 | 18 | 3 | 0 | 0% | 2017-04-17 03:00 | 4 | 17 | 3 | 4 | 17 | 2 | 18.7575 | 19.24 | 0 | 19.285 | 18.2725 | 0
[48 empty] | 2017-05-18 04:00 | 5 | 18 | 4 | 0 | 0% | 2017-04-17 04:00 | 4 | 17 | 4 | 4 | 17 | 3 | 19.2525 | 20.04 | 0 | 20.115 | 18.4575 | 0
[48 empty] | 2017-05-18 05:00 | 5 | 18 | 5 | 24.2135 | 2.446% | 2017-04-17 05:00 | 4 | 17 | 5 | 4 | 17 | 4 | 20.0975 | 20.2025 | 0 | 20.2125 | 19.9975 | 0
[48 empty] | 2017-05-18 06:00 | 5 | 18 | 6 | 788.4452 | 79.64% | 2017-04-17 06:00 | 4 | 17 | 6 | 4 | 17 | 5 | 19.8425 | 20.335 | 0 | 20.3825 | 19.3475 | 0
[48 empty] | 2017-05-18 07:00 | 5 | 18 | 7 | 990.0001 | 100% | 2017-04-17 07:00 | 4 | 17 | 7 | 4 | 17 | 6 | 20.13 | 20.605 | 0 | 20.65 | 19.6425 | 0
[48 empty] | 2017-05-18 08:00 | 5 | 18 | 8 | 990.0001 | 100% | 2017-04-17 08:00 | 4 | 17 | 8 | 4 | 17 | 7 | 20.57 | 20.57 | 0 | 20.57 | 20.57 | 0
[48 empty] | 2017-05-18 09:00 | 5 | 18 | 9 | 990.0001 | 100% | 2017-04-17 09:00 | 4 | 17 | 9 | 4 | 17 | 8 | 20.9525 | 21.0175 | 0 | 21.0225 | 20.895 | 0
[48 empty] | 2017-05-18 10:00 | 5 | 18 | 10 | 990.0001 | 100% | 2017-04-17 10:00 | 4 | 17 | 10 | 4 | 17 | 9 | 26.8775 | 26.8775 | 0 | 26.8775 | 26.8775 | 0
[48 empty] | 2017-05-18 11:00 | 5 | 18 | 11 | 990.0001 | 100% | 2017-04-17 11:00 | 4 | 17 | 11 | 4 | 17 | 10 | 29.9925 | 29.9925 | 0 | 29.9925 | 29.9925 | 0
[48 empty] | 2017-05-18 12:00 | 5 | 18 | 12 | 990.0001 | 100% | 2017-04-17 12:00 | 4 | 17 | 12 | 4 | 17 | 11 | 29.3525 | 29.3525 | 0 | 29.3525 | 29.3525 | 0
[48 empty] | 2017-05-18 13:00 | 5 | 18 | 13 | 990.0001 | 100% | 2017-04-17 13:00 | 4 | 17 | 13 | 4 | 17 | 12 | 29.1875 | 29.1925 | 0 | 29.1925 | 29.19 | 0
[48 empty] | 2017-05-18 14:00 | 5 | 18 | 14 | 990.0001 | 100% | 2017-04-17 14:00 | 4 | 17 | 14 | 4 | 17 | 13 | 24.69 | 22.395 | 0 | 22.4275 | 24.245 | 0
[48 empty] | 2017-05-18 15:00 | 5 | 18 | 15 | 900.1176 | 90.92% | 2017-04-17 15:00 | 4 | 17 | 15 | 4 | 17 | 14 | 23.9175 | 21.28 | 0 | 21.3175 | 23.39 | 0
[48 empty] | 2017-05-18 16:00 | 5 | 18 | 16 | 850.1563 | 85.87% | 2017-04-17 16:00 | 4 | 17 | 16 | 4 | 17 | 15 | 23.1075 | 20.5175 | 0 | 20.555 | 22.585 | 0
[48 empty] | 2017-05-18 17:00 | 5 | 18 | 17 | 535.9709 | 54.14% | 2017-04-17 17:00 | 4 | 17 | 17 | 4 | 17 | 16 | 22.2975 | 20.4375 | 0 | 20.4625 | 21.92 | 0
[48 empty] | 2017-05-18 18:00 | 5 | 18 | 18 | 53.6395 | 5.418% | 2017-04-17 18:00 | 4 | 17 | 18 | 4 | 17 | 17 | 20.8025 | 20.3425 | 0 | 20.3475 | 20.705 | 0
[48 empty] | 2017-05-18 19:00 | 5 | 18 | 19 | 0 | 0% | 2017-04-17 19:00 | 4 | 17 | 19 | 4 | 17 | 18 | 19.6875 | 19.7675 | 0 | 19.785 | 19.5425 | 0
[48 empty] | 2017-05-18 20:00 | 5 | 18 | 20 | 0 | 0% | 2017-04-17 20:00 | 4 | 17 | 20 | 4 | 17 | 19 | 19.77 | 19.6375 | 0 | 19.6375 | 19.7425 | 0
[48 empty] | 2017-05-18 21:00 | 5 | 18 | 21 | 0 | 0% | 2017-04-17 21:00 | 4 | 17 | 21 | 4 | 17 | 20 | 20.5675 | 20.26 | 0 | 20.27 | 20.4975 | 0
[48 empty] | 2017-05-18 22:00 | 5 | 18 | 22 | 0 | 0% | 2017-04-17 22:00 | 4 | 17 | 22 | 4 | 17 | 21 | 20.16 | 19.9325 | 0 | 19.9375 | 20.11 | 0
[48 empty] | 2017-05-18 23:00 | 5 | 18 | 23 | 0 | 0% | 2017-04-17 23:00 | 4 | 17 | 23 | 4 | 17 | 22 | 19.785 | 19.1825 | 0 | 19.19 | 19.6475 | 0
[48 empty] | 2017-05-19 | 5 | 19 | 0 | 0 | 0% | 2017-04-18 | 4 | 18 | 0 | 4 | 17 | 23 | 18.3825 | 17.72 | 0 | 17.73 | 18.235 | 0
[48 empty] | 2017-05-19 01:00 | 5 | 19 | 1 | 0 | 0% | 2017-04-18 01:00 | 4 | 18 | 1 | 4 | 18 | 0 | 17.4925 | 17.2775 | 0 | 17.2825 | 17.4425 | 0
[48 empty] | 2017-05-19 02:00 | 5 | 19 | 2 | 0 | 0% | 2017-04-18 02:00 | 4 | 18 | 2 | 4 | 18 | 1 | 16.6375 | 16.3025 | 0 | 16.305 | 16.565 | 0
[48 empty] | 2017-05-19 03:00 | 5 | 19 | 3 | 0 | 0% | 2017-04-18 03:00 | 4 | 18 | 3 | 4 | 18 | 2 | 16.6675 | 16.465 | 0 | 16.4675 | 16.6225 | 0
[48 empty] | 2017-05-19 04:00 | 5 | 19 | 4 | 0 | 0% | 2017-04-18 04:00 | 4 | 18 | 4 | 4 | 18 | 3 | 17.1075 | 17.0825 | 0 | 17.0825 | 17.1025 | 0
[48 empty] | 2017-05-19 05:00 | 5 | 19 | 5 | 220.7193 | 22.29% | 2017-04-18 05:00 | 4 | 18 | 5 | 4 | 18 | 4 | 17.535 | 17.535 | 0 | 17.535 | 17.535 | 0
[48 empty] | 2017-05-19 06:00 | 5 | 19 | 6 | 788.4543 | 79.64% | 2017-04-18 06:00 | 4 | 18 | 6 | 4 | 18 | 5 | 18.555 | 18.555 | 0 | 18.555 | 18.555 | 0
[48 empty] | 2017-05-19 07:00 | 5 | 19 | 7 | 924.6763 | 93.4% | 2017-04-18 07:00 | 4 | 18 | 7 | 4 | 18 | 6 | 20.1375 | 20.1375 | 0 | 20.1375 | 20.1375 | 0
[48 empty] | 2017-05-19 08:00 | 5 | 19 | 8 | 972.7787 | 98.26% | 2017-04-18 08:00 | 4 | 18 | 8 | 4 | 18 | 7 | 20.065 | 20.065 | 0 | 20.065 | 20.065 | 0
[48 empty] | 2017-05-19 09:00 | 5 | 19 | 9 | 990.0001 | 100% | 2017-04-18 09:00 | 4 | 18 | 9 | 4 | 18 | 8 | 20.475 | 20.475 | 0 | 20.475 | 20.475 | 0
[48 empty] | 2017-05-19 10:00 | 5 | 19 | 10 | 947.1725 | 95.67% | 2017-04-18 10:00 | 4 | 18 | 10 | 4 | 18 | 9 | 20.58 | 20.58 | 0 | 20.58 | 20.58 | 0
[48 empty] | 2017-05-19 11:00 | 5 | 19 | 11 | 990.0001 | 100% | 2017-04-18 11:00 | 4 | 18 | 11 | 4 | 18 | 10 | 20.6925 | 20.69 | 0 | 20.69 | 20.6925 | 0
[48 empty] | 2017-05-19 12:00 | 5 | 19 | 12 | 990.0001 | 100% | 2017-04-18 12:00 | 4 | 18 | 12 | 4 | 18 | 11 | 22.095 | 22.095 | 0 | 22.095 | 22.095 | 0
[48 empty] | 2017-05-19 13:00 | 5 | 19 | 13 | 990.0001 | 100% | 2017-04-18 13:00 | 4 | 18 | 13 | 4 | 18 | 12 | 22.1675 | 22.1675 | 0 | 22.1675 | 22.1675 | 0
[48 empty] | 2017-05-19 14:00 | 5 | 19 | 14 | 990.0001 | 100% | 2017-04-18 14:00 | 4 | 18 | 14 | 4 | 18 | 13 | 22.3275 | 21.935 | 0 | 21.9425 | 22.2375 | 0
[48 empty] | 2017-05-19 15:00 | 5 | 19 | 15 | 953.151 | 96.28% | 2017-04-18 15:00 | 4 | 18 | 15 | 4 | 18 | 14 | 24.4525 | 24.285 | 0 | 24.2875 | 24.4125 | 0
[48 empty] | 2017-05-19 16:00 | 5 | 19 | 16 | 860.2337 | 86.89% | 2017-04-18 16:00 | 4 | 18 | 16 | 4 | 18 | 15 | 26.7725 | 26.7725 | 0 | 26.7725 | 26.7725 | 0
[48 empty] | 2017-05-19 17:00 | 5 | 19 | 17 | 571.5928 | 57.74% | 2017-04-18 17:00 | 4 | 18 | 17 | 4 | 18 | 16 | 27.2125 | 26.16 | 0 | 26.1325 | 26.995 | 0
[48 empty] | 2017-05-19 18:00 | 5 | 19 | 18 | 54.5357 | 5.509% | 2017-04-18 18:00 | 4 | 18 | 18 | 4 | 18 | 17 | 27.835 | 26.6125 | 0 | 26.565 | 27.5875 | 0
[48 empty] | 2017-05-19 19:00 | 5 | 19 | 19 | 0 | 0% | 2017-04-18 19:00 | 4 | 18 | 19 | 4 | 18 | 18 | 23.47 | 22.69 | 0 | 22.6875 | 23.3 | 0
[48 empty] | 2017-05-19 20:00 | 5 | 19 | 20 | 0 | 0% | 2017-04-18 20:00 | 4 | 18 | 20 | 4 | 18 | 19 | 21.89 | 20.7425 | 0 | 20.7625 | 21.62 | 0
[48 empty] | 2017-05-19 21:00 | 5 | 19 | 21 | 0 | 0% | 2017-04-18 21:00 | 4 | 18 | 21 | 4 | 18 | 20 | 21.94 | 20.26 | 0 | 20.295 | 21.5475 | 0
[48 empty] | 2017-05-19 22:00 | 5 | 19 | 22 | 0 | 0% | 2017-04-18 22:00 | 4 | 18 | 22 | 4 | 18 | 21 | 19.5675 | 17.66 | 0 | 17.9875 | 18.7175 | 0
[48 empty] | 2017-05-19 23:00 | 5 | 19 | 23 | 0 | 0% | 2017-04-18 23:00 | 4 | 18 | 23 | 4 | 18 | 22 | 16.565 | 14.86 | 0 | 15.6775 | 15.135 | 0
[48 empty] | 2017-05-20 | 5 | 20 | 0 | 0 | 0% | 2017-04-19 | 4 | 19 | 0 | 4 | 18 | 23 | 15.215 | 13.8875 | 0 | 15.025 | 13.725 | 0
[48 empty] | 2017-05-20 01:00 | 5 | 20 | 1 | 0 | 0% | 2017-04-19 01:00 | 4 | 19 | 1 | 4 | 19 | 0 | 13.665 | 13.4375 | 0 | 14.76 | 12.4175 | 0
[48 empty] | 2017-05-20 02:00 | 5 | 20 | 2 | 0 | 0% | 2017-04-19 02:00 | 4 | 19 | 2 | 4 | 19 | 1 | 12.1375 | 12.7 | 0 | 14.1525 | 10.995 | 0
[48 empty] | 2017-05-20 03:00 | 5 | 20 | 3 | 0 | 0% | 2017-04-19 03:00 | 4 | 19 | 3 | 4 | 19 | 2 | 11.1125 | 11.04 | 0 | 12.515 | 9.8725 | 0
[48 empty] | 2017-05-20 04:00 | 5 | 20 | 4 | 0 | 0% | 2017-04-19 04:00 | 4 | 19 | 4 | 4 | 19 | 3 | 11.7175 | 12.1075 | 0 | 13.6225 | 10.65 | 0
[48 empty] | 2017-05-20 05:00 | 5 | 20 | 5 | 212.0076 | 21.41% | 2017-04-19 05:00 | 4 | 19 | 5 | 4 | 19 | 4 | 12.0525 | 12.5775 | 0 | 14.1825 | 11.01 | 0
[48 empty] | 2017-05-20 06:00 | 5 | 20 | 6 | 730.6347 | 73.8% | 2017-04-19 06:00 | 4 | 19 | 6 | 4 | 19 | 5 | 12.9525 | 13.34 | 0 | 14.9975 | 11.89 | 0
[48 empty] | 2017-05-20 07:00 | 5 | 20 | 7 | 990.0001 | 100% | 2017-04-19 07:00 | 4 | 19 | 7 | 4 | 19 | 6 | 15.9575 | 14.2675 | 0 | 15.745 | 14.435 | 0
[48 empty] | 2017-05-20 08:00 | 5 | 20 | 8 | 990.0001 | 100% | 2017-04-19 08:00 | 4 | 19 | 8 | 4 | 19 | 7 | 16.9225 | 16.1025 | 0 | 17.0575 | 16.0475 | 0
[48 empty] | 2017-05-20 09:00 | 5 | 20 | 9 | 990.0001 | 100% | 2017-04-19 09:00 | 4 | 19 | 9 | 4 | 19 | 8 | 17.745 | 16.095 | 0 | 17.08 | 16.62 | 0
[48 empty] | 2017-05-20 10:00 | 5 | 20 | 10 | 990.0001 | 100% | 2017-04-19 10:00 | 4 | 19 | 10 | 4 | 19 | 9 | 17.9525 | 13.455 | 0 | 15.0625 | 15.76 | 0
[48 empty] | 2017-05-20 11:00 | 5 | 20 | 11 | 990.0001 | 100% | 2017-04-19 11:00 | 4 | 19 | 11 | 4 | 19 | 10 | 18.3775 | 14.1675 | 0 | 15.84 | 16.2125 | 0
[48 empty] | 2017-05-20 12:00 | 5 | 20 | 12 | 990.0001 | 100% | 2017-04-19 12:00 | 4 | 19 | 12 | 4 | 19 | 11 | 19.8025 | 14.0875 | 0 | 15.635 | 17.4175 | 0
[48 empty] | 2017-05-20 13:00 | 5 | 20 | 13 | 990.0001 | 100% | 2017-04-19 13:00 | 4 | 19 | 13 | 4 | 19 | 12 | 20.86 | 16.595 | 0 | 17.835 | 19 | 0
[48 empty] | 2017-05-20 14:00 | 5 | 20 | 14 | 990.0001 | 100% | 2017-04-19 14:00 | 4 | 19 | 14 | 4 | 19 | 13 | 22.9675 | 18.2125 | 0 | 19.0425 | 21.3525 | 0
[48 empty] | 2017-05-20 15:00 | 5 | 20 | 15 | 792.8315 | 80.08% | 2017-04-19 15:00 | 4 | 19 | 15 | 4 | 19 | 14 | 25.105 | 19.59 | 0 | 19.8775 | 23.7125 | 0
[48 empty] | 2017-05-20 16:00 | 5 | 20 | 16 | 725.3328 | 73.27% | 2017-04-19 16:00 | 4 | 19 | 16 | 4 | 19 | 15 | 41.935 | 20.9825 | 0 | 21.345 | 37.1025 | 0
[48 empty] | 2017-05-20 17:00 | 5 | 20 | 17 | 511.6203 | 51.68% | 2017-04-19 17:00 | 4 | 19 | 17 | 4 | 19 | 16 | 32.4475 | 21.1075 | 0 | 21.3125 | 29.765 | 0
[48 empty] | 2017-05-20 18:00 | 5 | 20 | 18 | 53.1809 | 5.372% | 2017-04-19 18:00 | 4 | 19 | 18 | 4 | 19 | 17 | 29.85 | 20.535 | 0 | 20.7525 | 27.3225 | 0
[48 empty] | 2017-05-20 19:00 | 5 | 20 | 19 | 0 | 0% | 2017-04-19 19:00 | 4 | 19 | 19 | 4 | 19 | 18 | 22.4325 | 18.5925 | 0 | 19.125 | 20.89 | 0
[48 empty] | 2017-05-20 20:00 | 5 | 20 | 20 | 0 | 0% | 2017-04-19 20:00 | 4 | 19 | 20 | 4 | 19 | 19 | 21.99 | 19.015 | 0 | 19.275 | 21.0025 | 0
[48 empty] | 2017-05-20 21:00 | 5 | 20 | 21 | 0 | 0% | 2017-04-19 21:00 | 4 | 19 | 21 | 4 | 19 | 20 | 20.805 | 17.9975 | 0 | 18.8525 | 19.005 | 0
[48 empty] | 2017-05-20 22:00 | 5 | 20 | 22 | 0 | 0% | 2017-04-19 22:00 | 4 | 19 | 22 | 4 | 19 | 21 | 18.955 | 17.205 | 0 | 18.4 | 16.9475 | 0
[48 empty] | 2017-05-20 23:00 | 5 | 20 | 23 | 0 | 0% | 2017-04-19 23:00 | 4 | 19 | 23 | 4 | 19 | 22 | 17.4925 | 14.8725 | 0 | 16.0075 | 15.5075 | 0
[48 empty] | 2017-05-21 | 5 | 21 | 0 | 0 | 0% | 2017-04-20 | 4 | 20 | 0 | 4 | 19 | 23 | 14.425 | 14.0675 | 0 | 15.425 | 12.9625 | 0
[48 empty] | 2017-05-21 01:00 | 5 | 21 | 1 | 0 | 0% | 2017-04-20 01:00 | 4 | 20 | 1 | 4 | 20 | 0 | 12.37 | 12.675 | 0 | 14.385 | 10.8675 | 0
[48 empty] | 2017-05-21 02:00 | 5 | 21 | 2 | 0 | 0% | 2017-04-20 02:00 | 4 | 20 | 2 | 4 | 20 | 1 | 11.5575 | 11.7925 | 0 | 13.525 | 10.0675 | 0
[48 empty] | 2017-05-21 03:00 | 5 | 21 | 3 | 0 | 0% | 2017-04-20 03:00 | 4 | 20 | 3 | 4 | 20 | 2 | 10.4075 | 11.03 | 0 | 13.0225 | 8.8725 | 0
[48 empty] | 2017-05-21 04:00 | 5 | 21 | 4 | 0 | 0% | 2017-04-20 04:00 | 4 | 20 | 4 | 4 | 20 | 3 | 11.6525 | 12.3675 | 0 | 14.0825 | 10.3675 | 0
[48 empty] | 2017-05-21 05:00 | 5 | 21 | 5 | 205.1869 | 20.73% | 2017-04-20 05:00 | 4 | 20 | 5 | 4 | 20 | 4 | 12.2175 | 12.8825 | 0 | 14.5575 | 10.99 | 0
[48 empty] | 2017-05-21 06:00 | 5 | 21 | 6 | 779.7728 | 78.76% | 2017-04-20 06:00 | 4 | 20 | 6 | 4 | 20 | 5 | 13.51 | 13.8375 | 0 | 15.57 | 12.1975 | 0
[48 empty] | 2017-05-21 07:00 | 5 | 21 | 7 | 930.2685 | 93.97% | 2017-04-20 07:00 | 4 | 20 | 7 | 4 | 20 | 6 | 16.8875 | 15.26 | 0 | 16.87 | 15.0675 | 0
[48 empty] | 2017-05-21 08:00 | 5 | 21 | 8 | 990.0001 | 100% | 2017-04-20 08:00 | 4 | 20 | 8 | 4 | 20 | 7 | 17.82 | 16.8675 | 0 | 17.8575 | 16.7125 | 0
[48 empty] | 2017-05-21 09:00 | 5 | 21 | 9 | 990.0001 | 100% | 2017-04-20 09:00 | 4 | 20 | 9 | 4 | 20 | 8 | 19.05 | 18.63 | 0 | 19 | 18.38 | 0
[48 empty] | 2017-05-21 10:00 | 5 | 21 | 10 | 990.0001 | 100% | 2017-04-20 10:00 | 4 | 20 | 10 | 4 | 20 | 9 | 19.405 | 18.805 | 0 | 19.0725 | 18.4925 | 0
[48 empty] | 2017-05-21 11:00 | 5 | 21 | 11 | 990.0001 | 100% | 2017-04-20 11:00 | 4 | 20 | 11 | 4 | 20 | 10 | 20.3925 | 19.715 | 0 | 19.965 | 19.225 | 0
[48 empty] | 2017-05-21 12:00 | 5 | 21 | 12 | 990.0001 | 100% | 2017-04-20 12:00 | 4 | 20 | 12 | 4 | 20 | 11 | 22.6175 | 20.37 | 0 | 20.59 | 20.8425 | 0
[48 empty] | 2017-05-21 13:00 | 5 | 21 | 13 | 990.0001 | 100% | 2017-04-20 13:00 | 4 | 20 | 13 | 4 | 20 | 12 | 23.355 | 20.4075 | 0 | 20.58 | 21.87 | 0
[48 empty] | 2017-05-21 14:00 | 5 | 21 | 14 | 956.6468 | 96.63% | 2017-04-20 14:00 | 4 | 20 | 14 | 4 | 20 | 13 | 24.8825 | 20.545 | 0 | 20.615 | 23.9725 | 0
[48 empty] | 2017-05-21 15:00 | 5 | 21 | 15 | 947.3271 | 95.69% | 2017-04-20 15:00 | 4 | 20 | 15 | 4 | 20 | 14 | 59.7575 | 21.6525 | 0 | 22.3075 | 51.73 | 0
[48 empty] | 2017-05-21 16:00 | 5 | 21 | 16 | 832.6357 | 84.1% | 2017-04-20 16:00 | 4 | 20 | 16 | 4 | 20 | 15 | 47.5925 | 25.8875 | 0 | 26.1875 | 43.0375 | 0
[48 empty] | 2017-05-21 17:00 | 5 | 21 | 17 | 517.6724 | 52.29% | 2017-04-20 17:00 | 4 | 20 | 17 | 4 | 20 | 16 | 80.7975 | 30.8825 | 0 | 31.625 | 70.235 | 0
[48 empty] | 2017-05-21 18:00 | 5 | 21 | 18 | 61.094 | 6.171% | 2017-04-20 18:00 | 4 | 20 | 18 | 4 | 20 | 17 | 31.3825 | 28.635 | 0 | 28.7125 | 30.4225 | 0
[48 empty] | 2017-05-21 19:00 | 5 | 21 | 19 | 0 | 0% | 2017-04-20 19:00 | 4 | 20 | 19 | 4 | 20 | 18 | 26.92 | 24.135 | 0 | 24.22 | 25.955 | 0
[48 empty] | 2017-05-21 20:00 | 5 | 21 | 20 | 0 | 0% | 2017-04-20 20:00 | 4 | 20 | 20 | 4 | 20 | 19 | 22.375 | 20.6775 | 0 | 21.1625 | 21.5775 | 0
[48 empty] | 2017-05-21 21:00 | 5 | 21 | 21 | 0 | 0% | 2017-04-20 21:00 | 4 | 20 | 21 | 4 | 20 | 20 | 22.0175 | 20.7275 | 0 | 21.5125 | 20.9375 | 0
[48 empty] | 2017-05-21 22:00 | 5 | 21 | 22 | 0 | 0% | 2017-04-20 22:00 | 4 | 20 | 22 | 4 | 20 | 21 | 21.1275 | 20.8175 | 0 | 21.67 | 19.6375 | 0
[48 empty] | 2017-05-21 23:00 | 5 | 21 | 23 | 0 | 0% | 2017-04-20 23:00 | 4 | 20 | 23 | 4 | 20 | 22 | 20.175 | 20.245 | 0 | 20.525 | 19.075 | 0
[48 empty] | 2017-05-22 | 5 | 22 | 0 | 0 | 0% | 2017-04-21 | 4 | 21 | 0 | 4 | 20 | 23 | 19.09 | 19.6075 | 0 | 19.995 | 17.805 | 0
[48 empty] | 2017-05-22 01:00 | 5 | 22 | 1 | 0 | 0% | 2017-04-21 01:00 | 4 | 21 | 1 | 4 | 21 | 0 | 18.305 | 19.74 | 0 | 20.245 | 17.1725 | 0
[48 empty] | 2017-05-22 02:00 | 5 | 22 | 2 | 0 | 0% | 2017-04-21 02:00 | 4 | 21 | 2 | 4 | 21 | 1 | 19.06 | 20.2275 | 0 | 20.445 | 17.9975 | 0
[48 empty] | 2017-05-22 03:00 | 5 | 22 | 3 | 0 | 0% | 2017-04-21 03:00 | 4 | 21 | 3 | 4 | 21 | 2 | 19.1375 | 20.275 | 0 | 20.45 | 18.0925 | 0
[48 empty] | 2017-05-22 04:00 | 5 | 22 | 4 | 0 | 0% | 2017-04-21 04:00 | 4 | 21 | 4 | 4 | 21 | 3 | 18.8075 | 20.0175 | 0 | 20.2325 | 17.7675 | 0
[48 empty] | 2017-05-22 05:00 | 5 | 22 | 5 | 238.3012 | 24.07% | 2017-04-21 05:00 | 4 | 21 | 5 | 4 | 21 | 4 | 18.845 | 20.0225 | 0 | 20.225 | 17.81 | 0
[48 empty] | 2017-05-22 06:00 | 5 | 22 | 6 | 775.9306 | 78.38% | 2017-04-21 06:00 | 4 | 21 | 6 | 4 | 21 | 5 | 19.2875 | 20.245 | 0 | 20.39 | 18.4225 | 0
[48 empty] | 2017-05-22 07:00 | 5 | 22 | 7 | 956.1532 | 96.58% | 2017-04-21 07:00 | 4 | 21 | 7 | 4 | 21 | 6 | 18.9325 | 19.04 | 0 | 19.5675 | 18.6625 | 0
[48 empty] | 2017-05-22 08:00 | 5 | 22 | 8 | 990.0001 | 100% | 2017-04-21 08:00 | 4 | 21 | 8 | 4 | 21 | 7 | 18.225 | 18.24 | 0 | 19.2575 | 17.7625 | 0
[48 empty] | 2017-05-22 09:00 | 5 | 22 | 9 | 990.0001 | 100% | 2017-04-21 09:00 | 4 | 21 | 9 | 4 | 21 | 8 | 19.81 | 20.2575 | 0 | 20.3325 | 19.305 | 0
[48 empty] | 2017-05-22 10:00 | 5 | 22 | 10 | 990.0001 | 100% | 2017-04-21 10:00 | 4 | 21 | 10 | 4 | 21 | 9 | 19.56 | 20.2 | 0 | 20.37 | 18.38 | 0
[48 empty] | 2017-05-22 11:00 | 5 | 22 | 11 | 990.0001 | 100% | 2017-04-21 11:00 | 4 | 21 | 11 | 4 | 21 | 10 | 20.5425 | 20.51 | 0 | 20.6325 | 19.1725 | 0
[48 empty] | 2017-05-22 12:00 | 5 | 22 | 12 | 990.0001 | 100% | 2017-04-21 12:00 | 4 | 21 | 12 | 4 | 21 | 11 | 22.575 | 23.1175 | 0 | 23.2375 | 21.2875 | 0
[48 empty] | 2017-05-22 13:00 | 5 | 22 | 13 | 990.0001 | 100% | 2017-04-21 13:00 | 4 | 21 | 13 | 4 | 21 | 12 | 29.215 | 30.9725 | 0 | 31.08 | 28.06 | 0
[48 empty] | 2017-05-22 14:00 | 5 | 22 | 14 | 990.0001 | 100% | 2017-04-21 14:00 | 4 | 21 | 14 | 4 | 21 | 13 | 33.715 | 35.595 | 0 | 35.7125 | 32.48 | 0
[48 empty] | 2017-05-22 15:00 | 5 | 22 | 15 | 950.6728 | 96.03% | 2017-04-21 15:00 | 4 | 21 | 15 | 4 | 21 | 14 | 48.575 | 76.38 | 0 | 77.7475 | 53.0775 | 0
[48 empty] | 2017-05-22 16:00 | 5 | 22 | 16 | 846.4479 | 85.5% | 2017-04-21 16:00 | 4 | 21 | 16 | 4 | 21 | 15 | 125.35 | 128.605 | 0 | 128.87 | 122.5125 | 0
[48 empty] | 2017-05-22 17:00 | 5 | 22 | 17 | 551.7045 | 55.73% | 2017-04-21 17:00 | 4 | 21 | 17 | 4 | 21 | 16 | 38.24 | 39.7525 | 0 | 39.86 | 37.0725 | 0
[48 empty] | 2017-05-22 18:00 | 5 | 22 | 18 | 51.4156 | 5.193% | 2017-04-21 18:00 | 4 | 21 | 18 | 4 | 21 | 17 | 30.175 | 30.2825 | 0 | 30.34 | 29.45 | 0
[48 empty] | 2017-05-22 19:00 | 5 | 22 | 19 | 0 | 0% | 2017-04-21 19:00 | 4 | 21 | 19 | 4 | 21 | 18 | 26.1875 | 24.0575 | 0 | 24.0775 | 25.615 | 0
[48 empty] | 2017-05-22 20:00 | 5 | 22 | 20 | 0 | 0% | 2017-04-21 20:00 | 4 | 21 | 20 | 4 | 21 | 19 | 22.2975 | 20.445 | 0 | 20.4925 | 21.53 | 0
[48 empty] | 2017-05-22 21:00 | 5 | 22 | 21 | 0 | 0% | 2017-04-21 21:00 | 4 | 21 | 21 | 4 | 21 | 20 | 22.8925 | 20.36 | 0 | 20.4275 | 21.7975 | 0
[48 empty] | 2017-05-22 22:00 | 5 | 22 | 22 | 0 | 0% | 2017-04-21 22:00 | 4 | 21 | 22 | 4 | 21 | 21 | 17.5725 | 19.765 | 0 | 29.1175 | 16.375 | 0
[48 empty] | 2017-05-22 23:00 | 5 | 22 | 23 | 0 | 0% | 2017-04-21 23:00 | 4 | 21 | 23 | 4 | 21 | 22 | 18.76 | 17.1675 | 0 | 17.93 | 17.985 | 0
[48 empty] | 2017-05-23 | 5 | 23 | 0 | 0 | 0% | 2017-04-22 | 4 | 22 | 0 | 4 | 21 | 23 | 17.71 | 17.22 | 0 | 17.6125 | 16.78 | 0
[48 empty] | 2017-05-23 01:00 | 5 | 23 | 1 | 0 | 0% | 2017-04-22 01:00 | 4 | 22 | 1 | 4 | 22 | 0 | 17.4525 | 15.1475 | 0 | 14.95 | 15.765 | 0
[48 empty] | 2017-05-23 02:00 | 5 | 23 | 2 | 0 | 0% | 2017-04-22 02:00 | 4 | 22 | 2 | 4 | 22 | 1 | 14.92 | 13.5875 | 0 | 13.5475 | 13.215 | 0
[48 empty] | 2017-05-23 03:00 | 5 | 23 | 3 | 0 | 0% | 2017-04-22 03:00 | 4 | 22 | 3 | 4 | 22 | 2 | 12.48 | 10.32 | 0 | 10.3575 | 10.695 | 0
[48 empty] | 2017-05-23 04:00 | 5 | 23 | 4 | 0 | 0% | 2017-04-22 04:00 | 4 | 22 | 4 | 4 | 22 | 3 | 11.33 | 8.8975 | 0 | 8.9925 | 9.6025 | 0
[48 empty] | 2017-05-23 05:00 | 5 | 23 | 5 | 199.5116 | 20.15% | 2017-04-22 05:00 | 4 | 22 | 5 | 4 | 22 | 4 | 11.2825 | 8.9625 | 0 | 9.0725 | 9.5875 | 0
[48 empty] | 2017-05-23 06:00 | 5 | 23 | 6 | 752.1678 | 75.98% | 2017-04-22 06:00 | 4 | 22 | 6 | 4 | 22 | 5 | 12.5825 | 11.3125 | 0 | 11.355 | 10.9475 | 0
[48 empty] | 2017-05-23 07:00 | 5 | 23 | 7 | 950.3934 | 96% | 2017-04-22 07:00 | 4 | 22 | 7 | 4 | 22 | 6 | 15.185 | 13.75 | 0 | 13.7825 | 13.4825 | 0
[48 empty] | 2017-05-23 08:00 | 5 | 23 | 8 | 990.0001 | 100% | 2017-04-22 08:00 | 4 | 22 | 8 | 4 | 22 | 7 | 18.605 | 16.7525 | 0 | 16.885 | 17.5775 | 0
[48 empty] | 2017-05-23 09:00 | 5 | 23 | 9 | 990.0001 | 100% | 2017-04-22 09:00 | 4 | 22 | 9 | 4 | 22 | 8 | 19.39 | 14.865 | 0 | 15.05 | 17.7975 | 0
[48 empty] | 2017-05-23 10:00 | 5 | 23 | 10 | 977.2181 | 98.71% | 2017-04-22 10:00 | 4 | 22 | 10 | 4 | 22 | 9 | 74.0575 | 10.085 | 0 | 12.465 | 57.3875 | 0
[48 empty] | 2017-05-23 11:00 | 5 | 23 | 11 | 990.0001 | 100% | 2017-04-22 11:00 | 4 | 22 | 11 | 4 | 22 | 10 | 783.0375 | -12.53 | 0 | 11.26 | 579.35 | 0
[48 empty] | 2017-05-23 12:00 | 5 | 23 | 12 | 990.0001 | 100% | 2017-04-22 12:00 | 4 | 22 | 12 | 4 | 22 | 11 | 152.3 | 12.1975 | 0 | 17.2225 | 115.4325 | 0
[48 empty] | 2017-05-23 13:00 | 5 | 23 | 13 | 969.7194 | 97.95% | 2017-04-22 13:00 | 4 | 22 | 13 | 4 | 22 | 12 | 171.21 | 16.935 | 0 | 20.9025 | 130.245 | 0
[48 empty] | 2017-05-23 14:00 | 5 | 23 | 14 | 977.9305 | 98.78% | 2017-04-22 14:00 | 4 | 22 | 14 | 4 | 22 | 13 | 43.63 | 17.9575 | 0 | 18.995 | 36.005 | 0
[48 empty] | 2017-05-23 15:00 | 5 | 23 | 15 | 927.8422 | 93.72% | 2017-04-22 15:00 | 4 | 22 | 15 | 4 | 22 | 14 | 324.8275 | 21.355 | 0 | 30.6125 | 245.2825 | 0
[48 empty] | 2017-05-23 16:00 | 5 | 23 | 16 | 820.3996 | 82.87% | 2017-04-22 16:00 | 4 | 22 | 16 | 4 | 22 | 15 | 30.095 | 18.8125 | 0 | 19.2425 | 26.4375 | 0
[48 empty] | 2017-05-23 17:00 | 5 | 23 | 17 | 552.0275 | 55.76% | 2017-04-22 17:00 | 4 | 22 | 17 | 4 | 22 | 16 | 23.7325 | 18.39 | 0 | 18.6075 | 21.665 | 0
[48 empty] | 2017-05-23 18:00 | 5 | 23 | 18 | 57.7492 | 5.833% | 2017-04-22 18:00 | 4 | 22 | 18 | 4 | 22 | 17 | 21.8075 | 18.16 | 0 | 18.3175 | 20.155 | 0
[48 empty] | 2017-05-23 19:00 | 5 | 23 | 19 | 0 | 0% | 2017-04-22 19:00 | 4 | 22 | 19 | 4 | 22 | 18 | 20.98 | 18.575 | 0 | 18.6825 | 19.4975 | 0
[48 empty] | 2017-05-23 20:00 | 5 | 23 | 20 | 0 | 0% | 2017-04-22 20:00 | 4 | 22 | 20 | 4 | 22 | 19 | 19.9075 | 19.57 | 0 | 19.6225 | 19.3475 | 0
[48 empty] | 2017-05-23 21:00 | 5 | 23 | 21 | 0 | 0% | 2017-04-22 21:00 | 4 | 22 | 21 | 4 | 22 | 20 | 20.745 | 21.085 | 0 | 21.125 | 20.375 | 0
[48 empty] | 2017-05-23 22:00 | 5 | 23 | 22 | 0 | 0% | 2017-04-22 22:00 | 4 | 22 | 22 | 4 | 22 | 21 | 20.895 | 20.815 | 0 | 20.8225 | 20.6925 | 0
[48 empty] | 2017-05-23 23:00 | 5 | 23 | 23 | 0 | 0% | 2017-04-22 23:00 | 4 | 22 | 23 | 4 | 22 | 22 | 20.6775 | 20.4525 | 0 | 20.4525 | 20.4575 | 0
[48 empty] | 2017-05-24 | 5 | 24 | 0 | 0 | 0% | 2017-04-23 | 4 | 23 | 0 | 4 | 22 | 23 | 20.1075 | 20.26 | 0 | 20.275 | 19.9675 | 0
[48 empty] | 2017-05-24 01:00 | 5 | 24 | 1 | 0 | 0% | 2017-04-23 01:00 | 4 | 23 | 1 | 4 | 23 | 0 | 19.39 | 20.1225 | 0 | 20.1875 | 18.7275 | 0
[48 empty] | 2017-05-24 02:00 | 5 | 24 | 2 | 0 | 0% | 2017-04-23 02:00 | 4 | 23 | 2 | 4 | 23 | 1 | 18.4875 | 19.605 | 0 | 19.705 | 17.465 | 0
[48 empty] | 2017-05-24 03:00 | 5 | 24 | 3 | 0 | 0% | 2017-04-23 03:00 | 4 | 23 | 3 | 4 | 23 | 2 | 18.5175 | 19.68 | 0 | 19.79 | 17.4475 | 0
[48 empty] | 2017-05-24 04:00 | 5 | 24 | 4 | 0 | 0% | 2017-04-23 04:00 | 4 | 23 | 4 | 4 | 23 | 3 | 18.6225 | 19.66 | 0 | 19.7625 | 17.66 | 0
[48 empty] | 2017-05-24 05:00 | 5 | 24 | 5 | 223.1424 | 22.54% | 2017-04-23 05:00 | 4 | 23 | 5 | 4 | 23 | 4 | 18.6025 | 19.7375 | 0 | 19.845 | 17.565 | 0
[48 empty] | 2017-05-24 06:00 | 5 | 24 | 6 | 742.2391 | 74.97% | 2017-04-23 06:00 | 4 | 23 | 6 | 4 | 23 | 5 | 18.995 | 20.165 | 0 | 20.28 | 17.885 | 0
[48 empty] | 2017-05-24 07:00 | 5 | 24 | 7 | 905.6766 | 91.48% | 2017-04-23 07:00 | 4 | 23 | 7 | 4 | 23 | 6 | 18.57 | 19.73 | 0 | 19.85 | 17.455 | 0
[48 empty] | 2017-05-24 08:00 | 5 | 24 | 8 | 990.0001 | 100% | 2017-04-23 08:00 | 4 | 23 | 8 | 4 | 23 | 7 | 18.3925 | 19.555 | 0 | 19.675 | 17.2675 | 0
[48 empty] | 2017-05-24 09:00 | 5 | 24 | 9 | 990.0001 | 100% | 2017-04-23 09:00 | 4 | 23 | 9 | 4 | 23 | 8 | 19.2525 | 20.2875 | 0 | 20.3975 | 18.2425 | 0
[48 empty] | 2017-05-24 10:00 | 5 | 24 | 10 | 990.0001 | 100% | 2017-04-23 10:00 | 4 | 23 | 10 | 4 | 23 | 9 | 19.6 | 20.5875 | 0 | 20.6875 | 18.665 | 0
[48 empty] | 2017-05-24 11:00 | 5 | 24 | 11 | 925.6021 | 93.5% | 2017-04-23 11:00 | 4 | 23 | 11 | 4 | 23 | 10 | 19.765 | 20.4925 | 0 | 20.5575 | 19.095 | 0
[48 empty] | 2017-05-24 12:00 | 5 | 24 | 12 | 544.7448 | 55.02% | 2017-04-23 12:00 | 4 | 23 | 12 | 4 | 23 | 11 | 20.4625 | 20.525 | 0 | 20.53 | 20.4025 | 0
[48 empty] | 2017-05-24 13:00 | 5 | 24 | 13 | 960.2478 | 96.99% | 2017-04-23 13:00 | 4 | 23 | 13 | 4 | 23 | 12 | 20.6175 | 20.6175 | 0 | 20.6175 | 20.6175 | 0
[48 empty] | 2017-05-24 14:00 | 5 | 24 | 14 | 896.514 | 90.56% | 2017-04-23 14:00 | 4 | 23 | 14 | 4 | 23 | 13 | 20.745 | 20.745 | 0 | 20.745 | 20.745 | 0
[48 empty] | 2017-05-24 15:00 | 5 | 24 | 15 | 904.5895 | 91.37% | 2017-04-23 15:00 | 4 | 23 | 15 | 4 | 23 | 14 | 21.3675 | 21.3675 | 0 | 21.3675 | 21.3675 | 0
[48 empty] | 2017-05-24 16:00 | 5 | 24 | 16 | 875.502 | 88.43% | 2017-04-23 16:00 | 4 | 23 | 16 | 4 | 23 | 15 | 22.9525 | 22.9525 | 0 | 22.9525 | 22.9525 | 0
[48 empty] | 2017-05-24 17:00 | 5 | 24 | 17 | 465.4444 | 47.01% | 2017-04-23 17:00 | 4 | 23 | 17 | 4 | 23 | 16 | 24.8075 | 24.8075 | 0 | 24.8075 | 24.8075 | 0
[48 empty] | 2017-05-24 18:00 | 5 | 24 | 18 | 1.4392 | 0.1454% | 2017-04-23 18:00 | 4 | 23 | 18 | 4 | 23 | 17 | 28.475 | 28.475 | 0 | 28.475 | 28.475 | 0
[48 empty] | 2017-05-24 19:00 | 5 | 24 | 19 | 0 | 0% | 2017-04-23 19:00 | 4 | 23 | 19 | 4 | 23 | 18 | 28.015 | 28.015 | 0 | 28.015 | 28.015 | 0
[48 empty] | 2017-05-24 20:00 | 5 | 24 | 20 | 0 | 0% | 2017-04-23 20:00 | 4 | 23 | 20 | 4 | 23 | 19 | 25.63 | 25.63 | 0 | 25.63 | 25.63 | 0
[48 empty] | 2017-05-24 21:00 | 5 | 24 | 21 | 0 | 0% | 2017-04-23 21:00 | 4 | 23 | 21 | 4 | 23 | 20 | 29.1025 | 28.8 | 0 | 28.8025 | 29.025 | 0
[48 empty] | 2017-05-24 22:00 | 5 | 24 | 22 | 0 | 0% | 2017-04-23 22:00 | 4 | 23 | 22 | 4 | 23 | 21 | 22.16 | 20.8975 | 0 | 20.9125 | 21.84 | 0
[48 empty] | 2017-05-24 23:00 | 5 | 24 | 23 | 0 | 0% | 2017-04-23 23:00 | 4 | 23 | 23 | 4 | 23 | 22 | 23.5875 | 19.6225 | 0 | 19.68 | 22.5825 | 0
[48 empty] | 2017-05-25 | 5 | 25 | 0 | 0 | 0% | 2017-04-24 | 4 | 24 | 0 | 4 | 23 | 23 | 19.1925 | 18.8675 | 0 | 18.8725 | 19.1125 | 0
[48 empty] | 2017-05-25 01:00 | 5 | 25 | 1 | 0 | 0% | 2017-04-24 01:00 | 4 | 24 | 1 | 4 | 24 | 0 | 14.905 | 12.315 | 0 | 12.3475 | 14.26 | 0
[48 empty] | 2017-05-25 02:00 | 5 | 25 | 2 | 0 | 0% | 2017-04-24 02:00 | 4 | 24 | 2 | 4 | 24 | 1 | 10.6425 | 5.185 | 0 | 5.2625 | 9.285 | 0
[48 empty] | 2017-05-25 03:00 | 5 | 25 | 3 | 0 | 0% | 2017-04-24 03:00 | 4 | 24 | 3 | 4 | 24 | 2 | 6.7625 | 4.565 | 0 | 4.57 | 5.935 | 0
[48 empty] | 2017-05-25 04:00 | 5 | 25 | 4 | 0 | 0% | 2017-04-24 04:00 | 4 | 24 | 4 | 4 | 24 | 3 | 5.025 | 5.045 | 0 | 5.0125 | 4.51 | 0
[48 empty] | 2017-05-25 05:00 | 5 | 25 | 5 | 20.4245 | 2.063% | 2017-04-24 05:00 | 4 | 24 | 5 | 4 | 24 | 4 | 10.14 | 8.185 | 0 | 8.1375 | 8.7125 | 0
[48 empty] | 2017-05-25 06:00 | 5 | 25 | 6 | 66.1957 | 6.686% | 2017-04-24 06:00 | 4 | 24 | 6 | 4 | 24 | 5 | 12.36 | 9.8975 | 0 | 9.8775 | 10.96 | 0
[48 empty] | 2017-05-25 07:00 | 5 | 25 | 7 | 207.767 | 20.99% | 2017-04-24 07:00 | 4 | 24 | 7 | 4 | 24 | 6 | 18.2075 | 16.895 | 0 | 16.9625 | 17.325 | 0
[48 empty] | 2017-05-25 08:00 | 5 | 25 | 8 | 185.5023 | 18.74% | 2017-04-24 08:00 | 4 | 24 | 8 | 4 | 24 | 7 | 19.035 | 18.4725 | 0 | 18.53 | 18.2975 | 0
[48 empty] | 2017-05-25 09:00 | 5 | 25 | 9 | 514.8741 | 52.01% | 2017-04-24 09:00 | 4 | 24 | 9 | 4 | 24 | 8 | 19.4225 | 18.715 | 0 | 18.7675 | 18.83 | 0
[48 empty] | 2017-05-25 10:00 | 5 | 25 | 10 | 655.4213 | 66.2% | 2017-04-24 10:00 | 4 | 24 | 10 | 4 | 24 | 9 | 19.2875 | 18.45 | 0 | 18.4675 | 19.01 | 0
[48 empty] | 2017-05-25 11:00 | 5 | 25 | 11 | 990.0001 | 100% | 2017-04-24 11:00 | 4 | 24 | 11 | 4 | 24 | 10 | 19.3275 | 18.4375 | 0 | 18.4525 | 19.0775 | 0
[48 empty] | 2017-05-25 12:00 | 5 | 25 | 12 | 717.2273 | 72.45% | 2017-04-24 12:00 | 4 | 24 | 12 | 4 | 24 | 11 | 19.76 | 18.6725 | 0 | 18.7075 | 19.2525 | 0
[48 empty] | 2017-05-25 13:00 | 5 | 25 | 13 | 708.1982 | 71.54% | 2017-04-24 13:00 | 4 | 24 | 13 | 4 | 24 | 12 | 20.6125 | 19.1525 | 0 | 19.21 | 19.8525 | 0
[48 empty] | 2017-05-25 14:00 | 5 | 25 | 14 | 679.2631 | 68.61% | 2017-04-24 14:00 | 4 | 24 | 14 | 4 | 24 | 13 | 21.9175 | 19.6125 | 0 | 19.6775 | 20.955 | 0
[48 empty] | 2017-05-25 15:00 | 5 | 25 | 15 | 696.494 | 70.35% | 2017-04-24 15:00 | 4 | 24 | 15 | 4 | 24 | 14 | 24.1475 | 20.3375 | 0 | 20.46 | 22.435 | 0
[48 empty] | 2017-05-25 16:00 | 5 | 25 | 16 | 770.8074 | 77.86% | 2017-04-24 16:00 | 4 | 24 | 16 | 4 | 24 | 15 | 24.2775 | 20.405 | 0 | 20.5225 | 22.505 | 0
[48 empty] | 2017-05-25 17:00 | 5 | 25 | 17 | 507.4892 | 51.26% | 2017-04-24 17:00 | 4 | 24 | 17 | 4 | 24 | 16 | 31.54 | 19.9425 | 0 | 20.1325 | 29.61 | 0
[48 empty] | 2017-05-25 18:00 | 5 | 25 | 18 | 65.1794 | 6.584% | 2017-04-24 18:00 | 4 | 24 | 18 | 4 | 24 | 17 | 23.815 | 19.345 | 0 | 19.4175 | 23.605 | 0
[48 empty] | 2017-05-25 19:00 | 5 | 25 | 19 | 0 | 0% | 2017-04-24 19:00 | 4 | 24 | 19 | 4 | 24 | 18 | 20.6975 | 19.455 | 0 | 19.5075 | 22.15 | 0
[48 empty] | 2017-05-25 20:00 | 5 | 25 | 20 | 0 | 0% | 2017-04-24 20:00 | 4 | 24 | 20 | 4 | 24 | 19 | 20.2425 | 19.065 | 0 | 19.13 | 20.945 | 0
[48 empty] | 2017-05-25 21:00 | 5 | 25 | 21 | 0 | 0% | 2017-04-24 21:00 | 4 | 24 | 21 | 4 | 24 | 20 | 34.3325 | 20.585 | 0 | 20.86 | 35.1575 | 0
[48 empty] | 2017-05-25 22:00 | 5 | 25 | 22 | 0 | 0% | 2017-04-24 22:00 | 4 | 24 | 22 | 4 | 24 | 21 | 20.7475 | 18.6275 | 0 | 18.7 | 19.9375 | 0
[48 empty] | 2017-05-25 23:00 | 5 | 25 | 23 | 0 | 0% | 2017-04-24 23:00 | 4 | 24 | 23 | 4 | 24 | 22 | 18.68 | 16.2025 | 0 | 16.1525 | 17.54 | 0
[48 empty] | 2017-05-26 | 5 | 26 | 0 | 0 | 0% | 2017-04-25 | 4 | 25 | 0 | 4 | 24 | 23 | 12.92 | 8.5725 | 0 | 8.3225 | 11.045 | 0
[48 empty] | 2017-05-26 01:00 | 5 | 26 | 1 | 0 | 0% | 2017-04-25 01:00 | 4 | 25 | 1 | 4 | 25 | 0 | 13.015 | 11.2575 | 0 | 10.9725 | 11.3075 | 0
[48 empty] | 2017-05-26 02:00 | 5 | 26 | 2 | 0 | 0% | 2017-04-25 02:00 | 4 | 25 | 2 | 4 | 25 | 1 | 10.785 | 6.6375 | 0 | 6.495 | 8.9025 | 0
[48 empty] | 2017-05-26 03:00 | 5 | 26 | 3 | 0 | 0% | 2017-04-25 03:00 | 4 | 25 | 3 | 4 | 25 | 2 | 10.31 | 6.3575 | 0 | 6.25 | 8.515 | 0
[48 empty] | 2017-05-26 04:00 | 5 | 26 | 4 | 0 | 0% | 2017-04-25 04:00 | 4 | 25 | 4 | 4 | 25 | 3 | 10.525 | 6.845 | 0 | 6.755 | 8.77 | 0
[48 empty] | 2017-05-26 05:00 | 5 | 26 | 5 | 222.6675 | 22.49% | 2017-04-25 05:00 | 4 | 25 | 5 | 4 | 25 | 4 | 10.645 | 4.2625 | 0 | 4.315 | 8.7775 | 0
[48 empty] | 2017-05-26 06:00 | 5 | 26 | 6 | 784.0236 | 79.19% | 2017-04-25 06:00 | 4 | 25 | 6 | 4 | 25 | 5 | 15.275 | 12.4225 | 0 | 12.485 | 14.1675 | 0
[48 empty] | 2017-05-26 07:00 | 5 | 26 | 7 | 971.7124 | 98.15% | 2017-04-25 07:00 | 4 | 25 | 7 | 4 | 25 | 6 | 18.8725 | 19.2575 | 0 | 19.2975 | 18.3625 | 0
[48 empty] | 2017-05-26 08:00 | 5 | 26 | 8 | 990.0001 | 100% | 2017-04-25 08:00 | 4 | 25 | 8 | 4 | 25 | 7 | 18.41 | 18.3925 | 0 | 18.44 | 17.83 | 0
[48 empty] | 2017-05-26 09:00 | 5 | 26 | 9 | 990.0001 | 100% | 2017-04-25 09:00 | 4 | 25 | 9 | 4 | 25 | 8 | 19.5875 | 19.41 | 0 | 19.445 | 19.125 | 0
[48 empty] | 2017-05-26 10:00 | 5 | 26 | 10 | 990.0001 | 100% | 2017-04-25 10:00 | 4 | 25 | 10 | 4 | 25 | 9 | 20.48 | 20.8625 | 0 | 20.9175 | 20.485 | 0
[48 empty] | 2017-05-26 11:00 | 5 | 26 | 11 | 990.0001 | 100% | 2017-04-25 11:00 | 4 | 25 | 11 | 4 | 25 | 10 | 21.0775 | 20.55 | 0 | 20.6875 | 20.2575 | 0
[48 empty] | 2017-05-26 12:00 | 5 | 26 | 12 | 990.0001 | 100% | 2017-04-25 12:00 | 4 | 25 | 12 | 4 | 25 | 11 | 20.1875 | 20.145 | 0 | 20.285 | 20.005 | 0
[48 empty] | 2017-05-26 13:00 | 5 | 26 | 13 | 990.0001 | 100% | 2017-04-25 13:00 | 4 | 25 | 13 | 4 | 25 | 12 | 21.13 | 19.7 | 0 | 19.8575 | 20.5175 | 0
[48 empty] | 2017-05-26 14:00 | 5 | 26 | 14 | 990.0001 | 100% | 2017-04-25 14:00 | 4 | 25 | 14 | 4 | 25 | 13 | 21.3425 | 19.705 | 0 | 19.8775 | 20.8125 | 0
[48 empty] | 2017-05-26 15:00 | 5 | 26 | 15 | 914.158 | 92.34% | 2017-04-25 15:00 | 4 | 25 | 15 | 4 | 25 | 14 | 22.2275 | 20.76 | 0 | 20.8825 | 22.485 | 0
[48 empty] | 2017-05-26 16:00 | 5 | 26 | 16 | 454.6444 | 45.92% | 2017-04-25 16:00 | 4 | 25 | 16 | 4 | 25 | 15 | 22.39 | 21.1975 | 0 | 21.2525 | 24.0975 | 0
[48 empty] | 2017-05-26 17:00 | 5 | 26 | 17 | 270.7143 | 27.34% | 2017-04-25 17:00 | 4 | 25 | 17 | 4 | 25 | 16 | 23.81 | 24.9075 | 0 | 24.93 | 26.7025 | 0
[48 empty] | 2017-05-26 18:00 | 5 | 26 | 18 | 60.2204 | 6.083% | 2017-04-25 18:00 | 4 | 25 | 18 | 4 | 25 | 17 | 23.665 | 25.7875 | 0 | 25.8175 | 26.9325 | 0
[48 empty] | 2017-05-26 19:00 | 5 | 26 | 19 | 0 | 0% | 2017-04-25 19:00 | 4 | 25 | 19 | 4 | 25 | 18 | 21.4775 | 24.6025 | 0 | 24.6525 | 24.555 | 0
[48 empty] | 2017-05-26 20:00 | 5 | 26 | 20 | 0 | 0% | 2017-04-25 20:00 | 4 | 25 | 20 | 4 | 25 | 19 | 22.825 | 28.87 | 0 | 28.9075 | 26.7975 | 0
[48 empty] | 2017-05-26 21:00 | 5 | 26 | 21 | 0 | 0% | 2017-04-25 21:00 | 4 | 25 | 21 | 4 | 25 | 20 | 66.1425 | 83.145 | 0 | 83.365 | 76.0525 | 0
[48 empty] | 2017-05-26 22:00 | 5 | 26 | 22 | 0 | 0% | 2017-04-25 22:00 | 4 | 25 | 22 | 4 | 25 | 21 | 60.065 | 85.11 | 0 | 88.7175 | 66.5725 | 0
[48 empty] | 2017-05-26 23:00 | 5 | 26 | 23 | 0 | 0% | 2017-04-25 23:00 | 4 | 25 | 23 | 4 | 25 | 22 | 26.2 | 29.2575 | 0 | 29.37 | 26.73 | 0
[48 empty] | 2017-05-27 | 5 | 27 | 0 | 0 | 0% | 2017-04-26 | 4 | 26 | 0 | 4 | 25 | 23 | 23.52 | 26.5 | 0 | 26.615 | 24.11 | 0
[48 empty] | 2017-05-27 01:00 | 5 | 27 | 1 | 0 | 0% | 2017-04-26 01:00 | 4 | 26 | 1 | 4 | 26 | 0 | 18.36 | 21.4925 | 0 | 21.595 | 19.31 | 0
[48 empty] | 2017-05-27 02:00 | 5 | 27 | 2 | 0 | 0% | 2017-04-26 02:00 | 4 | 26 | 2 | 4 | 26 | 1 | 17.095 | 20.2925 | 0 | 20.395 | 18.1725 | 0
[48 empty] | 2017-05-27 03:00 | 5 | 27 | 3 | 0 | 0% | 2017-04-26 03:00 | 4 | 26 | 3 | 4 | 26 | 2 | 13.8175 | 17.52 | 0 | 17.5475 | 17.0425 | 0
[48 empty] | 2017-05-27 04:00 | 5 | 27 | 4 | 0 | 0% | 2017-04-26 04:00 | 4 | 26 | 4 | 4 | 26 | 3 | 14.585 | 17.0725 | 0 | 17.0625 | 17.28 | 0
[48 empty] | 2017-05-27 05:00 | 5 | 27 | 5 | 226.8116 | 22.91% | 2017-04-26 05:00 | 4 | 26 | 5 | 4 | 26 | 4 | 17.3825 | 18.545 | 0 | 18.54 | 18.6425 | 0
[48 empty] | 2017-05-27 06:00 | 5 | 27 | 6 | 790.3006 | 79.83% | 2017-04-26 06:00 | 4 | 26 | 6 | 4 | 26 | 5 | 19.2375 | 20.5625 | 0 | 20.56 | 20.68 | 0
[48 empty] | 2017-05-27 07:00 | 5 | 27 | 7 | 947.7203 | 95.73% | 2017-04-26 07:00 | 4 | 26 | 7 | 4 | 26 | 6 | 25.8425 | 27.1625 | 0 | 27.16 | 27.29 | 0
[48 empty] | 2017-05-27 08:00 | 5 | 27 | 8 | 990.0001 | 100% | 2017-04-26 08:00 | 4 | 26 | 8 | 4 | 26 | 7 | 21.605 | 21.5275 | 0 | 21.53 | 21.5875 | 0
[48 empty] | 2017-05-27 09:00 | 5 | 27 | 9 | 990.0001 | 100% | 2017-04-26 09:00 | 4 | 26 | 9 | 4 | 26 | 8 | 21.0075 | 19.4575 | 0 | 22.54 | 20.715 | 0
[48 empty] | 2017-05-27 10:00 | 5 | 27 | 10 | 990.0001 | 100% | 2017-04-26 10:00 | 4 | 26 | 10 | 4 | 26 | 9 | 21.6275 | 16.62 | 0 | 43.61 | 21.1125 | 0
[48 empty] | 2017-05-27 11:00 | 5 | 27 | 11 | 990.0001 | 100% | 2017-04-26 11:00 | 4 | 26 | 11 | 4 | 26 | 10 | 20.7325 | 15 | 0 | 40.7725 | 19.9475 | 0
[48 empty] | 2017-05-27 12:00 | 5 | 27 | 12 | 990.0001 | 100% | 2017-04-26 12:00 | 4 | 26 | 12 | 4 | 26 | 11 | 20.0475 | 15.005 | 0 | 42.425 | 20.245 | 0
[48 empty] | 2017-05-27 13:00 | 5 | 27 | 13 | 990.0001 | 100% | 2017-04-26 13:00 | 4 | 26 | 13 | 4 | 26 | 12 | 17.3275 | 15.1325 | 0 | 29.07 | 19.7475 | 0
[48 empty] | 2017-05-27 14:00 | 5 | 27 | 14 | 990.0001 | 100% | 2017-04-26 14:00 | 4 | 26 | 14 | 4 | 26 | 13 | 15.6375 | 17.41 | 0 | 17.415 | 21.285 | 0
[48 empty] | 2017-05-27 15:00 | 5 | 27 | 15 | 990.0001 | 100% | 2017-04-26 15:00 | 4 | 26 | 15 | 4 | 26 | 14 | 16.5 | 17.765 | 0 | 17.7725 | 21.695 | 0
[48 empty] | 2017-05-27 16:00 | 5 | 27 | 16 | 868.8594 | 87.76% | 2017-04-26 16:00 | 4 | 26 | 16 | 4 | 26 | 15 | 32.8175 | 16.75 | 0 | 16.9175 | 34.8125 | 0
[48 empty] | 2017-05-27 17:00 | 5 | 27 | 17 | 593.6974 | 59.97% | 2017-04-26 17:00 | 4 | 26 | 17 | 4 | 26 | 16 | 31.2925 | 24.16 | 0 | 24.285 | 34.325 | 0
[48 empty] | 2017-05-27 18:00 | 5 | 27 | 18 | 81.0264 | 8.184% | 2017-04-26 18:00 | 4 | 26 | 18 | 4 | 26 | 17 | 24.4175 | 24.905 | 0 | 24.93 | 25.4575 | 0
[48 empty] | 2017-05-27 19:00 | 5 | 27 | 19 | 0 | 0% | 2017-04-26 19:00 | 4 | 26 | 19 | 4 | 26 | 18 | 28.575 | 26.375 | 0 | 26.38 | 26.715 | 0
[48 empty] | 2017-05-27 20:00 | 5 | 27 | 20 | 0 | 0% | 2017-04-26 20:00 | 4 | 26 | 20 | 4 | 26 | 19 | 32.9275 | 28.1675 | 0 | 28.1675 | 27.4575 | 0
[48 empty] | 2017-05-27 21:00 | 5 | 27 | 21 | 0 | 0% | 2017-04-26 21:00 | 4 | 26 | 21 | 4 | 26 | 20 | 32.4325 | 30.7475 | 0 | 30.7525 | 30.8075 | 0
[48 empty] | 2017-05-27 22:00 | 5 | 27 | 22 | 0 | 0% | 2017-04-26 22:00 | 4 | 26 | 22 | 4 | 26 | 21 | 27.8225 | 27.1975 | 0 | 27.2 | 27.2225 | 0
[48 empty] | 2017-05-27 23:00 | 5 | 27 | 23 | 0 | 0% | 2017-04-26 23:00 | 4 | 26 | 23 | 4 | 26 | 22 | 30.2375 | 29.78 | 0 | 29.78 | 29.715 | 0
[48 empty] | 2017-05-28 | 5 | 28 | 0 | 0 | 0% | 2017-04-27 | 4 | 27 | 0 | 4 | 26 | 23 | 21.74 | 21.74 | 0 | 21.74 | 21.74 | 0
[48 empty] | 2017-05-28 01:00 | 5 | 28 | 1 | 0 | 0% | 2017-04-27 01:00 | 4 | 27 | 1 | 4 | 27 | 0 | 20.7175 | 20.7175 | 0 | 20.7175 | 20.7175 | 0
[48 empty] | 2017-05-28 02:00 | 5 | 28 | 2 | 0 | 0% | 2017-04-27 02:00 | 4 | 27 | 2 | 4 | 27 | 1 | 19.6525 | 19.6525 | 0 | 19.6525 | 19.6525 | 0
[48 empty] | 2017-05-28 03:00 | 5 | 28 | 3 | 0 | 0% | 2017-04-27 03:00 | 4 | 27 | 3 | 4 | 27 | 2 | 17.52 | 17.52 | 0 | 17.52 | 17.52 | 0
[48 empty] | 2017-05-28 04:00 | 5 | 28 | 4 | 0 | 0% | 2017-04-27 04:00 | 4 | 27 | 4 | 4 | 27 | 3 | 13.9125 | 14.0325 | 0 | 14.0325 | 14.04 | 0
[48 empty] | 2017-05-28 05:00 | 5 | 28 | 5 | 248.4198 | 25.09% | 2017-04-27 05:00 | 4 | 27 | 5 | 4 | 27 | 4 | 0.5675 | 0.5675 | 0 | 0.5675 | 0.5675 | 0
[48 empty] | 2017-05-28 06:00 | 5 | 28 | 6 | 729.9329 | 73.73% | 2017-04-27 06:00 | 4 | 27 | 6 | 4 | 27 | 5 | 13.09 | 13.09 | 0 | 13.09 | 13.09 | 0
[48 empty] | 2017-05-28 07:00 | 5 | 28 | 7 | 965.1123 | 97.49% | 2017-04-27 07:00 | 4 | 27 | 7 | 4 | 27 | 6 | 17.51 | 17.51 | 0 | 17.51 | 17.51 | 0
[48 empty] | 2017-05-28 08:00 | 5 | 28 | 8 | 990.0001 | 100% | 2017-04-27 08:00 | 4 | 27 | 8 | 4 | 27 | 7 | 17.73 | 17.735 | 0 | 17.735 | 17.725 | 0
[48 empty] | 2017-05-28 09:00 | 5 | 28 | 9 | 990.0001 | 100% | 2017-04-27 09:00 | 4 | 27 | 9 | 4 | 27 | 8 | 18.5225 | 18.5375 | 0 | 18.5375 | 18.51 | 0
[48 empty] | 2017-05-28 10:00 | 5 | 28 | 10 | 990.0001 | 100% | 2017-04-27 10:00 | 4 | 27 | 10 | 4 | 27 | 9 | 17.985 | 17.925 | 0 | 17.925 | 17.9675 | 0
[48 empty] | 2017-05-28 11:00 | 5 | 28 | 11 | 990.0001 | 100% | 2017-04-27 11:00 | 4 | 27 | 11 | 4 | 27 | 10 | 17.2625 | 16.6025 | 0 | 16.6425 | 16.7725 | 0
[48 empty] | 2017-05-28 12:00 | 5 | 28 | 12 | 990.0001 | 100% | 2017-04-27 12:00 | 4 | 27 | 12 | 4 | 27 | 11 | 17.08 | 15.3225 | 0 | 15.35 | 16.6025 | 0
[48 empty] | 2017-05-28 13:00 | 5 | 28 | 13 | 990.0001 | 100% | 2017-04-27 13:00 | 4 | 27 | 13 | 4 | 27 | 12 | 19.065 | 15.37 | 0 | 15.3725 | 16.675 | 0
[48 empty] | 2017-05-28 14:00 | 5 | 28 | 14 | 990.0001 | 100% | 2017-04-27 14:00 | 4 | 27 | 14 | 4 | 27 | 13 | 18.9925 | 15.7875 | 0 | 15.825 | 17.5925 | 0
[48 empty] | 2017-05-28 15:00 | 5 | 28 | 15 | 972.2651 | 98.21% | 2017-04-27 15:00 | 4 | 27 | 15 | 4 | 27 | 14 | 19.1675 | 15.495 | 0 | 15.54 | 17.81 | 0
[48 empty] | 2017-05-28 16:00 | 5 | 28 | 16 | 852.5478 | 86.12% | 2017-04-27 16:00 | 4 | 27 | 16 | 4 | 27 | 15 | 19.685 | 14.865 | 0 | 14.915 | 18.0725 | 0
[48 empty] | 2017-05-28 17:00 | 5 | 28 | 17 | 574.7382 | 58.05% | 2017-04-27 17:00 | 4 | 27 | 17 | 4 | 27 | 16 | 20.8 | 16.6125 | 0 | 16.6675 | 19.2925 | 0
[48 empty] | 2017-05-28 18:00 | 5 | 28 | 18 | 80.5747 | 8.139% | 2017-04-27 18:00 | 4 | 27 | 18 | 4 | 27 | 17 | 21.5025 | 17.9725 | 0 | 18.0275 | 20.2075 | 0
[48 empty] | 2017-05-28 19:00 | 5 | 28 | 19 | 0 | 0% | 2017-04-27 19:00 | 4 | 27 | 19 | 4 | 27 | 18 | 21.3025 | 18.3175 | 0 | 18.3725 | 19.97 | 0
[48 empty] | 2017-05-28 20:00 | 5 | 28 | 20 | 0 | 0% | 2017-04-27 20:00 | 4 | 27 | 20 | 4 | 27 | 19 | 20.82 | 18.7075 | 0 | 18.755 | 19.61 | 0
[48 empty] | 2017-05-28 21:00 | 5 | 28 | 21 | 0 | 0% | 2017-04-27 21:00 | 4 | 27 | 21 | 4 | 27 | 20 | 21.4825 | 19.5925 | 0 | 19.635 | 20.455 | 0
[48 empty] | 2017-05-28 22:00 | 5 | 28 | 22 | 0 | 0% | 2017-04-27 22:00 | 4 | 27 | 22 | 4 | 27 | 21 | 20.6075 | 19.27 | 0 | 19.2875 | 19.7925 | 0
[48 empty] | 2017-05-28 23:00 | 5 | 28 | 23 | 0 | 0% | 2017-04-27 23:00 | 4 | 27 | 23 | 4 | 27 | 22 | 19.75 | 17.9025 | 0 | 17.93 | 18.83 | 0
[48 empty] | 2017-05-29 | 5 | 29 | 0 | 0 | 0% | 2017-04-28 | 4 | 28 | 0 | 4 | 27 | 23 | 18.7025 | 16.71 | 0 | 16.735 | 17.795 | 0
[48 empty] | 2017-05-29 01:00 | 5 | 29 | 1 | 0 | 0% | 2017-04-28 01:00 | 4 | 28 | 1 | 4 | 28 | 0 | 18.6675 | 17.6575 | 0 | 17.6875 | 17.7875 | 0
[48 empty] | 2017-05-29 02:00 | 5 | 29 | 2 | 0 | 0% | 2017-04-28 02:00 | 4 | 28 | 2 | 4 | 28 | 1 | 18.1725 | 16.6725 | 0 | 16.7075 | 17.2075 | 0
[48 empty] | 2017-05-29 03:00 | 5 | 29 | 3 | 0 | 0% | 2017-04-28 03:00 | 4 | 28 | 3 | 4 | 28 | 2 | 17.675 | 16.4925 | 0 | 16.5325 | 16.8325 | 0
[48 empty] | 2017-05-29 04:00 | 5 | 29 | 4 | 0 | 0% | 2017-04-28 04:00 | 4 | 28 | 4 | 4 | 28 | 3 | 16.4975 | 17.04 | 0 | 17.0925 | 16.9325 | 0
[48 empty] | 2017-05-29 05:00 | 5 | 29 | 5 | 250.0849 | 25.26% | 2017-04-28 05:00 | 4 | 28 | 5 | 4 | 28 | 4 | 18.1725 | 20.3275 | 0 | 20.4325 | 18.305 | 0
[48 empty] | 2017-05-29 06:00 | 5 | 29 | 6 | 765.6174 | 77.34% | 2017-04-28 06:00 | 4 | 28 | 6 | 4 | 28 | 5 | 18.3175 | 20.5425 | 0 | 20.6075 | 19.915 | 0
[48 empty] | 2017-05-29 07:00 | 5 | 29 | 7 | 952.9725 | 96.26% | 2017-04-28 07:00 | 4 | 28 | 7 | 4 | 28 | 6 | 34.7025 | 26.31 | 0 | 26.555 | 33.7475 | 0
[48 empty] | 2017-05-29 08:00 | 5 | 29 | 8 | 990.0001 | 100% | 2017-04-28 08:00 | 4 | 28 | 8 | 4 | 28 | 7 | 19.7575 | 22.14 | 0 | 22.25 | 19.955 | 0
[48 empty] | 2017-05-29 09:00 | 5 | 29 | 9 | 990.0001 | 100% | 2017-04-28 09:00 | 4 | 28 | 9 | 4 | 28 | 8 | 23.2175 | 26.1675 | 0 | 26.28 | 23.86 | 0
[48 empty] | 2017-05-29 10:00 | 5 | 29 | 10 | 990.0001 | 100% | 2017-04-28 10:00 | 4 | 28 | 10 | 4 | 28 | 9 | 26.22 | 28.305 | 0 | 28.39 | 27.4825 | 0
[48 empty] | 2017-05-29 11:00 | 5 | 29 | 11 | 990.0001 | 100% | 2017-04-28 11:00 | 4 | 28 | 11 | 4 | 28 | 10 | 26.8825 | 29.58 | 0 | 29.5975 | 30.425 | 0
[48 empty] | 2017-05-29 12:00 | 5 | 29 | 12 | 990.0001 | 100% | 2017-04-28 12:00 | 4 | 28 | 12 | 4 | 28 | 11 | 37.0375 | 26.035 | 0 | 26.275 | 42.515 | 0
[48 empty] | 2017-05-29 13:00 | 5 | 29 | 13 | 990.0001 | 100% | 2017-04-28 13:00 | 4 | 28 | 13 | 4 | 28 | 12 | 41.66 | 23.905 | 0 | 24.2275 | 47.5525 | 0
[48 empty] | 2017-05-29 14:00 | 5 | 29 | 14 | 990.0001 | 100% | 2017-04-28 14:00 | 4 | 28 | 14 | 4 | 28 | 13 | 64.895 | 24.83 | 0 | 25.41 | 69.38 | 0
[48 empty] | 2017-05-29 15:00 | 5 | 29 | 15 | 981.7323 | 99.16% | 2017-04-28 15:00 | 4 | 28 | 15 | 4 | 28 | 14 | 127.5925 | 28.815 | 0 | 30.1325 | 125.4725 | 0
[48 empty] | 2017-05-29 16:00 | 5 | 29 | 16 | 863.0346 | 87.18% | 2017-04-28 16:00 | 4 | 28 | 16 | 4 | 28 | 15 | 156.5925 | 30.3125 | 0 | 31.935 | 145.8275 | 0
[48 empty] | 2017-05-29 17:00 | 5 | 29 | 17 | 601.9444 | 60.8% | 2017-04-28 17:00 | 4 | 28 | 17 | 4 | 28 | 16 | 120.9625 | 27.6275 | 0 | 28.8975 | 115.895 | 0
[48 empty] | 2017-05-29 18:00 | 5 | 29 | 18 | 79.9098 | 8.072% | 2017-04-28 18:00 | 4 | 28 | 18 | 4 | 28 | 17 | 41.0825 | 25.5875 | 0 | 25.865 | 46.95 | 0
[48 empty] | 2017-05-29 19:00 | 5 | 29 | 19 | 0 | 0% | 2017-04-28 19:00 | 4 | 28 | 19 | 4 | 28 | 18 | 24.035 | 26.7125 | 0 | 26.7325 | 29.07 | 0
[48 empty] | 2017-05-29 20:00 | 5 | 29 | 20 | 0 | 0% | 2017-04-28 20:00 | 4 | 28 | 20 | 4 | 28 | 19 | 21.5475 | 23.275 | 0 | 23.3 | 26.605 | 0
[48 empty] | 2017-05-29 21:00 | 5 | 29 | 21 | 0 | 0% | 2017-04-28 21:00 | 4 | 28 | 21 | 4 | 28 | 20 | 20.885 | 20.805 | 0 | 20.86 | 25.53 | 0
[48 empty] | 2017-05-29 22:00 | 5 | 29 | 22 | 0 | 0% | 2017-04-28 22:00 | 4 | 28 | 22 | 4 | 28 | 21 | 19.49 | 20.305 | 0 | 20.355 | 23.8475 | 0
[48 empty] | 2017-05-29 23:00 | 5 | 29 | 23 | 0 | 0% | 2017-04-28 23:00 | 4 | 28 | 23 | 4 | 28 | 22 | 20.1225 | 20.4925 | 0 | 20.56 | 24.1 | 0
[48 empty] | 2017-05-30 | 5 | 30 | 0 | 0 | 0% | 2017-04-29 | 4 | 29 | 0 | 4 | 28 | 23 | 21.3725 | 18.715 | 0 | 18.47 | 27.55 | 0
[48 empty] | 2017-05-30 01:00 | 5 | 30 | 1 | 0 | 0% | 2017-04-29 01:00 | 4 | 29 | 1 | 4 | 29 | 0 | 18.2375 | 18.4975 | 0 | 18.625 | 21.0425 | 0
[48 empty] | 2017-05-30 02:00 | 5 | 30 | 2 | 0 | 0% | 2017-04-29 02:00 | 4 | 29 | 2 | 4 | 29 | 1 | 16.3975 | 18.4875 | 0 | 18.535 | 19.43 | 0
[48 empty] | 2017-05-30 03:00 | 5 | 30 | 3 | 0 | 0% | 2017-04-29 03:00 | 4 | 29 | 3 | 4 | 29 | 2 | 15.245 | 16.64 | 0 | 16.6025 | 18.125 | 0
[48 empty] | 2017-05-30 04:00 | 5 | 30 | 4 | 0 | 0% | 2017-04-29 04:00 | 4 | 29 | 4 | 4 | 29 | 3 | 15.125 | 16.9975 | 0 | 16.965 | 17.7225 | 0
[48 empty] | 2017-05-30 05:00 | 5 | 30 | 5 | 247.8493 | 25.04% | 2017-04-29 05:00 | 4 | 29 | 5 | 4 | 29 | 4 | 15.035 | 18.255 | 0 | 18.345 | 17.715 | 0
[48 empty] | 2017-05-30 06:00 | 5 | 30 | 6 | 762.2709 | 77% | 2017-04-29 06:00 | 4 | 29 | 6 | 4 | 29 | 5 | 15.44 | 18.7575 | 0 | 18.8475 | 18.1875 | 0
[48 empty] | 2017-05-30 07:00 | 5 | 30 | 7 | 951.522 | 96.11% | 2017-04-29 07:00 | 4 | 29 | 7 | 4 | 29 | 6 | 15.69 | 18.4775 | 0 | 18.585 | 18.3175 | 0
[48 empty] | 2017-05-30 08:00 | 5 | 30 | 8 | 990.0001 | 100% | 2017-04-29 08:00 | 4 | 29 | 8 | 4 | 29 | 7 | 15.6525 | 18.3825 | 0 | 18.495 | 18.08 | 0
[48 empty] | 2017-05-30 09:00 | 5 | 30 | 9 | 990.0001 | 100% | 2017-04-29 09:00 | 4 | 29 | 9 | 4 | 29 | 8 | 16.1875 | 18.2025 | 0 | 18.3225 | 18.97 | 0
[48 empty] | 2017-05-30 10:00 | 5 | 30 | 10 | 990.0001 | 100% | 2017-04-29 10:00 | 4 | 29 | 10 | 4 | 29 | 9 | 16.795 | 18.6 | 0 | 19.37 | 19.3575 | 0
[48 empty] | 2017-05-30 11:00 | 5 | 30 | 11 | 990.0001 | 100% | 2017-04-29 11:00 | 4 | 29 | 11 | 4 | 29 | 10 | 16.995 | 19.56 | 0 | 23.2775 | 19.7775 | 0
[48 empty] | 2017-05-30 12:00 | 5 | 30 | 12 | 990.0001 | 100% | 2017-04-29 12:00 | 4 | 29 | 12 | 4 | 29 | 11 | 18.98 | 19.905 | 0 | 21.8775 | 23.41 | 0
[48 empty] | 2017-05-30 13:00 | 5 | 30 | 13 | 990.0001 | 100% | 2017-04-29 13:00 | 4 | 29 | 13 | 4 | 29 | 12 | 21.0425 | 22.455 | 0 | 22.5 | 27.7825 | 0
[48 empty] | 2017-05-30 14:00 | 5 | 30 | 14 | 990.0001 | 100% | 2017-04-29 14:00 | 4 | 29 | 14 | 4 | 29 | 13 | 24.995 | 24.6625 | 0 | 29.3475 | 26.825 | 0
[48 empty] | 2017-05-30 15:00 | 5 | 30 | 15 | 968.5124 | 97.83% | 2017-04-29 15:00 | 4 | 29 | 15 | 4 | 29 | 14 | 26.7375 | 34.5525 | 0 | 55.505 | 26.06 | 0
[48 empty] | 2017-05-30 16:00 | 5 | 30 | 16 | 794.7824 | 80.28% | 2017-04-29 16:00 | 4 | 29 | 16 | 4 | 29 | 15 | 23.4 | 35.1625 | 0 | 56.075 | 27.6925 | 0
[48 empty] | 2017-05-30 17:00 | 5 | 30 | 17 | 329.7213 | 33.31% | 2017-04-29 17:00 | 4 | 29 | 17 | 4 | 29 | 16 | 21.335 | 24.26 | 0 | 30.9675 | 25.35 | 0
[48 empty] | 2017-05-30 18:00 | 5 | 30 | 18 | 66.2858 | 6.696% | 2017-04-29 18:00 | 4 | 29 | 18 | 4 | 29 | 17 | 21.6625 | 20.5675 | 0 | 20.59 | 25.355 | 0
[48 empty] | 2017-05-30 19:00 | 5 | 30 | 19 | 0 | 0% | 2017-04-29 19:00 | 4 | 29 | 19 | 4 | 29 | 18 | 20.7675 | 19.3775 | 0 | 19.4025 | 24.935 | 0
[48 empty] | 2017-05-30 20:00 | 5 | 30 | 20 | 0 | 0% | 2017-04-29 20:00 | 4 | 29 | 20 | 4 | 29 | 19 | 18.29 | 18.0975 | 0 | 18.1225 | 22.5475 | 0
[48 empty] | 2017-05-30 21:00 | 5 | 30 | 21 | 0 | 0% | 2017-04-29 21:00 | 4 | 29 | 21 | 4 | 29 | 20 | 18.405 | 18.22 | 0 | 18.2725 | 21.7975 | 0
[48 empty] | 2017-05-30 22:00 | 5 | 30 | 22 | 0 | 0% | 2017-04-29 22:00 | 4 | 29 | 22 | 4 | 29 | 21 | 18.54 | 16.83 | 0 | 16.87 | 22.1425 | 0
[48 empty] | 2017-05-30 23:00 | 5 | 30 | 23 | 0 | 0% | 2017-04-29 23:00 | 4 | 29 | 23 | 4 | 29 | 22 | 17.1425 | 9.4675 | 0 | 9.54 | 18.105 | 0
[48 empty] | 2017-05-31 | 5 | 31 | 0 | 0 | 0% | 2017-04-30 | 4 | 30 | 0 | 4 | 29 | 23 | 16.755 | 1.895 | 0 | 2.0175 | 13.4425 | 0
[48 empty] | 2017-05-31 01:00 | 5 | 31 | 1 | 0 | 0% | 2017-04-30 01:00 | 4 | 30 | 1 | 4 | 30 | 0 | 15.2475 | 10.745 | 0 | 10.77 | 14.7325 | 0
[48 empty] | 2017-05-31 02:00 | 5 | 31 | 2 | 0 | 0% | 2017-04-30 02:00 | 4 | 30 | 2 | 4 | 30 | 1 | 12.4625 | 11.94 | 0 | 11.945 | 13.1625 | 0
[48 empty] | 2017-05-31 03:00 | 5 | 31 | 3 | 0 | 0% | 2017-04-30 03:00 | 4 | 30 | 3 | 4 | 30 | 2 | 1.85 | 0.77 | 0 | 0.795 | 1.9725 | 0
[48 empty] | 2017-05-31 04:00 | 5 | 31 | 4 | 0 | 0% | 2017-04-30 04:00 | 4 | 30 | 4 | 4 | 30 | 3 | 3.2975 | 4.53 | 0 | 4.6075 | 3.05 | 0
[48 empty] | 2017-05-31 05:00 | 5 | 31 | 5 | 242.739 | 24.52% | 2017-04-30 05:00 | 4 | 30 | 5 | 4 | 30 | 4 | 0.6975 | 0.9075 | 0 | 0.92 | 0.6675 | 0
[48 empty] | 2017-05-31 06:00 | 5 | 31 | 6 | 793.9565 | 80.2% | 2017-04-30 06:00 | 4 | 30 | 6 | 4 | 30 | 5 | 8.4125 | 9.0025 | 0 | 9.0675 | 7.825 | 0
[48 empty] | 2017-05-31 07:00 | 5 | 31 | 7 | 907.2977 | 91.65% | 2017-04-30 07:00 | 4 | 30 | 7 | 4 | 30 | 6 | 1.9725 | 2.7525 | 0 | 2.8375 | 1.1875 | 0
[48 empty] | 2017-05-31 08:00 | 5 | 31 | 8 | 940.6333 | 95.01% | 2017-04-30 08:00 | 4 | 30 | 8 | 4 | 30 | 7 | 2.08 | 2.86 | 0 | 2.955 | 1.255 | 0
[48 empty] | 2017-05-31 09:00 | 5 | 31 | 9 | 990.0001 | 100% | 2017-04-30 09:00 | 4 | 30 | 9 | 4 | 30 | 8 | 12.3475 | 12.3325 | 0 | 12.47 | 11.2725 | 0
[48 empty] | 2017-05-31 10:00 | 5 | 31 | 10 | 990.0001 | 100% | 2017-04-30 10:00 | 4 | 30 | 10 | 4 | 30 | 9 | 13.7875 | 17.1475 | 0 | 17.2725 | 15.4625 | 0
[48 empty] | 2017-05-31 11:00 | 5 | 31 | 11 | 990.0001 | 100% | 2017-04-30 11:00 | 4 | 30 | 11 | 4 | 30 | 10 | 15.83 | 18.2 | 0 | 18.31 | 16.385 | 0
[48 empty] | 2017-05-31 12:00 | 5 | 31 | 12 | 990.0001 | 100% | 2017-04-30 12:00 | 4 | 30 | 12 | 4 | 30 | 11 | 17.5575 | 18.2525 | 0 | 18.3575 | 16.4675 | 0
[48 empty] | 2017-05-31 13:00 | 5 | 31 | 13 | 990.0001 | 100% | 2017-04-30 13:00 | 4 | 30 | 13 | 4 | 30 | 12 | 18.0375 | 18.175 | 0 | 18.275 | 16.6675 | 0
[48 empty] | 2017-05-31 14:00 | 5 | 31 | 14 | 974.4964 | 98.43% | 2017-04-30 14:00 | 4 | 30 | 14 | 4 | 30 | 13 | 18.135 | 17.375 | 0 | 17.4725 | 16.5475 | 0
[48 empty] | 2017-05-31 15:00 | 5 | 31 | 15 | 952.6164 | 96.22% | 2017-04-30 15:00 | 4 | 30 | 15 | 4 | 30 | 14 | 17.24 | 15.4125 | 0 | 15.4775 | 15.7775 | 0
[48 empty] | 2017-05-31 16:00 | 5 | 31 | 16 | 828.8305 | 83.72% | 2017-04-30 16:00 | 4 | 30 | 16 | 4 | 30 | 15 | 12.9225 | 6.3675 | 0 | 6.43 | 11.125 | 0
[48 empty] | 2017-05-31 17:00 | 5 | 31 | 17 | 365.5045 | 36.92% | 2017-04-30 17:00 | 4 | 30 | 17 | 4 | 30 | 16 | 13.9925 | 7.1125 | 0 | 7.17 | 12.1675 | 0
[48 empty] | 2017-05-31 18:00 | 5 | 31 | 18 | 12.3595 | 1.248% | 2017-04-30 18:00 | 4 | 30 | 18 | 4 | 30 | 17 | 16.1125 | 10.5125 | 0 | 10.575 | 14.55 | 0
[48 empty] | 2017-05-31 19:00 | 5 | 31 | 19 | 0 | 0% | 2017-04-30 19:00 | 4 | 30 | 19 | 4 | 30 | 18 | 17.33 | 13.8225 | 0 | 13.8825 | 16.215 | 0
[48 empty] | 2017-05-31 20:00 | 5 | 31 | 20 | 0 | 0% | 2017-04-30 20:00 | 4 | 30 | 20 | 4 | 30 | 19 | 19.86 | 19.4 | 0 | 19.4325 | 19.38 | 0
[48 empty] | 2017-05-31 21:00 | 5 | 31 | 21 | 0 | 0% | 2017-04-30 21:00 | 4 | 30 | 21 | 4 | 30 | 20 | 25.7075 | 25.7 | 0 | 25.675 | 25.7075 | 0
[48 empty] | 2017-05-31 22:00 | 5 | 31 | 22 | 0 | 0% | 2017-04-30 22:00 | 4 | 30 | 22 | 4 | 30 | 21 | 24.3675 | 24.3675 | 0 | 24.3675 | 24.3675 | 0
[48 empty] | 2017-05-31 23:00 | 5 | 31 | 23 | 0 | 0% | 2017-04-30 23:00 | 4 | 30 | 23 | 4 | 30 | 22 | 21.9 | 21.9 | 0 | 21.9 | 21.9 | 0
[48 empty] | 2017-06-01 | 6 | 1 | 0 | 0 | 0% | 2017-05-01 | 5 | 1 | 0 | 4 | 30 | 23 | 20.2275 | 20.2275 | 0 | 20.2275 | 20.2275 | 0
[48 empty] | 2017-06-01 01:00 | 6 | 1 | 1 | 0 | 0% | 2017-05-01 01:00 | 5 | 1 | 1 | 5 | 1 | 0 | 20.8675 | 20.8675 | 0 | 20.8675 | 20.8675 | 0
[48 empty] | 2017-06-01 02:00 | 6 | 1 | 2 | 0 | 0% | 2017-05-01 02:00 | 5 | 1 | 2 | 5 | 1 | 1 | 18.67 | 18.85 | 0 | 18.8675 | 18.4925 | 0
[48 empty] | 2017-06-01 03:00 | 6 | 1 | 3 | 0 | 0% | 2017-05-01 03:00 | 5 | 1 | 3 | 5 | 1 | 2 | 17.48 | 18.565 | 0 | 18.68 | 16.3825 | 0
[48 empty] | 2017-06-01 04:00 | 6 | 1 | 4 | 0 | 0% | 2017-05-01 04:00 | 5 | 1 | 4 | 5 | 1 | 3 | 17.1725 | 18.2525 | 0 | 18.3675 | 16.07 | 0
[48 empty] | 2017-06-01 05:00 | 6 | 1 | 5 | 184.0425 | 18.59% | 2017-05-01 05:00 | 5 | 1 | 5 | 5 | 1 | 4 | 16.195 | 17.255 | 0 | 17.37 | 15.1125 | 0
[48 empty] | 2017-06-01 06:00 | 6 | 1 | 6 | 689.9476 | 69.69% | 2017-05-01 06:00 | 5 | 1 | 6 | 5 | 1 | 5 | 17.315 | 18.395 | 0 | 18.515 | 16.2025 | 0
[48 empty] | 2017-06-01 07:00 | 6 | 1 | 7 | 851.1173 | 85.97% | 2017-05-01 07:00 | 5 | 1 | 7 | 5 | 1 | 6 | 18.79 | 19.905 | 0 | 20.03 | 17.635 | 0
[48 empty] | 2017-06-01 08:00 | 6 | 1 | 8 | 990.0001 | 100% | 2017-05-01 08:00 | 5 | 1 | 8 | 5 | 1 | 7 | 18.7425 | 19.855 | 0 | 19.9775 | 17.5875 | 0
[48 empty] | 2017-06-01 09:00 | 6 | 1 | 9 | 990.0001 | 100% | 2017-05-01 09:00 | 5 | 1 | 9 | 5 | 1 | 8 | 19.555 | 20.6875 | 0 | 20.805 | 18.385 | 0
[48 empty] | 2017-06-01 10:00 | 6 | 1 | 10 | 990.0001 | 100% | 2017-05-01 10:00 | 5 | 1 | 10 | 5 | 1 | 9 | 19.9525 | 21.1 | 0 | 21.2125 | 18.7925 | 0
[48 empty] | 2017-06-01 11:00 | 6 | 1 | 11 | 990.0001 | 100% | 2017-05-01 11:00 | 5 | 1 | 11 | 5 | 1 | 10 | 20.09 | 21.24 | 0 | 21.345 | 18.9475 | 0
[48 empty] | 2017-06-01 12:00 | 6 | 1 | 12 | 990.0001 | 100% | 2017-05-01 12:00 | 5 | 1 | 12 | 5 | 1 | 11 | 20.7075 | 21.8225 | 0 | 21.9175 | 19.5375 | 0
[48 empty] | 2017-06-01 13:00 | 6 | 1 | 13 | 990.0001 | 100% | 2017-05-01 13:00 | 5 | 1 | 13 | 5 | 1 | 12 | 21.5975 | 21.5125 | 0 | 21.6225 | 20.1675 | 0
[48 empty] | 2017-06-01 14:00 | 6 | 1 | 14 | 990.0001 | 100% | 2017-05-01 14:00 | 5 | 1 | 14 | 5 | 1 | 13 | 23.395 | 21.4975 | 0 | 21.5975 | 21.9275 | 0
[48 empty] | 2017-06-01 15:00 | 6 | 1 | 15 | 990.0001 | 100% | 2017-05-01 15:00 | 5 | 1 | 15 | 5 | 1 | 14 | 23.1825 | 21.5325 | 0 | 21.5975 | 22.2275 | 0
[48 empty] | 2017-06-01 16:00 | 6 | 1 | 16 | 888.1676 | 89.71% | 2017-05-01 16:00 | 5 | 1 | 16 | 5 | 1 | 15 | 29.6875 | 23.42 | 0 | 23.515 | 27.345 | 0
[48 empty] | 2017-06-01 17:00 | 6 | 1 | 17 | 571.8749 | 57.77% | 2017-05-01 17:00 | 5 | 1 | 17 | 5 | 1 | 16 | 130.1425 | 35.2875 | 0 | 36.3475 | 107.3975 | 0
[48 empty] | 2017-06-01 18:00 | 6 | 1 | 18 | 71.2434 | 7.196% | 2017-05-01 18:00 | 5 | 1 | 18 | 5 | 1 | 17 | 38.0325 | 28.61 | 0 | 28.72 | 35.81 | 0
[48 empty] | 2017-06-01 19:00 | 6 | 1 | 19 | 0 | 0% | 2017-05-01 19:00 | 5 | 1 | 19 | 5 | 1 | 18 | 28.0975 | 28.085 | 0 | 28.0925 | 28.3075 | 0
[48 empty] | 2017-06-01 20:00 | 6 | 1 | 20 | 0 | 0% | 2017-05-01 20:00 | 5 | 1 | 20 | 5 | 1 | 19 | 28.645 | 28.645 | 0 | 28.645 | 28.8075 | 0
[48 empty] | 2017-06-01 21:00 | 6 | 1 | 21 | 0 | 0% | 2017-05-01 21:00 | 5 | 1 | 21 | 5 | 1 | 20 | 24.2375 | 22.68 | 0 | 22.715 | 23.9 | 0
[48 empty] | 2017-06-01 22:00 | 6 | 1 | 22 | 0 | 0% | 2017-05-01 22:00 | 5 | 1 | 22 | 5 | 1 | 21 | 22.0825 | 20.6625 | 0 | 20.71 | 21.2825 | 0
[48 empty] | 2017-06-01 23:00 | 6 | 1 | 23 | 0 | 0% | 2017-05-01 23:00 | 5 | 1 | 23 | 5 | 1 | 22 | 19.8875 | 19.355 | 0 | 19.38 | 19.5275 | 0
[48 empty] | 2017-06-02 | 6 | 2 | 0 | 0 | 0% | 2017-05-02 | 5 | 2 | 0 | 5 | 1 | 23 | 18.64 | 17.42 | 0 | 17.435 | 18.3475 | 0
[48 empty] | 2017-06-02 01:00 | 6 | 2 | 1 | 0 | 0% | 2017-05-02 01:00 | 5 | 2 | 1 | 5 | 2 | 0 | 18.5375 | 18.385 | 0 | 18.3875 | 18.5025 | 0
[48 empty] | 2017-06-02 02:00 | 6 | 2 | 2 | 0 | 0% | 2017-05-02 02:00 | 5 | 2 | 2 | 5 | 2 | 1 | 17.415 | 17.1875 | 0 | 17.19 | 17.3625 | 0
[48 empty] | 2017-06-02 03:00 | 6 | 2 | 3 | 0 | 0% | 2017-05-02 03:00 | 5 | 2 | 3 | 5 | 2 | 2 | 16.8075 | 16.45 | 0 | 16.4525 | 16.7225 | 0
[48 empty] | 2017-06-02 04:00 | 6 | 2 | 4 | 0 | 0% | 2017-05-02 04:00 | 5 | 2 | 4 | 5 | 2 | 3 | 17.0675 | 17.335 | 0 | 17.3675 | 16.62 | 0
[48 empty] | 2017-06-02 05:00 | 6 | 2 | 5 | 225.4015 | 22.77% | 2017-05-02 05:00 | 5 | 2 | 5 | 5 | 2 | 4 | 17.2675 | 18.175 | 0 | 18.2625 | 16.2825 | 0
[48 empty] | 2017-06-02 06:00 | 6 | 2 | 6 | 583.7776 | 58.97% | 2017-05-02 06:00 | 5 | 2 | 6 | 5 | 2 | 5 | 16.93 | 16.98 | 0 | 17.085 | 15.6525 | 0
[48 empty] | 2017-06-02 07:00 | 6 | 2 | 7 | 913.6457 | 92.29% | 2017-05-02 07:00 | 5 | 2 | 7 | 5 | 2 | 6 | 18.665 | 18.3825 | 0 | 18.49 | 17.3325 | 0
[48 empty] | 2017-06-02 08:00 | 6 | 2 | 8 | 778.5373 | 78.64% | 2017-05-02 08:00 | 5 | 2 | 8 | 5 | 2 | 7 | 18.3825 | 18.7625 | 0 | 18.805 | 17.8825 | 0
[48 empty] | 2017-06-02 09:00 | 6 | 2 | 9 | 990.0001 | 100% | 2017-05-02 09:00 | 5 | 2 | 9 | 5 | 2 | 8 | 20.295 | 20.4475 | 0 | 20.485 | 19.8275 | 0
[48 empty] | 2017-06-02 10:00 | 6 | 2 | 10 | 891.0292 | 90% | 2017-05-02 10:00 | 5 | 2 | 10 | 5 | 2 | 9 | 20.5425 | 21.0225 | 0 | 21.065 | 20.0875 | 0
[48 empty] | 2017-06-02 11:00 | 6 | 2 | 11 | 981.071 | 99.1% | 2017-05-02 11:00 | 5 | 2 | 11 | 5 | 2 | 10 | 22.15 | 21.3975 | 0 | 21.49 | 20.82 | 0
[48 empty] | 2017-06-02 12:00 | 6 | 2 | 12 | 790.6895 | 79.87% | 2017-05-02 12:00 | 5 | 2 | 12 | 5 | 2 | 11 | 22.0375 | 20.8625 | 0 | 20.97 | 20.4475 | 0
[48 empty] | 2017-06-02 13:00 | 6 | 2 | 13 | 891.2045 | 90.02% | 2017-05-02 13:00 | 5 | 2 | 13 | 5 | 2 | 12 | 22.71 | 20.915 | 0 | 21.02 | 20.955 | 0
[48 empty] | 2017-06-02 14:00 | 6 | 2 | 14 | 846.4603 | 85.5% | 2017-05-02 14:00 | 5 | 2 | 14 | 5 | 2 | 13 | 24.3075 | 21.5025 | 0 | 21.5775 | 22.7825 | 0
[48 empty] | 2017-06-02 15:00 | 6 | 2 | 15 | 784.2002 | 79.21% | 2017-05-02 15:00 | 5 | 2 | 15 | 5 | 2 | 14 | 27.26 | 25.6725 | 0 | 25.7275 | 26.475 | 0
[48 empty] | 2017-06-02 16:00 | 6 | 2 | 16 | 836.5561 | 84.5% | 2017-05-02 16:00 | 5 | 2 | 16 | 5 | 2 | 15 | 34.3475 | 35.8525 | 0 | 35.9525 | 34.02 | 0
[48 empty] | 2017-06-02 17:00 | 6 | 2 | 17 | 651.0312 | 65.76% | 2017-05-02 17:00 | 5 | 2 | 17 | 5 | 2 | 16 | 29.125 | 32.8725 | 0 | 38.0375 | 29.085 | 0
[48 empty] | 2017-06-02 18:00 | 6 | 2 | 18 | 100.5228 | 10.15% | 2017-05-02 18:00 | 5 | 2 | 18 | 5 | 2 | 17 | 30.2075 | 34.0825 | 0 | 38.7875 | 31.05 | 0
[48 empty] | 2017-06-02 19:00 | 6 | 2 | 19 | 0 | 0% | 2017-05-02 19:00 | 5 | 2 | 19 | 5 | 2 | 18 | 28.455 | 28.97 | 0 | 29.0125 | 28.125 | 0
[48 empty] | 2017-06-02 20:00 | 6 | 2 | 20 | 0 | 0% | 2017-05-02 20:00 | 5 | 2 | 20 | 5 | 2 | 19 | 29.605 | 30.125 | 0 | 30.1975 | 28.64 | 0
[48 empty] | 2017-06-02 21:00 | 6 | 2 | 21 | 0 | 0% | 2017-05-02 21:00 | 5 | 2 | 21 | 5 | 2 | 20 | 26.95 | 26.4375 | 0 | 26.465 | 26.02 | 0
[48 empty] | 2017-06-02 22:00 | 6 | 2 | 22 | 0 | 0% | 2017-05-02 22:00 | 5 | 2 | 22 | 5 | 2 | 21 | 23.4275 | 22.5425 | 0 | 22.5425 | 22.5825 | 0
[48 empty] | 2017-06-02 23:00 | 6 | 2 | 23 | 0 | 0% | 2017-05-02 23:00 | 5 | 2 | 23 | 5 | 2 | 22 | 25.82 | 25.37 | 0 | 25.4 | 24.66 | 0
[48 empty] | 2017-06-03 | 6 | 3 | 0 | 0 | 0% | 2017-05-03 | 5 | 3 | 0 | 5 | 2 | 23 | 20.47 | 20.235 | 0 | 20.195 | 19.5625 | 0
[48 empty] | 2017-06-03 01:00 | 6 | 3 | 1 | 0 | 0% | 2017-05-03 01:00 | 5 | 3 | 1 | 5 | 3 | 0 | 15.3725 | 17.54 | 0 | 17.0525 | 14.55 | 0
[48 empty] | 2017-06-03 02:00 | 6 | 3 | 2 | 0 | 0% | 2017-05-03 02:00 | 5 | 3 | 2 | 5 | 3 | 1 | 14.35 | 16.4025 | 0 | 15.945 | 13.6625 | 0
[48 empty] | 2017-06-03 03:00 | 6 | 3 | 3 | 0 | 0% | 2017-05-03 03:00 | 5 | 3 | 3 | 5 | 3 | 2 | 12.5175 | 14.705 | 0 | 14.2775 | 11.8775 | 0
[48 empty] | 2017-06-03 04:00 | 6 | 3 | 4 | 0 | 0% | 2017-05-03 04:00 | 5 | 3 | 4 | 5 | 3 | 3 | 14.4375 | 15.8475 | 0 | 15.6175 | 13.75 | 0
[48 empty] | 2017-06-03 05:00 | 6 | 3 | 5 | 159.3976 | 16.1% | 2017-05-03 05:00 | 5 | 3 | 5 | 5 | 3 | 4 | 17.8 | 18.38 | 0 | 18.395 | 17.3325 | 0
[48 empty] | 2017-06-03 06:00 | 6 | 3 | 6 | 453.1851 | 45.78% | 2017-05-03 06:00 | 5 | 3 | 6 | 5 | 3 | 5 | 19.77 | 20.2675 | 0 | 20.31 | 19.275 | 0
[48 empty] | 2017-06-03 07:00 | 6 | 3 | 7 | 479.0747 | 48.39% | 2017-05-03 07:00 | 5 | 3 | 7 | 5 | 3 | 6 | 20.6725 | 21.19 | 0 | 21.2325 | 20.155 | 0
[48 empty] | 2017-06-03 08:00 | 6 | 3 | 8 | 844.2335 | 85.28% | 2017-05-03 08:00 | 5 | 3 | 8 | 5 | 3 | 7 | 30.9 | 31.3325 | 0 | 31.3675 | 29.76 | 0
[48 empty] | 2017-06-03 09:00 | 6 | 3 | 9 | 806.5395 | 81.47% | 2017-05-03 09:00 | 5 | 3 | 9 | 5 | 3 | 8 | 24.035 | 24.2725 | 0 | 24.2925 | 23.4775 | 0
[48 empty] | 2017-06-03 10:00 | 6 | 3 | 10 | 752.5625 | 76.02% | 2017-05-03 10:00 | 5 | 3 | 10 | 5 | 3 | 9 | 21.575 | 21.0075 | 0 | 21.0325 | 21.3325 | 0
[48 empty] | 2017-06-03 11:00 | 6 | 3 | 11 | 958.1892 | 96.79% | 2017-05-03 11:00 | 5 | 3 | 11 | 5 | 3 | 10 | 22.335 | 19.565 | 0 | 19.765 | 21.675 | 0
[48 empty] | 2017-06-03 12:00 | 6 | 3 | 12 | 981.7397 | 99.17% | 2017-05-03 12:00 | 5 | 3 | 12 | 5 | 3 | 11 | 23.9775 | 22.165 | 0 | 29.275 | 22.605 | 0
[48 empty] | 2017-06-03 13:00 | 6 | 3 | 13 | 990.0001 | 100% | 2017-05-03 13:00 | 5 | 3 | 13 | 5 | 3 | 12 | 21.9725 | 21.88 | 0 | 32.7425 | 20.5075 | 0
[48 empty] | 2017-06-03 14:00 | 6 | 3 | 14 | 990.0001 | 100% | 2017-05-03 14:00 | 5 | 3 | 14 | 5 | 3 | 13 | 25.7125 | 20.975 | 0 | 22.9275 | 24.265 | 0
[48 empty] | 2017-06-03 15:00 | 6 | 3 | 15 | 990.0001 | 100% | 2017-05-03 15:00 | 5 | 3 | 15 | 5 | 3 | 14 | 28.4 | 26.0975 | 0 | 26.225 | 27.27 | 0
[48 empty] | 2017-06-03 16:00 | 6 | 3 | 16 | 643.354 | 64.99% | 2017-05-03 16:00 | 5 | 3 | 16 | 5 | 3 | 15 | 114.4125 | 39.4625 | 0 | 40.49 | 92.8725 | 0
[48 empty] | 2017-06-03 17:00 | 6 | 3 | 17 | 580.5933 | 58.65% | 2017-05-03 17:00 | 5 | 3 | 17 | 5 | 3 | 16 | 111.4425 | 34.0225 | 0 | 35.8525 | 85.895 | 0
[48 empty] | 2017-06-03 18:00 | 6 | 3 | 18 | 55.3713 | 5.593% | 2017-05-03 18:00 | 5 | 3 | 18 | 5 | 3 | 17 | 31.5875 | 22.97 | 0 | 23.5125 | 28.5275 | 0
[48 empty] | 2017-06-03 19:00 | 6 | 3 | 19 | 0 | 0% | 2017-05-03 19:00 | 5 | 3 | 19 | 5 | 3 | 18 | 25.7875 | 21.0675 | 0 | 21.2425 | 23.6575 | 0
[48 empty] | 2017-06-03 20:00 | 6 | 3 | 20 | 0 | 0% | 2017-05-03 20:00 | 5 | 3 | 20 | 5 | 3 | 19 | 31.4125 | 22.5975 | 0 | 22.85 | 28.6725 | 0
[48 empty] | 2017-06-03 21:00 | 6 | 3 | 21 | 0 | 0% | 2017-05-03 21:00 | 5 | 3 | 21 | 5 | 3 | 20 | 42.0275 | 42.2175 | 0 | 42.28 | 41.0875 | 0
[48 empty] | 2017-06-03 22:00 | 6 | 3 | 22 | 0 | 0% | 2017-05-03 22:00 | 5 | 3 | 22 | 5 | 3 | 21 | 63.435 | 59.535 | 0 | 59.6775 | 59.9725 | 0
[48 empty] | 2017-06-03 23:00 | 6 | 3 | 23 | 0 | 0% | 2017-05-03 23:00 | 5 | 3 | 23 | 5 | 3 | 22 | 32.7625 | 21.8875 | 0 | 22.0325 | 28.0925 | 0
[48 empty] | 2017-06-04 | 6 | 4 | 0 | 0 | 0% | 2017-05-04 | 5 | 4 | 0 | 5 | 3 | 23 | 19.4075 | 19.09 | 0 | 19.09 | 19.2775 | 0
[48 empty] | 2017-06-04 01:00 | 6 | 4 | 1 | 0 | 0% | 2017-05-04 01:00 | 5 | 4 | 1 | 5 | 4 | 0 | 19.49 | 19.5225 | 0 | 19.525 | 19.455 | 0
[48 empty] | 2017-06-04 02:00 | 6 | 4 | 2 | 0 | 0% | 2017-05-04 02:00 | 5 | 4 | 2 | 5 | 4 | 1 | 10.4325 | 10.79 | 0 | 10.82 | 10.0625 | 0
[48 empty] | 2017-06-04 03:00 | 6 | 4 | 3 | 0 | 0% | 2017-05-04 03:00 | 5 | 4 | 3 | 5 | 4 | 2 | -0.355 | -0.1825 | 0 | -0.1625 | -0.5275 | 0
[48 empty] | 2017-06-04 04:00 | 6 | 4 | 4 | 0 | 0% | 2017-05-04 04:00 | 5 | 4 | 4 | 5 | 4 | 3 | -0.49 | 0.205 | 0 | 0.2825 | -1.1975 | 0
[48 empty] | 2017-06-04 05:00 | 6 | 4 | 5 | 180.483 | 18.23% | 2017-05-04 05:00 | 5 | 4 | 5 | 5 | 4 | 4 | 12.34 | 13.2925 | 0 | 13.385 | 11.365 | 0
[48 empty] | 2017-06-04 06:00 | 6 | 4 | 6 | 711.5058 | 71.87% | 2017-05-04 06:00 | 5 | 4 | 6 | 5 | 4 | 5 | 16.4075 | 16.94 | 0 | 16.9875 | 15.8575 | 0
[48 empty] | 2017-06-04 07:00 | 6 | 4 | 7 | 881.661 | 89.06% | 2017-05-04 07:00 | 5 | 4 | 7 | 5 | 4 | 6 | 18.155 | 19.22 | 0 | 19.3225 | 17.0475 | 0
[48 empty] | 2017-06-04 08:00 | 6 | 4 | 8 | 944.5407 | 95.41% | 2017-05-04 08:00 | 5 | 4 | 8 | 5 | 4 | 7 | 17.81 | 18.74 | 0 | 18.8425 | 16.685 | 0
[48 empty] | 2017-06-04 09:00 | 6 | 4 | 9 | 627.5236 | 63.39% | 2017-05-04 09:00 | 5 | 4 | 9 | 5 | 4 | 8 | 19.27 | 20.11 | 0 | 20.2175 | 18.0825 | 0
[48 empty] | 2017-06-04 10:00 | 6 | 4 | 10 | 895.9378 | 90.5% | 2017-05-04 10:00 | 5 | 4 | 10 | 5 | 4 | 9 | 18.93 | 19.5925 | 0 | 19.7025 | 17.7175 | 0
[48 empty] | 2017-06-04 11:00 | 6 | 4 | 11 | 972.1043 | 98.19% | 2017-05-04 11:00 | 5 | 4 | 11 | 5 | 4 | 10 | 19.14 | 19.1825 | 0 | 19.295 | 17.7875 | 0
[48 empty] | 2017-06-04 12:00 | 6 | 4 | 12 | 525.0666 | 53.04% | 2017-05-04 12:00 | 5 | 4 | 12 | 5 | 4 | 11 | 19.6275 | 19.545 | 0 | 19.66 | 18.2425 | 0
[48 empty] | 2017-06-04 13:00 | 6 | 4 | 13 | 952.8638 | 96.25% | 2017-05-04 13:00 | 5 | 4 | 13 | 5 | 4 | 12 | 20.02 | 19.6575 | 0 | 19.745 | 18.9825 | 0
[48 empty] | 2017-06-04 14:00 | 6 | 4 | 14 | 933.9531 | 94.34% | 2017-05-04 14:00 | 5 | 4 | 14 | 5 | 4 | 13 | 20.7675 | 20.85 | 0 | 20.9425 | 19.6975 | 0
[48 empty] | 2017-06-04 15:00 | 6 | 4 | 15 | 922.9687 | 93.23% | 2017-05-04 15:00 | 5 | 4 | 15 | 5 | 4 | 14 | 20.9275 | 20.64 | 0 | 20.73 | 19.8275 | 0
[48 empty] | 2017-06-04 16:00 | 6 | 4 | 16 | 833.6814 | 84.21% | 2017-05-04 16:00 | 5 | 4 | 16 | 5 | 4 | 15 | 21.7775 | 20.89 | 0 | 20.99 | 20.565 | 0
[48 empty] | 2017-06-04 17:00 | 6 | 4 | 17 | 596.8125 | 60.28% | 2017-05-04 17:00 | 5 | 4 | 17 | 5 | 4 | 16 | 22.7925 | 21.43 | 0 | 21.56 | 21.29 | 0
[48 empty] | 2017-06-04 18:00 | 6 | 4 | 18 | 92.4865 | 9.342% | 2017-05-04 18:00 | 5 | 4 | 18 | 5 | 4 | 17 | 23.1575 | 21.64 | 0 | 21.78 | 21.5675 | 0
[48 empty] | 2017-06-04 19:00 | 6 | 4 | 19 | 0 | 0% | 2017-05-04 19:00 | 5 | 4 | 19 | 5 | 4 | 18 | 23.5425 | 23.8475 | 0 | 23.97 | 22.225 | 0
[48 empty] | 2017-06-04 20:00 | 6 | 4 | 20 | 0 | 0% | 2017-05-04 20:00 | 5 | 4 | 20 | 5 | 4 | 19 | 29.1375 | 30 | 0 | 30.1225 | 27.7875 | 0
[48 empty] | 2017-06-04 21:00 | 6 | 4 | 21 | 0 | 0% | 2017-05-04 21:00 | 5 | 4 | 21 | 5 | 4 | 20 | 61.2225 | 62.8825 | 0 | 63.065 | 59.305 | 0
[48 empty] | 2017-06-04 22:00 | 6 | 4 | 22 | 0 | 0% | 2017-05-04 22:00 | 5 | 4 | 22 | 5 | 4 | 21 | 29.8875 | 31.165 | 0 | 31.3125 | 28.505 | 0
[48 empty] | 2017-06-04 23:00 | 6 | 4 | 23 | 0 | 0% | 2017-05-04 23:00 | 5 | 4 | 23 | 5 | 4 | 22 | 26.145 | 27.415 | 0 | 27.575 | 24.8575 | 0
[48 empty] | 2017-06-05 | 6 | 5 | 0 | 0 | 0% | 2017-05-05 | 5 | 5 | 0 | 5 | 4 | 23 | 20.8525 | 21.38 | 0 | 21.4475 | 20.285 | 0
[48 empty] | 2017-06-05 01:00 | 6 | 5 | 1 | 0 | 0% | 2017-05-05 01:00 | 5 | 5 | 1 | 5 | 5 | 0 | 20.9775 | 20.9775 | 0 | 20.9775 | 20.9775 | 0
[48 empty] | 2017-06-05 02:00 | 6 | 5 | 2 | 0 | 0% | 2017-05-05 02:00 | 5 | 5 | 2 | 5 | 5 | 1 | 20.5275 | 20.5275 | 0 | 20.5275 | 20.5275 | 0
[48 empty] | 2017-06-05 03:00 | 6 | 5 | 3 | 0 | 0% | 2017-05-05 03:00 | 5 | 5 | 3 | 5 | 5 | 2 | 21.035 | 20.215 | 0 | 20.22 | 20.3775 | 0
[48 empty] | 2017-06-05 04:00 | 6 | 5 | 4 | 0 | 0% | 2017-05-05 04:00 | 5 | 5 | 4 | 5 | 5 | 3 | 23.36 | 19.9325 | 0 | 19.9525 | 20.62 | 0
[48 empty] | 2017-06-05 05:00 | 6 | 5 | 5 | 170.2032 | 17.19% | 2017-05-05 05:00 | 5 | 5 | 5 | 5 | 5 | 4 | 24.7425 | 20.51 | 0 | 20.535 | 21.36 | 0
[48 empty] | 2017-06-05 06:00 | 6 | 5 | 6 | 648.0539 | 65.46% | 2017-05-05 06:00 | 5 | 5 | 6 | 5 | 5 | 5 | 23.2575 | 20.9225 | 0 | 20.94 | 21.39 | 0
[48 empty] | 2017-06-05 07:00 | 6 | 5 | 7 | 879.8756 | 88.88% | 2017-05-05 07:00 | 5 | 5 | 7 | 5 | 5 | 6 | 20.9725 | 20.9725 | 0 | 20.9725 | 20.9725 | 0
[48 empty] | 2017-06-05 08:00 | 6 | 5 | 8 | 990.0001 | 100% | 2017-05-05 08:00 | 5 | 5 | 8 | 5 | 5 | 7 | 21.8525 | 21.15 | 0 | 21.155 | 21.29 | 0
[48 empty] | 2017-06-05 09:00 | 6 | 5 | 9 | 990.0001 | 100% | 2017-05-05 09:00 | 5 | 5 | 9 | 5 | 5 | 8 | 21.1375 | 21.1375 | 0 | 21.1375 | 21.1375 | 0
[48 empty] | 2017-06-05 10:00 | 6 | 5 | 10 | 990.0001 | 100% | 2017-05-05 10:00 | 5 | 5 | 10 | 5 | 5 | 9 | 21.61 | 21.6125 | 0 | 21.6125 | 21.61 | 0
[48 empty] | 2017-06-05 11:00 | 6 | 5 | 11 | 990.0001 | 100% | 2017-05-05 11:00 | 5 | 5 | 11 | 5 | 5 | 10 | 27.045 | 27.0525 | 0 | 27.0525 | 27.045 | 0
[48 empty] | 2017-06-05 12:00 | 6 | 5 | 12 | 990.0001 | 100% | 2017-05-05 12:00 | 5 | 5 | 12 | 5 | 5 | 11 | 22.57 | 22.5775 | 0 | 22.5775 | 22.5725 | 0
[48 empty] | 2017-06-05 13:00 | 6 | 5 | 13 | 990.0001 | 100% | 2017-05-05 13:00 | 5 | 5 | 13 | 5 | 5 | 12 | 21.745 | 21.75 | 0 | 21.75 | 21.745 | 0
[48 empty] | 2017-06-05 14:00 | 6 | 5 | 14 | 990.0001 | 100% | 2017-05-05 14:00 | 5 | 5 | 14 | 5 | 5 | 13 | 23.55 | 23.555 | 0 | 23.555 | 23.5525 | 0
[48 empty] | 2017-06-05 15:00 | 6 | 5 | 15 | 943.9902 | 95.35% | 2017-05-05 15:00 | 5 | 5 | 15 | 5 | 5 | 14 | 24.6575 | 24.665 | 0 | 24.665 | 24.6575 | 0
[48 empty] | 2017-06-05 16:00 | 6 | 5 | 16 | 782.7086 | 79.06% | 2017-05-05 16:00 | 5 | 5 | 16 | 5 | 5 | 15 | 26.7325 | 26.735 | 0 | 26.735 | 26.7325 | 0
[48 empty] | 2017-06-05 17:00 | 6 | 5 | 17 | 517.2724 | 52.25% | 2017-05-05 17:00 | 5 | 5 | 17 | 5 | 5 | 16 | 29.6675 | 29.2525 | 0 | 29.26 | 29.57 | 0
[48 empty] | 2017-06-05 18:00 | 6 | 5 | 18 | 60.965 | 6.158% | 2017-05-05 18:00 | 5 | 5 | 18 | 5 | 5 | 17 | 30.6425 | 30.4775 | 0 | 30.4775 | 30.6 | 0
[48 empty] | 2017-06-05 19:00 | 6 | 5 | 19 | 0 | 0% | 2017-05-05 19:00 | 5 | 5 | 19 | 5 | 5 | 18 | 29.895 | 29.9025 | 0 | 29.9025 | 29.8975 | 0
[48 empty] | 2017-06-05 20:00 | 6 | 5 | 20 | 0 | 0% | 2017-05-05 20:00 | 5 | 5 | 20 | 5 | 5 | 19 | 26.825 | 26.825 | 0 | 26.825 | 26.825 | 0
[48 empty] | 2017-06-05 21:00 | 6 | 5 | 21 | 0 | 0% | 2017-05-05 21:00 | 5 | 5 | 21 | 5 | 5 | 20 | 22.585 | 22.48 | 0 | 22.4825 | 22.56 | 0
[48 empty] | 2017-06-05 22:00 | 6 | 5 | 22 | 0 | 0% | 2017-05-05 22:00 | 5 | 5 | 22 | 5 | 5 | 21 | 21.38 | 21.19 | 0 | 21.1925 | 21.3325 | 0
[48 empty] | 2017-06-05 23:00 | 6 | 5 | 23 | 0 | 0% | 2017-05-05 23:00 | 5 | 5 | 23 | 5 | 5 | 22 | 25.5125 | 25.5125 | 0 | 25.5125 | 25.5125 | 0
[48 empty] | 2017-06-06 | 6 | 6 | 0 | 0 | 0% | 2017-05-06 | 5 | 6 | 0 | 5 | 5 | 23 | 19.51 | 19.51 | 0 | 19.51 | 19.51 | 0
[48 empty] | 2017-06-06 01:00 | 6 | 6 | 1 | 0 | 0% | 2017-05-06 01:00 | 5 | 6 | 1 | 5 | 6 | 0 | 18.505 | 18.505 | 0 | 18.505 | 18.505 | 0
[48 empty] | 2017-06-06 02:00 | 6 | 6 | 2 | 0 | 0% | 2017-05-06 02:00 | 5 | 6 | 2 | 5 | 6 | 1 | 17.02 | 17.02 | 0 | 17.02 | 17.02 | 0
[48 empty] | 2017-06-06 03:00 | 6 | 6 | 3 | 0 | 0% | 2017-05-06 03:00 | 5 | 6 | 3 | 5 | 6 | 2 | 11.8975 | 11.8975 | 0 | 11.8975 | 11.8975 | 0
[48 empty] | 2017-06-06 04:00 | 6 | 6 | 4 | 0 | 0% | 2017-05-06 04:00 | 5 | 6 | 4 | 5 | 6 | 3 | 1.9725 | 1.9725 | 0 | 1.9725 | 1.9725 | 0
[48 empty] | 2017-06-06 05:00 | 6 | 6 | 5 | 28.6603 | 2.895% | 2017-05-06 05:00 | 5 | 6 | 5 | 5 | 6 | 4 | 10.4725 | 10.56 | 0 | 10.5725 | 10.37 | 0
[48 empty] | 2017-06-06 06:00 | 6 | 6 | 6 | 83.8238 | 8.467% | 2017-05-06 06:00 | 5 | 6 | 6 | 5 | 6 | 5 | 16.31 | 16.8025 | 0 | 16.8675 | 15.725 | 0
[48 empty] | 2017-06-06 07:00 | 6 | 6 | 7 | 144.6562 | 14.61% | 2017-05-06 07:00 | 5 | 6 | 7 | 5 | 6 | 6 | 17.3875 | 18.0325 | 0 | 18.1125 | 16.6175 | 0
[48 empty] | 2017-06-06 08:00 | 6 | 6 | 8 | 196.1947 | 19.82% | 2017-05-06 08:00 | 5 | 6 | 8 | 5 | 6 | 7 | 17.8675 | 18.5 | 0 | 18.58 | 17.115 | 0
[48 empty] | 2017-06-06 09:00 | 6 | 6 | 9 | 820.8852 | 82.92% | 2017-05-06 09:00 | 5 | 6 | 9 | 5 | 6 | 8 | 20.6 | 20.865 | 0 | 20.885 | 20.4225 | 0
[48 empty] | 2017-06-06 10:00 | 6 | 6 | 10 | 932.0714 | 94.15% | 2017-05-06 10:00 | 5 | 6 | 10 | 5 | 6 | 9 | 20.1875 | 20.4025 | 0 | 20.4075 | 20.22 | 0
[48 empty] | 2017-06-06 11:00 | 6 | 6 | 11 | 859.9811 | 86.87% | 2017-05-06 11:00 | 5 | 6 | 11 | 5 | 6 | 10 | 20.22 | 20.395 | 0 | 20.4 | 20.2475 | 0
[48 empty] | 2017-06-06 12:00 | 6 | 6 | 12 | 929.8028 | 93.92% | 2017-05-06 12:00 | 5 | 6 | 12 | 5 | 6 | 11 | 21.045 | 21.2275 | 0 | 21.2325 | 21.0725 | 0
[48 empty] | 2017-06-06 13:00 | 6 | 6 | 13 | 889.796 | 89.88% | 2017-05-06 13:00 | 5 | 6 | 13 | 5 | 6 | 12 | 22.3075 | 22.485 | 0 | 22.49 | 22.33 | 0
[48 empty] | 2017-06-06 14:00 | 6 | 6 | 14 | 864.5536 | 87.33% | 2017-05-06 14:00 | 5 | 6 | 14 | 5 | 6 | 13 | 26.3775 | 26.585 | 0 | 26.59 | 26.41 | 0
[48 empty] | 2017-06-06 15:00 | 6 | 6 | 15 | 657.565 | 66.42% | 2017-05-06 15:00 | 5 | 6 | 15 | 5 | 6 | 14 | 35.55 | 35.655 | 0 | 35.7 | 35.5825 | 0
[48 empty] | 2017-06-06 16:00 | 6 | 6 | 16 | 766.8278 | 77.46% | 2017-05-06 16:00 | 5 | 6 | 16 | 5 | 6 | 15 | 43.5525 | 44.3575 | 0 | 44.7 | 45.625 | 0
[48 empty] | 2017-06-06 17:00 | 6 | 6 | 17 | 340.8589 | 34.43% | 2017-05-06 17:00 | 5 | 6 | 17 | 5 | 6 | 16 | 78.0125 | 80.4825 | 0 | 81.795 | 85.6575 | 0
[48 empty] | 2017-06-06 18:00 | 6 | 6 | 18 | 42.0337 | 4.246% | 2017-05-06 18:00 | 5 | 6 | 18 | 5 | 6 | 17 | 37.445 | 38.7975 | 0 | 39.01 | 39.5425 | 0
[48 empty] | 2017-06-06 19:00 | 6 | 6 | 19 | 0 | 0% | 2017-05-06 19:00 | 5 | 6 | 19 | 5 | 6 | 18 | 27.9125 | 28.7675 | 0 | 28.775 | 28.7625 | 0
[48 empty] | 2017-06-06 20:00 | 6 | 6 | 20 | 0 | 0% | 2017-05-06 20:00 | 5 | 6 | 20 | 5 | 6 | 19 | 28 | 28.12 | 0 | 28.1225 | 28.1525 | 0
[48 empty] | 2017-06-06 21:00 | 6 | 6 | 21 | 0 | 0% | 2017-05-06 21:00 | 5 | 6 | 21 | 5 | 6 | 20 | 24.8325 | 24.9375 | 0 | 24.9375 | 24.9475 | 0
[48 empty] | 2017-06-06 22:00 | 6 | 6 | 22 | 0 | 0% | 2017-05-06 22:00 | 5 | 6 | 22 | 5 | 6 | 21 | 20.805 | 20.935 | 0 | 20.95 | 20.6575 | 0
[48 empty] | 2017-06-06 23:00 | 6 | 6 | 23 | 0 | 0% | 2017-05-06 23:00 | 5 | 6 | 23 | 5 | 6 | 22 | 19.195 | 19.4825 | 0 | 19.51 | 18.8575 | 0
[48 empty] | 2017-06-07 | 6 | 7 | 0 | 0 | 0% | 2017-05-07 | 5 | 7 | 0 | 5 | 6 | 23 | 18.42 | 18.0725 | 0 | 18.1075 | 17.96 | 0
[48 empty] | 2017-06-07 01:00 | 6 | 7 | 1 | 0 | 0% | 2017-05-07 01:00 | 5 | 7 | 1 | 5 | 7 | 0 | 14.9825 | 14.3325 | 0 | 14.165 | 14.09 | 0
[48 empty] | 2017-06-07 02:00 | 6 | 7 | 2 | 0 | 0% | 2017-05-07 02:00 | 5 | 7 | 2 | 5 | 7 | 1 | 7.0775 | 6.0975 | 0 | 6.125 | 6.685 | 0
[48 empty] | 2017-06-07 03:00 | 6 | 7 | 3 | 0 | 0% | 2017-05-07 03:00 | 5 | 7 | 3 | 5 | 7 | 2 | -0.045 | 0.0225 | 0 | 0.03 | -0.12 | 0
[48 empty] | 2017-06-07 04:00 | 6 | 7 | 4 | 0 | 0% | 2017-05-07 04:00 | 5 | 7 | 4 | 5 | 7 | 3 | -0.3025 | -0.2875 | 0 | -0.285 | -0.3175 | 0
[48 empty] | 2017-06-07 05:00 | 6 | 7 | 5 | 22.4963 | 2.272% | 2017-05-07 05:00 | 5 | 7 | 5 | 5 | 7 | 4 | -0.3525 | -0.3525 | 0 | -0.3525 | -0.3525 | 0
[48 empty] | 2017-06-07 06:00 | 6 | 7 | 6 | 51.0419 | 5.156% | 2017-05-07 06:00 | 5 | 7 | 6 | 5 | 7 | 5 | -0.435 | -0.37 | 0 | -0.3675 | -0.505 | 0
[48 empty] | 2017-06-07 07:00 | 6 | 7 | 7 | 101.2862 | 10.23% | 2017-05-07 07:00 | 5 | 7 | 7 | 5 | 7 | 6 | -0.37 | -0.37 | 0 | -0.37 | -0.37 | 0
[48 empty] | 2017-06-07 08:00 | 6 | 7 | 8 | 147.5048 | 14.9% | 2017-05-07 08:00 | 5 | 7 | 8 | 5 | 7 | 7 | 7.1575 | 7.1575 | 0 | 7.1575 | 7.1575 | 0
[48 empty] | 2017-06-07 09:00 | 6 | 7 | 9 | 198.0216 | 20% | 2017-05-07 09:00 | 5 | 7 | 9 | 5 | 7 | 8 | 18.9075 | 18.9075 | 0 | 18.9075 | 18.9075 | 0
[48 empty] | 2017-06-07 10:00 | 6 | 7 | 10 | 235.3086 | 23.77% | 2017-05-07 10:00 | 5 | 7 | 10 | 5 | 7 | 9 | 18.5975 | 18.61 | 0 | 18.61 | 18.6 | 0
[48 empty] | 2017-06-07 11:00 | 6 | 7 | 11 | 375.4713 | 37.93% | 2017-05-07 11:00 | 5 | 7 | 11 | 5 | 7 | 10 | 18.74 | 18.8825 | 0 | 18.8825 | 18.76 | 0
[48 empty] | 2017-06-07 12:00 | 6 | 7 | 12 | 577.2741 | 58.31% | 2017-05-07 12:00 | 5 | 7 | 12 | 5 | 7 | 11 | 19.39 | 19.325 | 0 | 19.3325 | 19.355 | 0
[48 empty] | 2017-06-07 13:00 | 6 | 7 | 13 | 380.6403 | 38.45% | 2017-05-07 13:00 | 5 | 7 | 13 | 5 | 7 | 12 | 20.1275 | 19.79 | 0 | 19.8025 | 20.025 | 0
[48 empty] | 2017-06-07 14:00 | 6 | 7 | 14 | 563.3947 | 56.91% | 2017-05-07 14:00 | 5 | 7 | 14 | 5 | 7 | 13 | 21.3025 | 20.265 | 0 | 21.035 | 20.9075 | 0
[48 empty] | 2017-06-07 15:00 | 6 | 7 | 15 | 371.5338 | 37.53% | 2017-05-07 15:00 | 5 | 7 | 15 | 5 | 7 | 14 | 22.4225 | 20.31 | 0 | 23.31 | 21.42 | 0
[48 empty] | 2017-06-07 16:00 | 6 | 7 | 16 | 108.9032 | 11% | 2017-05-07 16:00 | 5 | 7 | 16 | 5 | 7 | 15 | 23.63 | 28.75 | 0 | 43.5675 | 22.59 | 0
[48 empty] | 2017-06-07 17:00 | 6 | 7 | 17 | 81.2389 | 8.206% | 2017-05-07 17:00 | 5 | 7 | 17 | 5 | 7 | 16 | 28.5125 | 39.06 | 0 | 59.78 | 28.52 | 0
[48 empty] | 2017-06-07 18:00 | 6 | 7 | 18 | 20.808 | 2.102% | 2017-05-07 18:00 | 5 | 7 | 18 | 5 | 7 | 17 | 23.475 | 32.5725 | 0 | 50.0175 | 23.1125 | 0
[48 empty] | 2017-06-07 19:00 | 6 | 7 | 19 | 0 | 0% | 2017-05-07 19:00 | 5 | 7 | 19 | 5 | 7 | 18 | 19.975 | 25.155 | 0 | 37.985 | 19.1375 | 0
[48 empty] | 2017-06-07 20:00 | 6 | 7 | 20 | 0 | 0% | 2017-05-07 20:00 | 5 | 7 | 20 | 5 | 7 | 19 | 20.0625 | 20.86 | 0 | 22.875 | 19.59 | 0
[48 empty] | 2017-06-07 21:00 | 6 | 7 | 21 | 0 | 0% | 2017-05-07 21:00 | 5 | 7 | 21 | 5 | 7 | 20 | 21.1025 | 21.4475 | 0 | 21.475 | 20.745 | 0
[48 empty] | 2017-06-07 22:00 | 6 | 7 | 22 | 0 | 0% | 2017-05-07 22:00 | 5 | 7 | 22 | 5 | 7 | 21 | 20.6375 | 20.95 | 0 | 20.9775 | 20.2725 | 0
[48 empty] | 2017-06-07 23:00 | 6 | 7 | 23 | 0 | 0% | 2017-05-07 23:00 | 5 | 7 | 23 | 5 | 7 | 22 | 19.3825 | 19.5625 | 0 | 19.5875 | 19.0175 | 0
[48 empty] | 2017-06-08 | 6 | 8 | 0 | 0 | 0% | 2017-05-08 | 5 | 8 | 0 | 5 | 7 | 23 | 18.055 | 17.41 | 0 | 17.445 | 17.53 | 0
[48 empty] | 2017-06-08 01:00 | 6 | 8 | 1 | 0 | 0% | 2017-05-08 01:00 | 5 | 8 | 1 | 5 | 8 | 0 | 16.25 | 15.535 | 0 | 15.5275 | 15.7275 | 0
[48 empty] | 2017-06-08 02:00 | 6 | 8 | 2 | 0 | 0% | 2017-05-08 02:00 | 5 | 8 | 2 | 5 | 8 | 1 | 13.2725 | 12.5025 | 0 | 12.36 | 12.63 | 0
[48 empty] | 2017-06-08 03:00 | 6 | 8 | 3 | 0 | 0% | 2017-05-08 03:00 | 5 | 8 | 3 | 5 | 8 | 2 | 7.0175 | 4.2725 | 0 | 4.2425 | 6.1675 | 0
[48 empty] | 2017-06-08 04:00 | 6 | 8 | 4 | 0 | 0% | 2017-05-08 04:00 | 5 | 8 | 4 | 5 | 8 | 3 | 7.11 | 5.3675 | 0 | 5.38 | 6.66 | 0
[48 empty] | 2017-06-08 05:00 | 6 | 8 | 5 | 47.9996 | 4.848% | 2017-05-08 05:00 | 5 | 8 | 5 | 5 | 8 | 4 | 15.095 | 14.4725 | 0 | 14.52 | 14.475 | 0
[48 empty] | 2017-06-08 06:00 | 6 | 8 | 6 | 225.1376 | 22.74% | 2017-05-08 06:00 | 5 | 8 | 6 | 5 | 8 | 5 | 16.92 | 16.37 | 0 | 16.4175 | 16.315 | 0
[48 empty] | 2017-06-08 07:00 | 6 | 8 | 7 | 234.4045 | 23.68% | 2017-05-08 07:00 | 5 | 8 | 7 | 5 | 8 | 6 | 18.4275 | 17.4825 | 0 | 17.5425 | 17.67 | 0
[48 empty] | 2017-06-08 08:00 | 6 | 8 | 8 | 383.7574 | 38.76% | 2017-05-08 08:00 | 5 | 8 | 8 | 5 | 8 | 7 | 19.5325 | 19.235 | 0 | 19.2425 | 19.46 | 0
[48 empty] | 2017-06-08 09:00 | 6 | 8 | 9 | 608.3038 | 61.44% | 2017-05-08 09:00 | 5 | 8 | 9 | 5 | 8 | 8 | 20.705 | 20.805 | 0 | 20.805 | 20.725 | 0
[48 empty] | 2017-06-08 10:00 | 6 | 8 | 10 | 444.8064 | 44.93% | 2017-05-08 10:00 | 5 | 8 | 10 | 5 | 8 | 9 | 20.42 | 20.535 | 0 | 20.545 | 20.385 | 0
[48 empty] | 2017-06-08 11:00 | 6 | 8 | 11 | 751.9355 | 75.95% | 2017-05-08 11:00 | 5 | 8 | 11 | 5 | 8 | 10 | 20.7875 | 21.1825 | 0 | 21.22 | 20.445 | 0
[48 empty] | 2017-06-08 12:00 | 6 | 8 | 12 | 336.5254 | 33.99% | 2017-05-08 12:00 | 5 | 8 | 12 | 5 | 8 | 11 | 22.46 | 22.8775 | 0 | 22.9325 | 22.3025 | 0
[48 empty] | 2017-06-08 13:00 | 6 | 8 | 13 | 483.7918 | 48.87% | 2017-05-08 13:00 | 5 | 8 | 13 | 5 | 8 | 12 | 22.8625 | 20.96 | 0 | 21.025 | 23.5625 | 0
[48 empty] | 2017-06-08 14:00 | 6 | 8 | 14 | 414.6343 | 41.88% | 2017-05-08 14:00 | 5 | 8 | 14 | 5 | 8 | 13 | 22.945 | 21.2225 | 0 | 22.405 | 23.44 | 0
[48 empty] | 2017-06-08 15:00 | 6 | 8 | 15 | 229.3842 | 23.17% | 2017-05-08 15:00 | 5 | 8 | 15 | 5 | 8 | 14 | 20.9675 | 20.485 | 0 | 32.3175 | 19.77 | 0
[48 empty] | 2017-06-08 16:00 | 6 | 8 | 16 | 141.5166 | 14.29% | 2017-05-08 16:00 | 5 | 8 | 16 | 5 | 8 | 15 | 24.54 | 22.4825 | 0 | 40.345 | 23.2425 | 0
[48 empty] | 2017-06-08 17:00 | 6 | 8 | 17 | 62.933 | 6.357% | 2017-05-08 17:00 | 5 | 8 | 17 | 5 | 8 | 16 | 22.9075 | 37.935 | 0 | 69.0825 | 23.395 | 0
[48 empty] | 2017-06-08 18:00 | 6 | 8 | 18 | 39.7599 | 4.016% | 2017-05-08 18:00 | 5 | 8 | 18 | 5 | 8 | 17 | 18.4725 | 21.715 | 0 | 37.8475 | 17.66 | 0
[48 empty] | 2017-06-08 19:00 | 6 | 8 | 19 | 0 | 0% | 2017-05-08 19:00 | 5 | 8 | 19 | 5 | 8 | 18 | 16.3 | 21.4925 | 0 | 34.57 | 16.12 | 0
[48 empty] | 2017-06-08 20:00 | 6 | 8 | 20 | 0 | 0% | 2017-05-08 20:00 | 5 | 8 | 20 | 5 | 8 | 19 | 15.02 | 17.7325 | 0 | 27.705 | 14.6575 | 0
[48 empty] | 2017-06-08 21:00 | 6 | 8 | 21 | 0 | 0% | 2017-05-08 21:00 | 5 | 8 | 21 | 5 | 8 | 20 | 20.025 | 18.8 | 0 | 25.6775 | 18.605 | 0
[48 empty] | 2017-06-08 22:00 | 6 | 8 | 22 | 0 | 0% | 2017-05-08 22:00 | 5 | 8 | 22 | 5 | 8 | 21 | 21.025 | 19.915 | 0 | 20.315 | 20.685 | 0
[48 empty] | 2017-06-08 23:00 | 6 | 8 | 23 | 0 | 0% | 2017-05-08 23:00 | 5 | 8 | 23 | 5 | 8 | 22 | 20.2525 | 19.845 | 0 | 19.85 | 20.1525 | 0
[48 empty] | 2017-06-09 | 6 | 9 | 0 | 0 | 0% | 2017-05-09 | 5 | 9 | 0 | 5 | 8 | 23 | 19.515 | 18.785 | 0 | 18.7925 | 19.3325 | 0
[48 empty] | 2017-06-09 01:00 | 6 | 9 | 1 | 0 | 0% | 2017-05-09 01:00 | 5 | 9 | 1 | 5 | 9 | 0 | 19.855 | 19.855 | 0 | 19.855 | 19.855 | 0
[48 empty] | 2017-06-09 02:00 | 6 | 9 | 2 | 0 | 0% | 2017-05-09 02:00 | 5 | 9 | 2 | 5 | 9 | 1 | 19.8 | 19.815 | 0 | 19.815 | 19.7825 | 0
[48 empty] | 2017-06-09 03:00 | 6 | 9 | 3 | 0 | 0% | 2017-05-09 03:00 | 5 | 9 | 3 | 5 | 9 | 2 | 20.29 | 20.67 | 0 | 20.7075 | 19.8725 | 0
[48 empty] | 2017-06-09 04:00 | 6 | 9 | 4 | 0 | 0% | 2017-05-09 04:00 | 5 | 9 | 4 | 5 | 9 | 3 | 20.91 | 20.91 | 0 | 20.91 | 20.91 | 0
[48 empty] | 2017-06-09 05:00 | 6 | 9 | 5 | 246.7436 | 24.92% | 2017-05-09 05:00 | 5 | 9 | 5 | 5 | 9 | 4 | 21.405 | 21.405 | 0 | 21.405 | 21.405 | 0
[48 empty] | 2017-06-09 06:00 | 6 | 9 | 6 | 617.0246 | 62.33% | 2017-05-09 06:00 | 5 | 9 | 6 | 5 | 9 | 5 | 72.5975 | 72.5975 | 0 | 72.5975 | 72.5975 | 0
[48 empty] | 2017-06-09 07:00 | 6 | 9 | 7 | 975.9812 | 98.58% | 2017-05-09 07:00 | 5 | 9 | 7 | 5 | 9 | 6 | 27.6475 | 27.6475 | 0 | 27.6475 | 27.6475 | 0
[48 empty] | 2017-06-09 08:00 | 6 | 9 | 8 | 990.0001 | 100% | 2017-05-09 08:00 | 5 | 9 | 8 | 5 | 9 | 7 | 24.05 | 23.96 | 0 | 23.96 | 24.0275 | 0
[48 empty] | 2017-06-09 09:00 | 6 | 9 | 9 | 990.0001 | 100% | 2017-05-09 09:00 | 5 | 9 | 9 | 5 | 9 | 8 | 23.62 | 21.6225 | 0 | 21.6525 | 23.1175 | 0
[48 empty] | 2017-06-09 10:00 | 6 | 9 | 10 | 990.0001 | 100% | 2017-05-09 10:00 | 5 | 9 | 10 | 5 | 9 | 9 | 27.88 | 27.8775 | 0 | 27.885 | 27.85 | 0
[48 empty] | 2017-06-09 11:00 | 6 | 9 | 11 | 990.0001 | 100% | 2017-05-09 11:00 | 5 | 9 | 11 | 5 | 9 | 10 | 28.6075 | 28.8575 | 0 | 28.865 | 28.6375 | 0
[48 empty] | 2017-06-09 12:00 | 6 | 9 | 12 | 990.0001 | 100% | 2017-05-09 12:00 | 5 | 9 | 12 | 5 | 9 | 11 | 23.72 | 24.6875 | 0 | 24.6975 | 24.5275 | 0
[48 empty] | 2017-06-09 13:00 | 6 | 9 | 13 | 990.0001 | 100% | 2017-05-09 13:00 | 5 | 9 | 13 | 5 | 9 | 12 | 23.9325 | 25.185 | 0 | 25.2025 | 25.025 | 0
[48 empty] | 2017-06-09 14:00 | 6 | 9 | 14 | 990.0001 | 100% | 2017-05-09 14:00 | 5 | 9 | 14 | 5 | 9 | 13 | 23.13 | 23.545 | 0 | 23.5675 | 24.2175 | 0
[48 empty] | 2017-06-09 15:00 | 6 | 9 | 15 | 990.0001 | 100% | 2017-05-09 15:00 | 5 | 9 | 15 | 5 | 9 | 14 | 22.9675 | 21.2425 | 0 | 21.29 | 23.475 | 0
[48 empty] | 2017-06-09 16:00 | 6 | 9 | 16 | 876.6989 | 88.56% | 2017-05-09 16:00 | 5 | 9 | 16 | 5 | 9 | 15 | 23.5775 | 20.06 | 0 | 20.59 | 23.855 | 0
[48 empty] | 2017-06-09 17:00 | 6 | 9 | 17 | 489.1813 | 49.41% | 2017-05-09 17:00 | 5 | 9 | 17 | 5 | 9 | 16 | 23.84 | 19.6075 | 0 | 21.28 | 23.91 | 0
[48 empty] | 2017-06-09 18:00 | 6 | 9 | 18 | 101.3066 | 10.23% | 2017-05-09 18:00 | 5 | 9 | 18 | 5 | 9 | 17 | 20.61 | 18.5 | 0 | 24.845 | 19.9525 | 0
[48 empty] | 2017-06-09 19:00 | 6 | 9 | 19 | 0 | 0% | 2017-05-09 19:00 | 5 | 9 | 19 | 5 | 9 | 18 | 21.6175 | 20.555 | 0 | 21.4725 | 22.7425 | 0
[48 empty] | 2017-06-09 20:00 | 6 | 9 | 20 | 0 | 0% | 2017-05-09 20:00 | 5 | 9 | 20 | 5 | 9 | 19 | 20.21 | 20.255 | 0 | 20.2775 | 21.3875 | 0
[48 empty] | 2017-06-09 21:00 | 6 | 9 | 21 | 0 | 0% | 2017-05-09 21:00 | 5 | 9 | 21 | 5 | 9 | 20 | 21.115 | 19.6575 | 0 | 21.5075 | 21.205 | 0
[48 empty] | 2017-06-09 22:00 | 6 | 9 | 22 | 0 | 0% | 2017-05-09 22:00 | 5 | 9 | 22 | 5 | 9 | 21 | 20.155 | 18.2375 | 0 | 22.61 | 19.88 | 0
[48 empty] | 2017-06-09 23:00 | 6 | 9 | 23 | 0 | 0% | 2017-05-09 23:00 | 5 | 9 | 23 | 5 | 9 | 22 | 23.3625 | 17.8525 | 0 | 17.7725 | 24.335 | 0
[48 empty] | 2017-06-10 | 6 | 10 | 0 | 0 | 0% | 2017-05-10 | 5 | 10 | 0 | 5 | 9 | 23 | 19.5725 | 17.57 | 0 | 17.545 | 20.0525 | 0
[48 empty] | 2017-06-10 01:00 | 6 | 10 | 1 | 0 | 0% | 2017-05-10 01:00 | 5 | 10 | 1 | 5 | 10 | 0 | 18.8725 | 17.0375 | 0 | 17.025 | 18.9225 | 0
[48 empty] | 2017-06-10 02:00 | 6 | 10 | 2 | 0 | 0% | 2017-05-10 02:00 | 5 | 10 | 2 | 5 | 10 | 1 | 17.565 | 17.275 | 0 | 17.2975 | 17.2275 | 0
[48 empty] | 2017-06-10 03:00 | 6 | 10 | 3 | 0 | 0% | 2017-05-10 03:00 | 5 | 10 | 3 | 5 | 10 | 2 | 17.19 | 17.5925 | 0 | 17.6325 | 16.75 | 0
[48 empty] | 2017-06-10 04:00 | 6 | 10 | 4 | 0 | 0% | 2017-05-10 04:00 | 5 | 10 | 4 | 5 | 10 | 3 | 15.7175 | 16.105 | 0 | 16.145 | 15.29 | 0
[48 empty] | 2017-06-10 05:00 | 6 | 10 | 5 | 15.9288 | 1.609% | 2017-05-10 05:00 | 5 | 10 | 5 | 5 | 10 | 4 | 16.4125 | 17.3375 | 0 | 17.4375 | 15.375 | 0
[48 empty] | 2017-06-10 06:00 | 6 | 10 | 6 | 49.7249 | 5.023% | 2017-05-10 06:00 | 5 | 10 | 6 | 5 | 10 | 5 | 18.195 | 19.1675 | 0 | 19.265 | 17.1375 | 0
[48 empty] | 2017-06-10 07:00 | 6 | 10 | 7 | 92.4337 | 9.337% | 2017-05-10 07:00 | 5 | 10 | 7 | 5 | 10 | 6 | 19.78 | 20.4825 | 0 | 20.565 | 18.7975 | 0
[48 empty] | 2017-06-10 08:00 | 6 | 10 | 8 | 158.8301 | 16.04% | 2017-05-10 08:00 | 5 | 10 | 8 | 5 | 10 | 7 | 20.305 | 20.6875 | 0 | 20.7325 | 19.7825 | 0
[48 empty] | 2017-06-10 09:00 | 6 | 10 | 9 | 207.2404 | 20.93% | 2017-05-10 09:00 | 5 | 10 | 9 | 5 | 10 | 8 | 20.4775 | 20.6225 | 0 | 20.655 | 20.0825 | 0
[48 empty] | 2017-06-10 10:00 | 6 | 10 | 10 | 244.4048 | 24.69% | 2017-05-10 10:00 | 5 | 10 | 10 | 5 | 10 | 9 | 21.04 | 20.9 | 0 | 20.945 | 20.855 | 0
[48 empty] | 2017-06-10 11:00 | 6 | 10 | 11 | 264.1992 | 26.69% | 2017-05-10 11:00 | 5 | 10 | 11 | 5 | 10 | 10 | 20.5975 | 20.9775 | 0 | 21.0325 | 20.8025 | 0
[48 empty] | 2017-06-10 12:00 | 6 | 10 | 12 | 326.2809 | 32.96% | 2017-05-10 12:00 | 5 | 10 | 12 | 5 | 10 | 11 | 23.1875 | 25.515 | 0 | 25.605 | 24.01 | 0
[48 empty] | 2017-06-10 13:00 | 6 | 10 | 13 | 570.0988 | 57.59% | 2017-05-10 13:00 | 5 | 10 | 13 | 5 | 10 | 12 | -7.3625 | 26.9775 | 0 | 27.1125 | 24.1975 | 0
[48 empty] | 2017-06-10 14:00 | 6 | 10 | 14 | 405.3554 | 40.94% | 2017-05-10 14:00 | 5 | 10 | 14 | 5 | 10 | 13 | 23.77 | 23.4375 | 0 | 23.5325 | 24.9475 | 0
[48 empty] | 2017-06-10 15:00 | 6 | 10 | 15 | 620.3342 | 62.66% | 2017-05-10 15:00 | 5 | 10 | 15 | 5 | 10 | 14 | 26.265 | 22.1925 | 0 | 22.35 | 26.0025 | 0
[48 empty] | 2017-06-10 16:00 | 6 | 10 | 16 | 666.6297 | 67.34% | 2017-05-10 16:00 | 5 | 10 | 16 | 5 | 10 | 15 | 27.98 | 21.765 | 0 | 21.9475 | 27.8025 | 0
[48 empty] | 2017-06-10 17:00 | 6 | 10 | 17 | 582.4082 | 58.83% | 2017-05-10 17:00 | 5 | 10 | 17 | 5 | 10 | 16 | 26.875 | 21.065 | 0 | 21.2425 | 24.74 | 0
[48 empty] | 2017-06-10 18:00 | 6 | 10 | 18 | 90.88 | 9.18% | 2017-05-10 18:00 | 5 | 10 | 18 | 5 | 10 | 17 | 24.415 | 20.6 | 0 | 20.69 | 23.0325 | 0
[48 empty] | 2017-06-10 19:00 | 6 | 10 | 19 | 0 | 0% | 2017-05-10 19:00 | 5 | 10 | 19 | 5 | 10 | 18 | 22.105 | 20.745 | 0 | 20.805 | 21.1975 | 0
[48 empty] | 2017-06-10 20:00 | 6 | 10 | 20 | 0 | 0% | 2017-05-10 20:00 | 5 | 10 | 20 | 5 | 10 | 19 | 21.75 | 21.13 | 0 | 21.225 | 20.43 | 0
[48 empty] | 2017-06-10 21:00 | 6 | 10 | 21 | 0 | 0% | 2017-05-10 21:00 | 5 | 10 | 21 | 5 | 10 | 20 | 24.965 | 23.1575 | 0 | 23.295 | 23.1025 | 0
[48 empty] | 2017-06-10 22:00 | 6 | 10 | 22 | 0 | 0% | 2017-05-10 22:00 | 5 | 10 | 22 | 5 | 10 | 21 | 23.3525 | 23.0025 | 0 | 23.12 | 21.8575 | 0
[48 empty] | 2017-06-10 23:00 | 6 | 10 | 23 | 0 | 0% | 2017-05-10 23:00 | 5 | 10 | 23 | 5 | 10 | 22 | 23.3775 | 24.13 | 0 | 24.2375 | 22.13 | 0
[48 empty] | 2017-06-11 | 6 | 11 | 0 | 0 | 0% | 2017-05-11 | 5 | 11 | 0 | 5 | 10 | 23 | 20.93 | 21.2875 | 0 | 21.395 | 19.66 | 0
[48 empty] | 2017-06-11 01:00 | 6 | 11 | 1 | 0 | 0% | 2017-05-11 01:00 | 5 | 11 | 1 | 5 | 11 | 0 | 20.5125 | 20.805 | 0 | 20.865 | 19.795 | 0
[48 empty] | 2017-06-11 02:00 | 6 | 11 | 2 | 0 | 0% | 2017-05-11 02:00 | 5 | 11 | 2 | 5 | 11 | 1 | 19.6 | 19.6 | 0 | 19.6 | 19.6 | 0
[48 empty] | 2017-06-11 03:00 | 6 | 11 | 3 | 0 | 0% | 2017-05-11 03:00 | 5 | 11 | 3 | 5 | 11 | 2 | 20.0725 | 20.0725 | 0 | 20.0725 | 20.0725 | 0
[48 empty] | 2017-06-11 04:00 | 6 | 11 | 4 | 0 | 0% | 2017-05-11 04:00 | 5 | 11 | 4 | 5 | 11 | 3 | 20.1075 | 20.255 | 0 | 20.27 | 19.945 | 0
[48 empty] | 2017-06-11 05:00 | 6 | 11 | 5 | 117.3144 | 11.85% | 2017-05-11 05:00 | 5 | 11 | 5 | 5 | 11 | 4 | 20.1925 | 20.23 | 0 | 20.2325 | 20.1525 | 0
[48 empty] | 2017-06-11 06:00 | 6 | 11 | 6 | 556.3543 | 56.2% | 2017-05-11 06:00 | 5 | 11 | 6 | 5 | 11 | 5 | 21.365 | 21.2925 | 0 | 21.2925 | 21.3475 | 0
[48 empty] | 2017-06-11 07:00 | 6 | 11 | 7 | 868.0632 | 87.68% | 2017-05-11 07:00 | 5 | 11 | 7 | 5 | 11 | 6 | 27.205 | 21.5 | 0 | 21.5825 | 25.8775 | 0
[48 empty] | 2017-06-11 08:00 | 6 | 11 | 8 | 990.0001 | 100% | 2017-05-11 08:00 | 5 | 11 | 8 | 5 | 11 | 7 | 25 | 20.825 | 0 | 20.8875 | 24.0375 | 0
[48 empty] | 2017-06-11 09:00 | 6 | 11 | 9 | 990.0001 | 100% | 2017-05-11 09:00 | 5 | 11 | 9 | 5 | 11 | 8 | 25.3575 | 20.2075 | 0 | 20.2775 | 24.1325 | 0
[48 empty] | 2017-06-11 10:00 | 6 | 11 | 10 | 990.0001 | 100% | 2017-05-11 10:00 | 5 | 11 | 10 | 5 | 11 | 9 | 24.325 | 20.3675 | 0 | 20.465 | 25.585 | 0
[48 empty] | 2017-06-11 11:00 | 6 | 11 | 11 | 990.0001 | 100% | 2017-05-11 11:00 | 5 | 11 | 11 | 5 | 11 | 10 | 21.4075 | 20.535 | 0 | 20.5675 | 22.42 | 0
[48 empty] | 2017-06-11 12:00 | 6 | 11 | 12 | 990.0001 | 100% | 2017-05-11 12:00 | 5 | 11 | 12 | 5 | 11 | 11 | 22.73 | 20.4125 | 0 | 20.4575 | 23.27 | 0
[48 empty] | 2017-06-11 13:00 | 6 | 11 | 13 | 990.0001 | 100% | 2017-05-11 13:00 | 5 | 11 | 13 | 5 | 11 | 12 | 23.99 | 20.86 | 0 | 20.9175 | 24.19 | 0
[48 empty] | 2017-06-11 14:00 | 6 | 11 | 14 | 990.0001 | 100% | 2017-05-11 14:00 | 5 | 11 | 14 | 5 | 11 | 13 | 25.105 | 21.3425 | 0 | 21.405 | 24.7275 | 0
[48 empty] | 2017-06-11 15:00 | 6 | 11 | 15 | 955.0208 | 96.47% | 2017-05-11 15:00 | 5 | 11 | 15 | 5 | 11 | 14 | 30.74 | 21.4925 | 0 | 21.63 | 29.12 | 0
[48 empty] | 2017-06-11 16:00 | 6 | 11 | 16 | 808.2382 | 81.64% | 2017-05-11 16:00 | 5 | 11 | 16 | 5 | 11 | 15 | 181.0625 | 26.27 | 0 | 28.5075 | 148.3225 | 0
[48 empty] | 2017-06-11 17:00 | 6 | 11 | 17 | 526.1054 | 53.14% | 2017-05-11 17:00 | 5 | 11 | 17 | 5 | 11 | 16 | 29.6425 | 26.195 | 0 | 26.345 | 32.6175 | 0
[48 empty] | 2017-06-11 18:00 | 6 | 11 | 18 | 68.5731 | 6.927% | 2017-05-11 18:00 | 5 | 11 | 18 | 5 | 11 | 17 | 27.9575 | 25.9975 | 0 | 26.0675 | 29.135 | 0
[48 empty] | 2017-06-11 19:00 | 6 | 11 | 19 | 0 | 0% | 2017-05-11 19:00 | 5 | 11 | 19 | 5 | 11 | 18 | 25.4425 | 21.9575 | 0 | 22.6125 | 24.495 | 0
[48 empty] | 2017-06-11 20:00 | 6 | 11 | 20 | 0 | 0% | 2017-05-11 20:00 | 5 | 11 | 20 | 5 | 11 | 19 | 25.52 | 21.2125 | 0 | 21.45 | 24.425 | 0
[48 empty] | 2017-06-11 21:00 | 6 | 11 | 21 | 0 | 0% | 2017-05-11 21:00 | 5 | 11 | 21 | 5 | 11 | 20 | 25.8325 | 20.8625 | 0 | 21.0325 | 24.6225 | 0
[48 empty] | 2017-06-11 22:00 | 6 | 11 | 22 | 0 | 0% | 2017-05-11 22:00 | 5 | 11 | 22 | 5 | 11 | 21 | 26.2075 | 21.91 | 0 | 21.9825 | 25.1725 | 0
[48 empty] | 2017-06-11 23:00 | 6 | 11 | 23 | 0 | 0% | 2017-05-11 23:00 | 5 | 11 | 23 | 5 | 11 | 22 | 24.6025 | 21.2625 | 0 | 21.33 | 23.6225 | 0
[48 empty] | 2017-06-12 | 6 | 12 | 0 | 0 | 0% | 2017-05-12 | 5 | 12 | 0 | 5 | 11 | 23 | 23.9325 | 20.1125 | 0 | 20.2 | 22.61 | 0
[48 empty] | 2017-06-12 01:00 | 6 | 12 | 1 | 0 | 0% | 2017-05-12 01:00 | 5 | 12 | 1 | 5 | 12 | 0 | 20.1625 | 19.2425 | 0 | 19.3 | 19.39 | 0
[48 empty] | 2017-06-12 02:00 | 6 | 12 | 2 | 0 | 0% | 2017-05-12 02:00 | 5 | 12 | 2 | 5 | 12 | 1 | 19.4 | 18.565 | 0 | 18.585 | 19.13 | 0
[48 empty] | 2017-06-12 03:00 | 6 | 12 | 3 | 0 | 0% | 2017-05-12 03:00 | 5 | 12 | 3 | 5 | 12 | 2 | 19.0675 | 18.1 | 0 | 18.1125 | 18.7875 | 0
[48 empty] | 2017-06-12 04:00 | 6 | 12 | 4 | 0 | 0% | 2017-05-12 04:00 | 5 | 12 | 4 | 5 | 12 | 3 | 18.5675 | 17.5925 | 0 | 17.6225 | 18.1025 | 0
[48 empty] | 2017-06-12 05:00 | 6 | 12 | 5 | 192.2421 | 19.42% | 2017-05-12 05:00 | 5 | 12 | 5 | 5 | 12 | 4 | 18.4325 | 17.37 | 0 | 17.43 | 17.61 | 0
[48 empty] | 2017-06-12 06:00 | 6 | 12 | 6 | 692.0763 | 69.91% | 2017-05-12 06:00 | 5 | 12 | 6 | 5 | 12 | 5 | 18.7375 | 17.3575 | 0 | 17.405 | 18.005 | 0
[48 empty] | 2017-06-12 07:00 | 6 | 12 | 7 | 496.8654 | 50.19% | 2017-05-12 07:00 | 5 | 12 | 7 | 5 | 12 | 6 | 19.735 | 18.1025 | 0 | 18.145 | 19.19 | 0
[48 empty] | 2017-06-12 08:00 | 6 | 12 | 8 | 929.2331 | 93.86% | 2017-05-12 08:00 | 5 | 12 | 8 | 5 | 12 | 7 | 20.27 | 19.32 | 0 | 19.385 | 19.4875 | 0
[48 empty] | 2017-06-12 09:00 | 6 | 12 | 9 | 990.0001 | 100% | 2017-05-12 09:00 | 5 | 12 | 9 | 5 | 12 | 8 | 20.4825 | 19.1725 | 0 | 19.23 | 19.7925 | 0
[48 empty] | 2017-06-12 10:00 | 6 | 12 | 10 | 990.0001 | 100% | 2017-05-12 10:00 | 5 | 12 | 10 | 5 | 12 | 9 | 20.565 | 18.8625 | 0 | 18.9475 | 19.485 | 0
[48 empty] | 2017-06-12 11:00 | 6 | 12 | 11 | 990.0001 | 100% | 2017-05-12 11:00 | 5 | 12 | 11 | 5 | 12 | 10 | 22.8175 | 19.46 | 0 | 19.5975 | 20.91 | 0
[48 empty] | 2017-06-12 12:00 | 6 | 12 | 12 | 896.3927 | 90.54% | 2017-05-12 12:00 | 5 | 12 | 12 | 5 | 12 | 11 | 22.8575 | 20.435 | 0 | 20.555 | 21.2725 | 0
[48 empty] | 2017-06-12 13:00 | 6 | 12 | 13 | 990.0001 | 100% | 2017-05-12 13:00 | 5 | 12 | 13 | 5 | 12 | 12 | 24.5775 | 21.16 | 0 | 21.305 | 22.505 | 0
[48 empty] | 2017-06-12 14:00 | 6 | 12 | 14 | 990.0001 | 100% | 2017-05-12 14:00 | 5 | 12 | 14 | 5 | 12 | 13 | 25.65 | 21.535 | 0 | 21.6625 | 23.83 | 0
[48 empty] | 2017-06-12 15:00 | 6 | 12 | 15 | 961.209 | 97.09% | 2017-05-12 15:00 | 5 | 12 | 15 | 5 | 12 | 14 | 26.9725 | 21.9 | 0 | 22.0075 | 25.1725 | 0
[48 empty] | 2017-06-12 16:00 | 6 | 12 | 16 | 828.4889 | 83.69% | 2017-05-12 16:00 | 5 | 12 | 16 | 5 | 12 | 15 | 31.6075 | 23.5775 | 0 | 23.7275 | 28.9525 | 0
[48 empty] | 2017-06-12 17:00 | 6 | 12 | 17 | 573.9469 | 57.97% | 2017-05-12 17:00 | 5 | 12 | 17 | 5 | 12 | 16 | 33.32 | 26.9825 | 0 | 27.12 | 31.105 | 0
[48 empty] | 2017-06-12 18:00 | 6 | 12 | 18 | 90.0022 | 9.091% | 2017-05-12 18:00 | 5 | 12 | 18 | 5 | 12 | 17 | 31.605 | 28.005 | 0 | 28.0675 | 30.6425 | 0
[48 empty] | 2017-06-12 19:00 | 6 | 12 | 19 | 0 | 0% | 2017-05-12 19:00 | 5 | 12 | 19 | 5 | 12 | 18 | 31.6325 | 31.315 | 0 | 31.32 | 31.555 | 0
[48 empty] | 2017-06-12 20:00 | 6 | 12 | 20 | 0 | 0% | 2017-05-12 20:00 | 5 | 12 | 20 | 5 | 12 | 19 | 31.795 | 31.79 | 0 | 31.79 | 31.7925 | 0
[48 empty] | 2017-06-12 21:00 | 6 | 12 | 21 | 0 | 0% | 2017-05-12 21:00 | 5 | 12 | 21 | 5 | 12 | 20 | 31.37 | 31.3625 | 0 | 31.3625 | 31.365 | 0
[48 empty] | 2017-06-12 22:00 | 6 | 12 | 22 | 0 | 0% | 2017-05-12 22:00 | 5 | 12 | 22 | 5 | 12 | 21 | 28.145 | 28.1375 | 0 | 28.1375 | 28.1425 | 0
[48 empty] | 2017-06-12 23:00 | 6 | 12 | 23 | 0 | 0% | 2017-05-12 23:00 | 5 | 12 | 23 | 5 | 12 | 22 | 25.835 | 24.83 | 0 | 24.8225 | 25.7325 | 0
[48 empty] | 2017-06-13 | 6 | 13 | 0 | 0 | 0% | 2017-05-13 | 5 | 13 | 0 | 5 | 12 | 23 | 22.9275 | 22.925 | 0 | 22.925 | 22.9275 | 0
[48 empty] | 2017-06-13 01:00 | 6 | 13 | 1 | 0 | 0% | 2017-05-13 01:00 | 5 | 13 | 1 | 5 | 13 | 0 | 21.72 | 21.72 | 0 | 21.72 | 21.72 | 0
[48 empty] | 2017-06-13 02:00 | 6 | 13 | 2 | 0 | 0% | 2017-05-13 02:00 | 5 | 13 | 2 | 5 | 13 | 1 | 20.3825 | 20.3825 | 0 | 20.3825 | 20.3825 | 0
[48 empty] | 2017-06-13 03:00 | 6 | 13 | 3 | 0 | 0% | 2017-05-13 03:00 | 5 | 13 | 3 | 5 | 13 | 2 | 19.08 | 19.08 | 0 | 19.08 | 19.08 | 0
[48 empty] | 2017-06-13 04:00 | 6 | 13 | 4 | 0 | 0% | 2017-05-13 04:00 | 5 | 13 | 4 | 5 | 13 | 3 | 18.715 | 18.715 | 0 | 18.715 | 18.715 | 0
[48 empty] | 2017-06-13 05:00 | 6 | 13 | 5 | 255.5764 | 25.82% | 2017-05-13 05:00 | 5 | 13 | 5 | 5 | 13 | 4 | 18.4725 | 18.4725 | 0 | 18.4725 | 18.4725 | 0
[48 empty] | 2017-06-13 06:00 | 6 | 13 | 6 | 692.7982 | 69.98% | 2017-05-13 06:00 | 5 | 13 | 6 | 5 | 13 | 5 | 18.36 | 18.36 | 0 | 18.36 | 18.36 | 0
[48 empty] | 2017-06-13 07:00 | 6 | 13 | 7 | 747.7396 | 75.53% | 2017-05-13 07:00 | 5 | 13 | 7 | 5 | 13 | 6 | 18.1125 | 18.1125 | 0 | 18.1125 | 18.1125 | 0
[48 empty] | 2017-06-13 08:00 | 6 | 13 | 8 | 899.3352 | 90.84% | 2017-05-13 08:00 | 5 | 13 | 8 | 5 | 13 | 7 | 18.6575 | 18.6575 | 0 | 18.6575 | 18.6575 | 0
[48 empty] | 2017-06-13 09:00 | 6 | 13 | 9 | 990.0001 | 100% | 2017-05-13 09:00 | 5 | 13 | 9 | 5 | 13 | 8 | 20.9 | 20.9 | 0 | 20.9 | 20.9 | 0
[48 empty] | 2017-06-13 10:00 | 6 | 13 | 10 | 990.0001 | 100% | 2017-05-13 10:00 | 5 | 13 | 10 | 5 | 13 | 9 | 20.6525 | 21.13 | 0 | 21.14 | 20.7225 | 0
[48 empty] | 2017-06-13 11:00 | 6 | 13 | 11 | 990.0001 | 100% | 2017-05-13 11:00 | 5 | 13 | 11 | 5 | 13 | 10 | 21.0225 | 21.53 | 0 | 21.5425 | 21.1 | 0
[48 empty] | 2017-06-13 12:00 | 6 | 13 | 12 | 990.0001 | 100% | 2017-05-13 12:00 | 5 | 13 | 12 | 5 | 13 | 11 | 25.7925 | 26.1725 | 0 | 26.1825 | 25.8525 | 0
[48 empty] | 2017-06-13 13:00 | 6 | 13 | 13 | 990.0001 | 100% | 2017-05-13 13:00 | 5 | 13 | 13 | 5 | 13 | 12 | 29.03 | 29.225 | 0 | 29.2325 | 29.055 | 0
[48 empty] | 2017-06-13 14:00 | 6 | 13 | 14 | 990.0001 | 100% | 2017-05-13 14:00 | 5 | 13 | 14 | 5 | 13 | 13 | 33.14 | 33.2625 | 0 | 33.2625 | 33.2625 | 0
[48 empty] | 2017-06-13 15:00 | 6 | 13 | 15 | 936.6357 | 94.61% | 2017-05-13 15:00 | 5 | 13 | 15 | 5 | 13 | 14 | 31.855 | 31.9575 | 0 | 31.9575 | 31.9575 | 0
[48 empty] | 2017-06-13 16:00 | 6 | 13 | 16 | 849.0347 | 85.76% | 2017-05-13 16:00 | 5 | 13 | 16 | 5 | 13 | 15 | 34.685 | 34.77 | 0 | 34.77 | 34.76 | 0
[48 empty] | 2017-06-13 17:00 | 6 | 13 | 17 | 642.1749 | 64.87% | 2017-05-13 17:00 | 5 | 13 | 17 | 5 | 13 | 16 | 42.0275 | 42.325 | 0 | 42.325 | 42.315 | 0
[48 empty] | 2017-06-13 18:00 | 6 | 13 | 18 | 121.796 | 12.3% | 2017-05-13 18:00 | 5 | 13 | 18 | 5 | 13 | 17 | 35.3825 | 35.59 | 0 | 35.59 | 35.5825 | 0
[48 empty] | 2017-06-13 19:00 | 6 | 13 | 19 | 0 | 0% | 2017-05-13 19:00 | 5 | 13 | 19 | 5 | 13 | 18 | 32.4575 | 32.4575 | 0 | 32.4575 | 32.455 | 0
[48 empty] | 2017-06-13 20:00 | 6 | 13 | 20 | 0 | 0% | 2017-05-13 20:00 | 5 | 13 | 20 | 5 | 13 | 19 | 25.8975 | 26.135 | 0 | 26.135 | 26.145 | 0
[48 empty] | 2017-06-13 21:00 | 6 | 13 | 21 | 0 | 0% | 2017-05-13 21:00 | 5 | 13 | 21 | 5 | 13 | 20 | 22.9075 | 22.91 | 0 | 22.91 | 22.91 | 0
[48 empty] | 2017-06-13 22:00 | 6 | 13 | 22 | 0 | 0% | 2017-05-13 22:00 | 5 | 13 | 22 | 5 | 13 | 21 | 21.6975 | 21.5775 | 0 | 21.575 | 21.6525 | 0
[48 empty] | 2017-06-13 23:00 | 6 | 13 | 23 | 0 | 0% | 2017-05-13 23:00 | 5 | 13 | 23 | 5 | 13 | 22 | 21.9875 | 20.9125 | 0 | 20.89 | 21.5975 | 0
[48 empty] | 2017-06-14 | 6 | 14 | 0 | 0 | 0% | 2017-05-14 | 5 | 14 | 0 | 5 | 13 | 23 | 19.4425 | 19.05 | 0 | 19.06 | 19.0625 | 0
[48 empty] | 2017-06-14 01:00 | 6 | 14 | 1 | 0 | 0% | 2017-05-14 01:00 | 5 | 14 | 1 | 5 | 14 | 0 | 16.245 | 16.9325 | 0 | 16.15 | 15.8025 | 0
[48 empty] | 2017-06-14 02:00 | 6 | 14 | 2 | 0 | 0% | 2017-05-14 02:00 | 5 | 14 | 2 | 5 | 14 | 1 | 13.22 | 10.49 | 0 | 9.8775 | 12.575 | 0
[48 empty] | 2017-06-14 03:00 | 6 | 14 | 3 | 0 | 0% | 2017-05-14 03:00 | 5 | 14 | 3 | 5 | 14 | 2 | 7.465 | 3.0725 | 0 | 2.93 | 5.8925 | 0
[48 empty] | 2017-06-14 04:00 | 6 | 14 | 4 | 0 | 0% | 2017-05-14 04:00 | 5 | 14 | 4 | 5 | 14 | 3 | 1.68 | 1.13 | 0 | 1.095 | 1.4275 | 0
[48 empty] | 2017-06-14 05:00 | 6 | 14 | 5 | 169.9702 | 17.17% | 2017-05-14 05:00 | 5 | 14 | 5 | 5 | 14 | 4 | -0.25 | -0.2525 | 0 | -0.2525 | -0.25 | 0
[48 empty] | 2017-06-14 06:00 | 6 | 14 | 6 | 647.1245 | 65.37% | 2017-05-14 06:00 | 5 | 14 | 6 | 5 | 14 | 5 | -0.38 | -0.38 | 0 | -0.38 | -0.38 | 0
[48 empty] | 2017-06-14 07:00 | 6 | 14 | 7 | 883.8766 | 89.28% | 2017-05-14 07:00 | 5 | 14 | 7 | 5 | 14 | 6 | -0.22 | -0.22 | 0 | -0.22 | -0.22 | 0
[48 empty] | 2017-06-14 08:00 | 6 | 14 | 8 | 990.0001 | 100% | 2017-05-14 08:00 | 5 | 14 | 8 | 5 | 14 | 7 | 14.1625 | 14.1625 | 0 | 14.1625 | 14.1625 | 0
[48 empty] | 2017-06-14 09:00 | 6 | 14 | 9 | 990.0001 | 100% | 2017-05-14 09:00 | 5 | 14 | 9 | 5 | 14 | 8 | 20.205 | 20.27 | 0 | 20.27 | 20.215 | 0
[48 empty] | 2017-06-14 10:00 | 6 | 14 | 10 | 990.0001 | 100% | 2017-05-14 10:00 | 5 | 14 | 10 | 5 | 14 | 9 | 19.22 | 19.4025 | 0 | 19.4025 | 19.2475 | 0
[48 empty] | 2017-06-14 11:00 | 6 | 14 | 11 | 990.0001 | 100% | 2017-05-14 11:00 | 5 | 14 | 11 | 5 | 14 | 10 | 20.5225 | 20.7175 | 0 | 20.73 | 20.4175 | 0
[48 empty] | 2017-06-14 12:00 | 6 | 14 | 12 | 990.0001 | 100% | 2017-05-14 12:00 | 5 | 14 | 12 | 5 | 14 | 11 | 21.7375 | 21.7475 | 0 | 21.7475 | 21.74 | 0
[48 empty] | 2017-06-14 13:00 | 6 | 14 | 13 | 990.0001 | 100% | 2017-05-14 13:00 | 5 | 14 | 13 | 5 | 14 | 12 | 27.9825 | 28.0875 | 0 | 28.0925 | 28 | 0
[48 empty] | 2017-06-14 14:00 | 6 | 14 | 14 | 990.0001 | 100% | 2017-05-14 14:00 | 5 | 14 | 14 | 5 | 14 | 13 | 40.2025 | 40.54 | 0 | 40.55 | 40.2575 | 0
[48 empty] | 2017-06-14 15:00 | 6 | 14 | 15 | 990.0001 | 100% | 2017-05-14 15:00 | 5 | 14 | 15 | 5 | 14 | 14 | 38.0625 | 38.3325 | 0 | 38.3425 | 38.11 | 0
[48 empty] | 2017-06-14 16:00 | 6 | 14 | 16 | 819.7301 | 82.8% | 2017-05-14 16:00 | 5 | 14 | 16 | 5 | 14 | 15 | 42.6075 | 42.74 | 0 | 42.7425 | 42.6325 | 0
[48 empty] | 2017-06-14 17:00 | 6 | 14 | 17 | 571.226 | 57.7% | 2017-05-14 17:00 | 5 | 14 | 17 | 5 | 14 | 16 | 38.67 | 38.67 | 0 | 38.67 | 38.67 | 0
[48 empty] | 2017-06-14 18:00 | 6 | 14 | 18 | 77.5698 | 7.835% | 2017-05-14 18:00 | 5 | 14 | 18 | 5 | 14 | 17 | 33.99 | 33.99 | 0 | 33.99 | 33.99 | 0
[48 empty] | 2017-06-14 19:00 | 6 | 14 | 19 | 0 | 0% | 2017-05-14 19:00 | 5 | 14 | 19 | 5 | 14 | 18 | 29.9125 | 29.9075 | 0 | 29.9075 | 29.91 | 0
[48 empty] | 2017-06-14 20:00 | 6 | 14 | 20 | 0 | 0% | 2017-05-14 20:00 | 5 | 14 | 20 | 5 | 14 | 19 | 27.45 | 27.505 | 0 | 27.5075 | 27.51 | 0
[48 empty] | 2017-06-14 21:00 | 6 | 14 | 21 | 0 | 0% | 2017-05-14 21:00 | 5 | 14 | 21 | 5 | 14 | 20 | 22.06 | 22.06 | 0 | 22.0625 | 22.06 | 0
[48 empty] | 2017-06-14 22:00 | 6 | 14 | 22 | 0 | 0% | 2017-05-14 22:00 | 5 | 14 | 22 | 5 | 14 | 21 | 21.875 | 21.855 | 0 | 21.8625 | 21.875 | 0
[48 empty] | 2017-06-14 23:00 | 6 | 14 | 23 | 0 | 0% | 2017-05-14 23:00 | 5 | 14 | 23 | 5 | 14 | 22 | 21.845 | 21.81 | 0 | 21.8125 | 21.835 | 0
[48 empty] | 2017-06-15 | 6 | 15 | 0 | 0 | 0% | 2017-05-15 | 5 | 15 | 0 | 5 | 14 | 23 | 20.67 | 20.9 | 0 | 20.925 | 20.4025 | 0
[48 empty] | 2017-06-15 01:00 | 6 | 15 | 1 | 0 | 0% | 2017-05-15 01:00 | 5 | 15 | 1 | 5 | 15 | 0 | 19.72 | 20.1475 | 0 | 20.19 | 19.215 | 0
[48 empty] | 2017-06-15 02:00 | 6 | 15 | 2 | 0 | 0% | 2017-05-15 02:00 | 5 | 15 | 2 | 5 | 15 | 1 | 18.475 | 18.7875 | 0 | 18.82 | 18.1 | 0
[48 empty] | 2017-06-15 03:00 | 6 | 15 | 3 | 0 | 0% | 2017-05-15 03:00 | 5 | 15 | 3 | 5 | 15 | 2 | 17.595 | 17.9525 | 0 | 17.99 | 17.1725 | 0
[48 empty] | 2017-06-15 04:00 | 6 | 15 | 4 | 0 | 0% | 2017-05-15 04:00 | 5 | 15 | 4 | 5 | 15 | 3 | 17.07 | 17.4475 | 0 | 17.4875 | 16.6125 | 0
[48 empty] | 2017-06-15 05:00 | 6 | 15 | 5 | 233.9738 | 23.63% | 2017-05-15 05:00 | 5 | 15 | 5 | 5 | 15 | 4 | 16.4875 | 16.86 | 0 | 16.9 | 16.05 | 0
[48 empty] | 2017-06-15 06:00 | 6 | 15 | 6 | 131.8359 | 13.32% | 2017-05-15 06:00 | 5 | 15 | 6 | 5 | 15 | 5 | 18.045 | 18.4425 | 0 | 18.4825 | 17.575 | 0
[48 empty] | 2017-06-15 07:00 | 6 | 15 | 7 | 947.1545 | 95.67% | 2017-05-15 07:00 | 5 | 15 | 7 | 5 | 15 | 6 | 19.6625 | 20.0925 | 0 | 20.1325 | 19.1675 | 0
[48 empty] | 2017-06-15 08:00 | 6 | 15 | 8 | 990.0001 | 100% | 2017-05-15 08:00 | 5 | 15 | 8 | 5 | 15 | 7 | 19.9625 | 20.395 | 0 | 20.4375 | 19.46 | 0
[48 empty] | 2017-06-15 09:00 | 6 | 15 | 9 | 990.0001 | 100% | 2017-05-15 09:00 | 5 | 15 | 9 | 5 | 15 | 8 | 20.8125 | 21.1375 | 0 | 21.17 | 20.44 | 0
[48 empty] | 2017-06-15 10:00 | 6 | 15 | 10 | 990.0001 | 100% | 2017-05-15 10:00 | 5 | 15 | 10 | 5 | 15 | 9 | 18.995 | 24.065 | 0 | 24.6475 | 17.7075 | 0
[48 empty] | 2017-06-15 11:00 | 6 | 15 | 11 | 990.0001 | 100% | 2017-05-15 11:00 | 5 | 15 | 11 | 5 | 15 | 10 | 20.27 | 21.305 | 0 | 21.6325 | 19.165 | 0
[48 empty] | 2017-06-15 12:00 | 6 | 15 | 12 | 990.0001 | 100% | 2017-05-15 12:00 | 5 | 15 | 12 | 5 | 15 | 11 | 25.43 | 25.8575 | 0 | 26.1 | 24.4925 | 0
[48 empty] | 2017-06-15 13:00 | 6 | 15 | 13 | 990.0001 | 100% | 2017-05-15 13:00 | 5 | 15 | 13 | 5 | 15 | 12 | 22.9875 | 28.695 | 0 | 34.8925 | 21.215 | 0
[48 empty] | 2017-06-15 14:00 | 6 | 15 | 14 | 990.0001 | 100% | 2017-05-15 14:00 | 5 | 15 | 14 | 5 | 15 | 13 | 23.7725 | 35.265 | 0 | 37.4325 | 21.6925 | 0
[48 empty] | 2017-06-15 15:00 | 6 | 15 | 15 | 983.6381 | 99.36% | 2017-05-15 15:00 | 5 | 15 | 15 | 5 | 15 | 14 | 25.87 | 33.7775 | 0 | 34.9975 | 23.7575 | 0
[48 empty] | 2017-06-15 16:00 | 6 | 15 | 16 | 877.3595 | 88.62% | 2017-05-15 16:00 | 5 | 15 | 16 | 5 | 15 | 15 | 29.28 | 29.65 | 0 | 45.4025 | 28.0475 | 0
[48 empty] | 2017-06-15 17:00 | 6 | 15 | 17 | 660.0258 | 66.67% | 2017-05-15 17:00 | 5 | 15 | 17 | 5 | 15 | 16 | 31.68 | 42.01 | 0 | 64.7575 | 31.6725 | 0
[48 empty] | 2017-06-15 18:00 | 6 | 15 | 18 | 116.265 | 11.74% | 2017-05-15 18:00 | 5 | 15 | 18 | 5 | 15 | 17 | 27.775 | 40.84 | 0 | 63.12 | 29.2975 | 0
[48 empty] | 2017-06-15 19:00 | 6 | 15 | 19 | 0 | 0% | 2017-05-15 19:00 | 5 | 15 | 19 | 5 | 15 | 18 | 21.7325 | 22.4725 | 0 | 35.05 | 20.4875 | 0
[48 empty] | 2017-06-15 20:00 | 6 | 15 | 20 | 0 | 0% | 2017-05-15 20:00 | 5 | 15 | 20 | 5 | 15 | 19 | 20.525 | 19.1625 | 0 | 28.9525 | 19.0075 | 0
[48 empty] | 2017-06-15 21:00 | 6 | 15 | 21 | 0 | 0% | 2017-05-15 21:00 | 5 | 15 | 21 | 5 | 15 | 20 | 21.3 | 20.42 | 0 | 31.1625 | 19.62 | 0
[48 empty] | 2017-06-15 22:00 | 6 | 15 | 22 | 0 | 0% | 2017-05-15 22:00 | 5 | 15 | 22 | 5 | 15 | 21 | 22.46 | 23.4175 | 0 | 34.64 | 20.94 | 0
[48 empty] | 2017-06-15 23:00 | 6 | 15 | 23 | 0 | 0% | 2017-05-15 23:00 | 5 | 15 | 23 | 5 | 15 | 22 | 17.9825 | 18.91 | 0 | 27.635 | 16.85 | 0
[48 empty] | 2017-06-16 | 6 | 16 | 0 | 0 | 0% | 2017-05-16 | 5 | 16 | 0 | 5 | 15 | 23 | 15.2725 | 16.8925 | 0 | 26.315 | 14.2025 | 0
[48 empty] | 2017-06-16 01:00 | 6 | 16 | 1 | 0 | 0% | 2017-05-16 01:00 | 5 | 16 | 1 | 5 | 16 | 0 | 14.7 | 16.3475 | 0 | 24.455 | 13.8225 | 0
[48 empty] | 2017-06-16 02:00 | 6 | 16 | 2 | 0 | 0% | 2017-05-16 02:00 | 5 | 16 | 2 | 5 | 16 | 1 | 10.785 | 10.645 | 0 | 14.615 | 10.0325 | 0
[48 empty] | 2017-06-16 03:00 | 6 | 16 | 3 | 0 | 0% | 2017-05-16 03:00 | 5 | 16 | 3 | 5 | 16 | 2 | 7.325 | 6.025 | 0 | 5.8175 | 6.645 | 0
[48 empty] | 2017-06-16 04:00 | 6 | 16 | 4 | 0 | 0% | 2017-05-16 04:00 | 5 | 16 | 4 | 5 | 16 | 3 | 6.4575 | 3.915 | 0 | 3.8525 | 5.665 | 0
[48 empty] | 2017-06-16 05:00 | 6 | 16 | 5 | 206.7263 | 20.88% | 2017-05-16 05:00 | 5 | 16 | 5 | 5 | 16 | 4 | 12.3075 | 10.255 | 0 | 10.0825 | 11.35 | 0
[48 empty] | 2017-06-16 06:00 | 6 | 16 | 6 | 665.4857 | 67.22% | 2017-05-16 06:00 | 5 | 16 | 6 | 5 | 16 | 5 | 18.3125 | 18.26 | 0 | 18.2625 | 18.3 | 0
[48 empty] | 2017-06-16 07:00 | 6 | 16 | 7 | 818.5335 | 82.68% | 2017-05-16 07:00 | 5 | 16 | 7 | 5 | 16 | 6 | 21.4125 | 21.4125 | 0 | 21.4125 | 21.4125 | 0
[48 empty] | 2017-06-16 08:00 | 6 | 16 | 8 | 677.5216 | 68.44% | 2017-05-16 08:00 | 5 | 16 | 8 | 5 | 16 | 7 | 20.8825 | 20.8725 | 0 | 20.875 | 20.88 | 0
[48 empty] | 2017-06-16 09:00 | 6 | 16 | 9 | 555.0823 | 56.07% | 2017-05-16 09:00 | 5 | 16 | 9 | 5 | 16 | 8 | 20.9675 | 21.3425 | 0 | 21.3825 | 20.6125 | 0
[48 empty] | 2017-06-16 10:00 | 6 | 16 | 10 | 990.0001 | 100% | 2017-05-16 10:00 | 5 | 16 | 10 | 5 | 16 | 9 | 21.3925 | 22.545 | 0 | 22.6 | 21.1225 | 0
[48 empty] | 2017-06-16 11:00 | 6 | 16 | 11 | 686.9278 | 69.39% | 2017-05-16 11:00 | 5 | 16 | 11 | 5 | 16 | 10 | 20.16 | 20.465 | 0 | 20.515 | 19.5225 | 0
[48 empty] | 2017-06-16 12:00 | 6 | 16 | 12 | 561.2862 | 56.7% | 2017-05-16 12:00 | 5 | 16 | 12 | 5 | 16 | 11 | 20.2725 | 19.55 | 0 | 19.6775 | 18.7675 | 0
[48 empty] | 2017-06-16 13:00 | 6 | 16 | 13 | 898.5259 | 90.76% | 2017-05-16 13:00 | 5 | 16 | 13 | 5 | 16 | 12 | 18.225 | 18.7775 | 0 | 24.8975 | 16.7525 | 0
[48 empty] | 2017-06-16 14:00 | 6 | 16 | 14 | 241.0443 | 24.35% | 2017-05-16 14:00 | 5 | 16 | 14 | 5 | 16 | 13 | 21.3775 | 19.105 | 0 | 22.37 | 19.665 | 0
[48 empty] | 2017-06-16 15:00 | 6 | 16 | 15 | 234.956 | 23.73% | 2017-05-16 15:00 | 5 | 16 | 15 | 5 | 16 | 14 | 21.2625 | 19.2875 | 0 | 22.565 | 20.0475 | 0
[48 empty] | 2017-06-16 16:00 | 6 | 16 | 16 | 229.587 | 23.19% | 2017-05-16 16:00 | 5 | 16 | 16 | 5 | 16 | 15 | 21.94 | 19.0475 | 0 | 22.21 | 20.6525 | 0
[48 empty] | 2017-06-16 17:00 | 6 | 16 | 17 | 459.6906 | 46.43% | 2017-05-16 17:00 | 5 | 16 | 17 | 5 | 16 | 16 | 22.5675 | 19.4 | 0 | 22.2625 | 21.25 | 0
[48 empty] | 2017-06-16 18:00 | 6 | 16 | 18 | 63.0984 | 6.374% | 2017-05-16 18:00 | 5 | 16 | 18 | 5 | 16 | 17 | 22.2025 | 19.0225 | 0 | 22.1425 | 20.9875 | 0
[48 empty] | 2017-06-16 19:00 | 6 | 16 | 19 | 0 | 0% | 2017-05-16 19:00 | 5 | 16 | 19 | 5 | 16 | 18 | 21.17 | 18.6625 | 0 | 22.3075 | 19.9125 | 0
[48 empty] | 2017-06-16 20:00 | 6 | 16 | 20 | 0 | 0% | 2017-05-16 20:00 | 5 | 16 | 20 | 5 | 16 | 19 | 20.185 | 18.7 | 0 | 22.25 | 19.2475 | 0
[48 empty] | 2017-06-16 21:00 | 6 | 16 | 21 | 0 | 0% | 2017-05-16 21:00 | 5 | 16 | 21 | 5 | 16 | 20 | 22.6625 | 21.8675 | 0 | 39.885 | 21.33 | 0
[48 empty] | 2017-06-16 22:00 | 6 | 16 | 22 | 0 | 0% | 2017-05-16 22:00 | 5 | 16 | 22 | 5 | 16 | 21 | 19.8825 | 22.3525 | 0 | 35.295 | 18.4275 | 0
[48 empty] | 2017-06-16 23:00 | 6 | 16 | 23 | 0 | 0% | 2017-05-16 23:00 | 5 | 16 | 23 | 5 | 16 | 22 | 19.8575 | 18.8075 | 0 | 21.255 | 18.9 | 0
[48 empty] | 2017-06-17 | 6 | 17 | 0 | 0 | 0% | 2017-05-17 | 5 | 17 | 0 | 5 | 16 | 23 | 19.2975 | 19 | 0 | 19.1075 | 18.1575 | 0
[48 empty] | 2017-06-17 01:00 | 6 | 17 | 1 | 0 | 0% | 2017-05-17 01:00 | 5 | 17 | 1 | 5 | 17 | 0 | 17.4175 | 18.69 | 0 | 18.79 | 16.755 | 0
[48 empty] | 2017-06-17 02:00 | 6 | 17 | 2 | 0 | 0% | 2017-05-17 02:00 | 5 | 17 | 2 | 5 | 17 | 1 | 14.415 | 17.1975 | 0 | 17.275 | 13.91 | 0
[48 empty] | 2017-06-17 03:00 | 6 | 17 | 3 | 0 | 0% | 2017-05-17 03:00 | 5 | 17 | 3 | 5 | 17 | 2 | 13.4025 | 15.7225 | 0 | 15.7475 | 13.395 | 0
[48 empty] | 2017-06-17 04:00 | 6 | 17 | 4 | 0 | 0% | 2017-05-17 04:00 | 5 | 17 | 4 | 5 | 17 | 3 | 14.2975 | 15.9 | 0 | 15.88 | 14.515 | 0
[48 empty] | 2017-06-17 05:00 | 6 | 17 | 5 | 257.6613 | 26.03% | 2017-05-17 05:00 | 5 | 17 | 5 | 5 | 17 | 4 | 14.5825 | 14.85 | 0 | 14.8425 | 14.4325 | 0
[48 empty] | 2017-06-17 06:00 | 6 | 17 | 6 | 777.6444 | 78.55% | 2017-05-17 06:00 | 5 | 17 | 6 | 5 | 17 | 5 | 16.285 | 14.9575 | 0 | 14.9725 | 15.7775 | 0
[48 empty] | 2017-06-17 07:00 | 6 | 17 | 7 | 941.1449 | 95.07% | 2017-05-17 07:00 | 5 | 17 | 7 | 5 | 17 | 6 | 18.3175 | 15.0525 | 0 | 14.6975 | 16.925 | 0
[48 empty] | 2017-06-17 08:00 | 6 | 17 | 8 | 990.0001 | 100% | 2017-05-17 08:00 | 5 | 17 | 8 | 5 | 17 | 7 | 18.5975 | 15.405 | 0 | 15.3825 | 17.7375 | 0
[48 empty] | 2017-06-17 09:00 | 6 | 17 | 9 | 990.0001 | 100% | 2017-05-17 09:00 | 5 | 17 | 9 | 5 | 17 | 8 | 21.01 | 17.2125 | 0 | 17.285 | 20.1 | 0
[48 empty] | 2017-06-17 10:00 | 6 | 17 | 10 | 990.0001 | 100% | 2017-05-17 10:00 | 5 | 17 | 10 | 5 | 17 | 9 | 27.87 | 18.8825 | 0 | 19.015 | 24.6075 | 0
[48 empty] | 2017-06-17 11:00 | 6 | 17 | 11 | 976.346 | 98.62% | 2017-05-17 11:00 | 5 | 17 | 11 | 5 | 17 | 10 | 30.685 | 20.3625 | 0 | 20.5075 | 26.875 | 0
[48 empty] | 2017-06-17 12:00 | 6 | 17 | 12 | 990.0001 | 100% | 2017-05-17 12:00 | 5 | 17 | 12 | 5 | 17 | 11 | 38.22 | 23.4475 | 0 | 23.5575 | 36.1625 | 0
[48 empty] | 2017-06-17 13:00 | 6 | 17 | 13 | 978.2876 | 98.82% | 2017-05-17 13:00 | 5 | 17 | 13 | 5 | 17 | 12 | 29.9175 | 28.625 | 0 | 28.6675 | 29.5675 | 0
[48 empty] | 2017-06-17 14:00 | 6 | 17 | 14 | 990.0001 | 100% | 2017-05-17 14:00 | 5 | 17 | 14 | 5 | 17 | 13 | 31.46 | 31.3475 | 0 | 31.3675 | 31.3975 | 0
[48 empty] | 2017-06-17 15:00 | 6 | 17 | 15 | 990.0001 | 100% | 2017-05-17 15:00 | 5 | 17 | 15 | 5 | 17 | 14 | 31.8875 | 32.0425 | 0 | 32.09 | 31.905 | 0
[48 empty] | 2017-06-17 16:00 | 6 | 17 | 16 | 889.2269 | 89.82% | 2017-05-17 16:00 | 5 | 17 | 16 | 5 | 17 | 15 | 28.8225 | 28.615 | 0 | 30.06 | 28.56 | 0
[48 empty] | 2017-06-17 17:00 | 6 | 17 | 17 | 707.602 | 71.47% | 2017-05-17 17:00 | 5 | 17 | 17 | 5 | 17 | 16 | 24.845 | 27.28 | 0 | 30.58 | 26.31 | 0
[48 empty] | 2017-06-17 18:00 | 6 | 17 | 18 | 133.0605 | 13.44% | 2017-05-17 18:00 | 5 | 17 | 18 | 5 | 17 | 17 | 24.9725 | 25.135 | 0 | 26.4325 | 26.1225 | 0
[48 empty] | 2017-06-17 19:00 | 6 | 17 | 19 | 0 | 0% | 2017-05-17 19:00 | 5 | 17 | 19 | 5 | 17 | 18 | 27.9525 | 27.1925 | 0 | 28.555 | 27.6 | 0
[48 empty] | 2017-06-17 20:00 | 6 | 17 | 20 | 0 | 0% | 2017-05-17 20:00 | 5 | 17 | 20 | 5 | 17 | 19 | 30.45 | 30.4625 | 0 | 30.4625 | 30.44 | 0
[48 empty] | 2017-06-17 21:00 | 6 | 17 | 21 | 0 | 0% | 2017-05-17 21:00 | 5 | 17 | 21 | 5 | 17 | 20 | 32.99 | 33.0575 | 0 | 33.0625 | 33 | 0
[48 empty] | 2017-06-17 22:00 | 6 | 17 | 22 | 0 | 0% | 2017-05-17 22:00 | 5 | 17 | 22 | 5 | 17 | 21 | 28.4075 | 28.7 | 0 | 28.7325 | 27.9525 | 0
[48 empty] | 2017-06-17 23:00 | 6 | 17 | 23 | 0 | 0% | 2017-05-17 23:00 | 5 | 17 | 23 | 5 | 17 | 22 | 21.945 | 21.4425 | 0 | 21.48 | 21.0825 | 0
[48 empty] | 2017-06-18 | 6 | 18 | 0 | 0 | 0% | 2017-05-18 | 5 | 18 | 0 | 5 | 17 | 23 | 19.2475 | 17.0125 | 0 | 17.565 | 17.9725 | 0
[48 empty] | 2017-06-18 01:00 | 6 | 18 | 1 | 0 | 0% | 2017-05-18 01:00 | 5 | 18 | 1 | 5 | 18 | 0 | 14.795 | 15.9275 | 0 | 24.395 | 13.4375 | 0
[48 empty] | 2017-06-18 02:00 | 6 | 18 | 2 | 0 | 0% | 2017-05-18 02:00 | 5 | 18 | 2 | 5 | 18 | 1 | 13.8975 | 14.3975 | 0 | 20.4725 | 12.66 | 0
[48 empty] | 2017-06-18 03:00 | 6 | 18 | 3 | 0 | 0% | 2017-05-18 03:00 | 5 | 18 | 3 | 5 | 18 | 2 | 7.93 | 8.4575 | 0 | 8.6825 | 6.5525 | 0
[48 empty] | 2017-06-18 04:00 | 6 | 18 | 4 | 0 | 0% | 2017-05-18 04:00 | 5 | 18 | 4 | 5 | 18 | 3 | 7.0975 | 4.485 | 0 | 4.17 | 5.3125 | 0
[48 empty] | 2017-06-18 05:00 | 6 | 18 | 5 | 263.4998 | 26.62% | 2017-05-18 05:00 | 5 | 18 | 5 | 5 | 18 | 4 | 12.5725 | 10.6475 | 0 | 10.1225 | 11.0425 | 0
[48 empty] | 2017-06-18 06:00 | 6 | 18 | 6 | 765.385 | 77.31% | 2017-05-18 06:00 | 5 | 18 | 6 | 5 | 18 | 5 | 16.675 | 15.375 | 0 | 15.2 | 15.485 | 0
[48 empty] | 2017-06-18 07:00 | 6 | 18 | 7 | 928.45 | 93.78% | 2017-05-18 07:00 | 5 | 18 | 7 | 5 | 18 | 6 | 21.45 | 20.245 | 0 | 21.1775 | 20.47 | 0
[48 empty] | 2017-06-18 08:00 | 6 | 18 | 8 | 990.0001 | 100% | 2017-05-18 08:00 | 5 | 18 | 8 | 5 | 18 | 7 | 21.955 | 20.7825 | 0 | 20.795 | 21.6175 | 0
[48 empty] | 2017-06-18 09:00 | 6 | 18 | 9 | 990.0001 | 100% | 2017-05-18 09:00 | 5 | 18 | 9 | 5 | 18 | 8 | 20.6875 | 20.9525 | 0 | 20.97 | 20.4975 | 0
[48 empty] | 2017-06-18 10:00 | 6 | 18 | 10 | 990.0001 | 100% | 2017-05-18 10:00 | 5 | 18 | 10 | 5 | 18 | 9 | 16.995 | 19.65 | 0 | 27.8525 | 16.2025 | 0
[48 empty] | 2017-06-18 11:00 | 6 | 18 | 11 | 990.0001 | 100% | 2017-05-18 11:00 | 5 | 18 | 11 | 5 | 18 | 10 | 17.4875 | 20.535 | 0 | 32.32 | 16.3325 | 0
[48 empty] | 2017-06-18 12:00 | 6 | 18 | 12 | 990.0001 | 100% | 2017-05-18 12:00 | 5 | 18 | 12 | 5 | 18 | 11 | 21.54 | 25.995 | 0 | 40.9725 | 20.0475 | 0
[48 empty] | 2017-06-18 13:00 | 6 | 18 | 13 | 990.0001 | 100% | 2017-05-18 13:00 | 5 | 18 | 13 | 5 | 18 | 12 | 26.1825 | 29.55 | 0 | 38.4975 | 24.3925 | 0
[48 empty] | 2017-06-18 14:00 | 6 | 18 | 14 | 990.0001 | 100% | 2017-05-18 14:00 | 5 | 18 | 14 | 5 | 18 | 13 | 38.6625 | 65.23 | 0 | 124.4425 | 36.8525 | 0
[48 empty] | 2017-06-18 15:00 | 6 | 18 | 15 | 977.8075 | 98.77% | 2017-05-18 15:00 | 5 | 18 | 15 | 5 | 18 | 14 | 32.3825 | 36.8425 | 0 | 44.8225 | 30.9125 | 0
[48 empty] | 2017-06-18 16:00 | 6 | 18 | 16 | 891.4478 | 90.05% | 2017-05-18 16:00 | 5 | 18 | 16 | 5 | 18 | 15 | 40.18 | 56.2975 | 0 | 87.0575 | 38.75 | 0
[48 empty] | 2017-06-18 17:00 | 6 | 18 | 17 | 693.763 | 70.08% | 2017-05-18 17:00 | 5 | 18 | 17 | 5 | 18 | 16 | 41.37 | 59.4975 | 0 | 92.1275 | 40.745 | 0
[48 empty] | 2017-06-18 18:00 | 6 | 18 | 18 | 133.2348 | 13.46% | 2017-05-18 18:00 | 5 | 18 | 18 | 5 | 18 | 17 | 43.4025 | 66.1275 | 0 | 98.8575 | 43.5275 | 0
[48 empty] | 2017-06-18 19:00 | 6 | 18 | 19 | 0 | 0% | 2017-05-18 19:00 | 5 | 18 | 19 | 5 | 18 | 18 | 27.4475 | 40.2075 | 0 | 58.5 | 26.825 | 0
[48 empty] | 2017-06-18 20:00 | 6 | 18 | 20 | 0 | 0% | 2017-05-18 20:00 | 5 | 18 | 20 | 5 | 18 | 19 | 31.7975 | 33.0225 | 0 | 33.165 | 30.9925 | 0
[48 empty] | 2017-06-18 21:00 | 6 | 18 | 21 | 0 | 0% | 2017-05-18 21:00 | 5 | 18 | 21 | 5 | 18 | 20 | 79.355 | 81.705 | 0 | 81.8775 | 77.92 | 0
[48 empty] | 2017-06-18 22:00 | 6 | 18 | 22 | 0 | 0% | 2017-05-18 22:00 | 5 | 18 | 22 | 5 | 18 | 21 | 39.685 | 41.5475 | 0 | 41.67 | 38.69 | 0
[48 empty] | 2017-06-18 23:00 | 6 | 18 | 23 | 0 | 0% | 2017-05-18 23:00 | 5 | 18 | 23 | 5 | 18 | 22 | 26.1375 | 27.6325 | 0 | 27.7275 | 25.3625 | 0
[48 empty] | 2017-06-19 | 6 | 19 | 0 | 0 | 0% | 2017-05-19 | 5 | 19 | 0 | 5 | 18 | 23 | 22.8625 | 23.7325 | 0 | 23.775 | 22.955 | 0
[48 empty] | 2017-06-19 01:00 | 6 | 19 | 1 | 0 | 0% | 2017-05-19 01:00 | 5 | 19 | 1 | 5 | 19 | 0 | 20.7925 | 22.0225 | 0 | 22.0975 | 20.4025 | 0
[48 empty] | 2017-06-19 02:00 | 6 | 19 | 2 | 0 | 0% | 2017-05-19 02:00 | 5 | 19 | 2 | 5 | 19 | 1 | 20.0075 | 20.8625 | 0 | 20.92 | 19.565 | 0
[48 empty] | 2017-06-19 03:00 | 6 | 19 | 3 | 0 | 0% | 2017-05-19 03:00 | 5 | 19 | 3 | 5 | 19 | 2 | 19.0725 | 19.0725 | 0 | 19.0725 | 19.0725 | 0
[48 empty] | 2017-06-19 04:00 | 6 | 19 | 4 | 0 | 0% | 2017-05-19 04:00 | 5 | 19 | 4 | 5 | 19 | 3 | 18.575 | 18.575 | 0 | 18.575 | 18.575 | 0
[48 empty] | 2017-06-19 05:00 | 6 | 19 | 5 | 166.2488 | 16.79% | 2017-05-19 05:00 | 5 | 19 | 5 | 5 | 19 | 4 | 19.4575 | 19.4575 | 0 | 19.4575 | 19.4575 | 0
[48 empty] | 2017-06-19 06:00 | 6 | 19 | 6 | 633.5796 | 64% | 2017-05-19 06:00 | 5 | 19 | 6 | 5 | 19 | 5 | 20.455 | 20.8 | 0 | 20.805 | 20.8125 | 0
[48 empty] | 2017-06-19 07:00 | 6 | 19 | 7 | 844.3286 | 85.29% | 2017-05-19 07:00 | 5 | 19 | 7 | 5 | 19 | 6 | 20.7275 | 21.505 | 0 | 21.535 | 20.87 | 0
[48 empty] | 2017-06-19 08:00 | 6 | 19 | 8 | 947.366 | 95.69% | 2017-05-19 08:00 | 5 | 19 | 8 | 5 | 19 | 7 | 22.63 | 24.165 | 0 | 24.2675 | 21.945 | 0
[48 empty] | 2017-06-19 09:00 | 6 | 19 | 9 | 988.2188 | 99.82% | 2017-05-19 09:00 | 5 | 19 | 9 | 5 | 19 | 8 | 22.1175 | 22.7 | 0 | 22.7125 | 22.53 | 0
[48 empty] | 2017-06-19 10:00 | 6 | 19 | 10 | 975.4198 | 98.53% | 2017-05-19 10:00 | 5 | 19 | 10 | 5 | 19 | 9 | 37.0375 | 38.37 | 0 | 38.375 | 38.42 | 0
[48 empty] | 2017-06-19 11:00 | 6 | 19 | 11 | 926.4856 | 93.58% | 2017-05-19 11:00 | 5 | 19 | 11 | 5 | 19 | 10 | 47.82 | 50.5225 | 0 | 50.54 | 50.1025 | 0
[48 empty] | 2017-06-19 12:00 | 6 | 19 | 12 | 949.0272 | 95.86% | 2017-05-19 12:00 | 5 | 19 | 12 | 5 | 19 | 11 | 29.275 | 31.1175 | 0 | 31.1225 | 30.4175 | 0
[48 empty] | 2017-06-19 13:00 | 6 | 19 | 13 | 987.5158 | 99.75% | 2017-05-19 13:00 | 5 | 19 | 13 | 5 | 19 | 12 | 30.995 | 31.9625 | 0 | 31.975 | 31.66 | 0
[48 empty] | 2017-06-19 14:00 | 6 | 19 | 14 | 981.9699 | 99.19% | 2017-05-19 14:00 | 5 | 19 | 14 | 5 | 19 | 13 | 46.0825 | 46.8775 | 0 | 46.885 | 46.37 | 0
[48 empty] | 2017-06-19 15:00 | 6 | 19 | 15 | 948.0207 | 95.76% | 2017-05-19 15:00 | 5 | 19 | 15 | 5 | 19 | 14 | 263.5675 | 265.935 | 0 | 265.9325 | 262.4225 | 0
[48 empty] | 2017-06-19 16:00 | 6 | 19 | 16 | 811.18 | 81.94% | 2017-05-19 16:00 | 5 | 19 | 16 | 5 | 19 | 15 | 440.93 | 452.2725 | 0 | 452.595 | 442.3425 | 0
[48 empty] | 2017-06-19 17:00 | 6 | 19 | 17 | 391.5037 | 39.55% | 2017-05-19 17:00 | 5 | 19 | 17 | 5 | 19 | 16 | 233.4175 | 241.45 | 0 | 241.76 | 232.26 | 0
[48 empty] | 2017-06-19 18:00 | 6 | 19 | 18 | 68.9733 | 6.967% | 2017-05-19 18:00 | 5 | 19 | 18 | 5 | 19 | 17 | 156.405 | 160.0825 | 0 | 160.0975 | 159.0525 | 0
[48 empty] | 2017-06-19 19:00 | 6 | 19 | 19 | 0 | 0% | 2017-05-19 19:00 | 5 | 19 | 19 | 5 | 19 | 18 | 31.245 | 31.25 | 0 | 31.25 | 31.245 | 0
[48 empty] | 2017-06-19 20:00 | 6 | 19 | 20 | 0 | 0% | 2017-05-19 20:00 | 5 | 19 | 20 | 5 | 19 | 19 | 28.9475 | 28.9475 | 0 | 28.9475 | 28.9475 | 0
[48 empty] | 2017-06-19 21:00 | 6 | 19 | 21 | 0 | 0% | 2017-05-19 21:00 | 5 | 19 | 21 | 5 | 19 | 20 | 30.105 | 30.105 | 0 | 30.105 | 30.105 | 0
[48 empty] | 2017-06-19 22:00 | 6 | 19 | 22 | 0 | 0% | 2017-05-19 22:00 | 5 | 19 | 22 | 5 | 19 | 21 | 30.9475 | 30.995 | 0 | 30.995 | 30.995 | 0
[48 empty] | 2017-06-19 23:00 | 6 | 19 | 23 | 0 | 0% | 2017-05-19 23:00 | 5 | 19 | 23 | 5 | 19 | 22 | 27.95 | 25.2925 | 0 | 25.245 | 27.8625 | 0
[48 empty] | 2017-06-20 | 6 | 20 | 0 | 0 | 0% | 2017-05-20 | 5 | 20 | 0 | 5 | 19 | 23 | 23.45 | 23.47 | 0 | 23.4725 | 23.4175 | 0
[48 empty] | 2017-06-20 01:00 | 6 | 20 | 1 | 0 | 0% | 2017-05-20 01:00 | 5 | 20 | 1 | 5 | 20 | 0 | 20.9225 | 21.1475 | 0 | 21.15 | 21.075 | 0
[48 empty] | 2017-06-20 02:00 | 6 | 20 | 2 | 0 | 0% | 2017-05-20 02:00 | 5 | 20 | 2 | 5 | 20 | 1 | 18.7775 | 18.8 | 0 | 18.8 | 18.8 | 0
[48 empty] | 2017-06-20 03:00 | 6 | 20 | 3 | 0 | 0% | 2017-05-20 03:00 | 5 | 20 | 3 | 5 | 20 | 2 | 17.605 | 17.605 | 0 | 17.605 | 17.605 | 0
[48 empty] | 2017-06-20 04:00 | 6 | 20 | 4 | 0 | 0% | 2017-05-20 04:00 | 5 | 20 | 4 | 5 | 20 | 3 | 16.96 | 16.96 | 0 | 16.96 | 16.96 | 0
[48 empty] | 2017-06-20 05:00 | 6 | 20 | 5 | 208.3793 | 21.05% | 2017-05-20 05:00 | 5 | 20 | 5 | 5 | 20 | 4 | 16.9575 | 17.02 | 0 | 17.0275 | 16.89 | 0
[48 empty] | 2017-06-20 06:00 | 6 | 20 | 6 | 684.3778 | 69.13% | 2017-05-20 06:00 | 5 | 20 | 6 | 5 | 20 | 5 | 17.42 | 17.42 | 0 | 17.42 | 17.42 | 0
[48 empty] | 2017-06-20 07:00 | 6 | 20 | 7 | 910.7477 | 91.99% | 2017-05-20 07:00 | 5 | 20 | 7 | 5 | 20 | 6 | 17.9175 | 17.9175 | 0 | 17.9175 | 17.9175 | 0
[48 empty] | 2017-06-20 08:00 | 6 | 20 | 8 | 990.0001 | 100% | 2017-05-20 08:00 | 5 | 20 | 8 | 5 | 20 | 7 | 18.1875 | 18.1875 | 0 | 18.1875 | 18.1875 | 0
[48 empty] | 2017-06-20 09:00 | 6 | 20 | 9 | 990.0001 | 100% | 2017-05-20 09:00 | 5 | 20 | 9 | 5 | 20 | 8 | 18.6525 | 18.6525 | 0 | 18.6525 | 18.6525 | 0
[48 empty] | 2017-06-20 10:00 | 6 | 20 | 10 | 990.0001 | 100% | 2017-05-20 10:00 | 5 | 20 | 10 | 5 | 20 | 9 | 20.5975 | 20.5975 | 0 | 20.5975 | 20.5975 | 0
[48 empty] | 2017-06-20 11:00 | 6 | 20 | 11 | 990.0001 | 100% | 2017-05-20 11:00 | 5 | 20 | 11 | 5 | 20 | 10 | 28.1225 | 28.25 | 0 | 28.2475 | 28.165 | 0
[48 empty] | 2017-06-20 12:00 | 6 | 20 | 12 | 990.0001 | 100% | 2017-05-20 12:00 | 5 | 20 | 12 | 5 | 20 | 11 | 28.0575 | 29.9125 | 0 | 29.8875 | 28.215 | 0
[48 empty] | 2017-06-20 13:00 | 6 | 20 | 13 | 990.0001 | 100% | 2017-05-20 13:00 | 5 | 20 | 13 | 5 | 20 | 12 | 35.9225 | 47.275 | 0 | 47.155 | 40.0325 | 0
[48 empty] | 2017-06-20 14:00 | 6 | 20 | 14 | 990.0001 | 100% | 2017-05-20 14:00 | 5 | 20 | 14 | 5 | 20 | 13 | 36.28 | 51.49 | 0 | 51.3275 | 42.6875 | 0
[48 empty] | 2017-06-20 15:00 | 6 | 20 | 15 | 951.2348 | 96.08% | 2017-05-20 15:00 | 5 | 20 | 15 | 5 | 20 | 14 | 29.255 | 37.4275 | 0 | 37.3425 | 34.2075 | 0
[48 empty] | 2017-06-20 16:00 | 6 | 20 | 16 | 803.3158 | 81.14% | 2017-05-20 16:00 | 5 | 20 | 16 | 5 | 20 | 15 | 28.6575 | 35.8 | 0 | 35.7125 | 31.5675 | 0
[48 empty] | 2017-06-20 17:00 | 6 | 20 | 17 | 645.9875 | 65.25% | 2017-05-20 17:00 | 5 | 20 | 17 | 5 | 20 | 16 | 28.665 | 32.6675 | 0 | 32.6125 | 30.405 | 0
[48 empty] | 2017-06-20 18:00 | 6 | 20 | 18 | 139.8764 | 14.13% | 2017-05-20 18:00 | 5 | 20 | 18 | 5 | 20 | 17 | 28.6625 | 31.27 | 0 | 31.2375 | 29.78 | 0
[48 empty] | 2017-06-20 19:00 | 6 | 20 | 19 | 0 | 0% | 2017-05-20 19:00 | 5 | 20 | 19 | 5 | 20 | 18 | 30.5875 | 30.595 | 0 | 30.595 | 30.5925 | 0
[48 empty] | 2017-06-20 20:00 | 6 | 20 | 20 | 0 | 0% | 2017-05-20 20:00 | 5 | 20 | 20 | 5 | 20 | 19 | 30.7225 | 30.7225 | 0 | 30.7225 | 30.7225 | 0
[48 empty] | 2017-06-20 21:00 | 6 | 20 | 21 | 0 | 0% | 2017-05-20 21:00 | 5 | 20 | 21 | 5 | 20 | 20 | 27.56 | 27.59 | 0 | 27.59 | 27.5925 | 0
[48 empty] | 2017-06-20 22:00 | 6 | 20 | 22 | 0 | 0% | 2017-05-20 22:00 | 5 | 20 | 22 | 5 | 20 | 21 | 42.33 | 42.5825 | 0 | 42.58 | 42.5975 | 0
[48 empty] | 2017-06-20 23:00 | 6 | 20 | 23 | 0 | 0% | 2017-05-20 23:00 | 5 | 20 | 23 | 5 | 20 | 22 | 98.36 | 92.48 | 0 | 92.54 | 95.22 | 0
[48 empty] | 2017-06-21 | 6 | 21 | 0 | 0 | 0% | 2017-05-21 | 5 | 21 | 0 | 5 | 20 | 23 | 35.26 | 23.6925 | 0 | 23.8775 | 29.3075 | 0
[48 empty] | 2017-06-21 01:00 | 6 | 21 | 1 | 0 | 0% | 2017-05-21 01:00 | 5 | 21 | 1 | 5 | 21 | 0 | 30.455 | 21.58 | 0 | 21.6725 | 25.7725 | 0
[48 empty] | 2017-06-21 02:00 | 6 | 21 | 2 | 0 | 0% | 2017-05-21 02:00 | 5 | 21 | 2 | 5 | 21 | 1 | 20.08 | 18.985 | 0 | 18.995 | 19.5075 | 0
[48 empty] | 2017-06-21 03:00 | 6 | 21 | 3 | 0 | 0% | 2017-05-21 03:00 | 5 | 21 | 3 | 5 | 21 | 2 | 18.81 | 18.57 | 0 | 18.5725 | 18.6875 | 0
[48 empty] | 2017-06-21 04:00 | 6 | 21 | 4 | 0 | 0% | 2017-05-21 04:00 | 5 | 21 | 4 | 5 | 21 | 3 | 25.345 | 18.6725 | 0 | 18.74 | 21.8575 | 0
[48 empty] | 2017-06-21 05:00 | 6 | 21 | 5 | 142.6563 | 14.41% | 2017-05-21 05:00 | 5 | 21 | 5 | 5 | 21 | 4 | 27.4375 | 19.4175 | 0 | 19.5 | 23.1725 | 0
[48 empty] | 2017-06-21 06:00 | 6 | 21 | 6 | 607.6803 | 61.38% | 2017-05-21 06:00 | 5 | 21 | 6 | 5 | 21 | 5 | 32.1275 | 19.995 | 0 | 20.1775 | 24.93 | 0
[48 empty] | 2017-06-21 07:00 | 6 | 21 | 7 | 852.3742 | 86.1% | 2017-05-21 07:00 | 5 | 21 | 7 | 5 | 21 | 6 | 36.0625 | 19.485 | 0 | 19.745 | 26.0775 | 0
[48 empty] | 2017-06-21 08:00 | 6 | 21 | 8 | 973.5839 | 98.34% | 2017-05-21 08:00 | 5 | 21 | 8 | 5 | 21 | 7 | 28.205 | 18.6025 | 0 | 18.8075 | 21.69 | 0
[48 empty] | 2017-06-21 09:00 | 6 | 21 | 9 | 990.0001 | 100% | 2017-05-21 09:00 | 5 | 21 | 9 | 5 | 21 | 8 | 19.8875 | 20.2025 | 0 | 20.2875 | 18.7275 | 0
[48 empty] | 2017-06-21 10:00 | 6 | 21 | 10 | 985.1525 | 99.51% | 2017-05-21 10:00 | 5 | 21 | 10 | 5 | 21 | 9 | 19.195 | 19.445 | 0 | 19.47 | 18.8275 | 0
[48 empty] | 2017-06-21 11:00 | 6 | 21 | 11 | 990.0001 | 100% | 2017-05-21 11:00 | 5 | 21 | 11 | 5 | 21 | 10 | 19.1975 | 19.1025 | 0 | 19.155 | 18.7875 | 0
[48 empty] | 2017-06-21 12:00 | 6 | 21 | 12 | 990.0001 | 100% | 2017-05-21 12:00 | 5 | 21 | 12 | 5 | 21 | 11 | 20.0025 | 18.605 | 0 | 18.7375 | 19.3725 | 0
[48 empty] | 2017-06-21 13:00 | 6 | 21 | 13 | 990.0001 | 100% | 2017-05-21 13:00 | 5 | 21 | 13 | 5 | 21 | 12 | 22.8925 | 20.3725 | 0 | 20.6075 | 21.41 | 0
[48 empty] | 2017-06-21 14:00 | 6 | 21 | 14 | 989.2531 | 99.92% | 2017-05-21 14:00 | 5 | 21 | 14 | 5 | 21 | 13 | 21.91 | 20.72 | 0 | 20.8325 | 21.38 | 0
[48 empty] | 2017-06-21 15:00 | 6 | 21 | 15 | 940.5405 | 95% | 2017-05-21 15:00 | 5 | 21 | 15 | 5 | 21 | 14 | 21.6075 | 20.93 | 0 | 21.0225 | 21.425 | 0
[48 empty] | 2017-06-21 16:00 | 6 | 21 | 16 | 779.6611 | 78.75% | 2017-05-21 16:00 | 5 | 21 | 16 | 5 | 21 | 15 | 21.2975 | 20.93 | 0 | 21.005 | 21.2 | 0
[48 empty] | 2017-06-21 17:00 | 6 | 21 | 17 | 523.2587 | 52.85% | 2017-05-21 17:00 | 5 | 21 | 17 | 5 | 21 | 16 | 21.25 | 20.89 | 0 | 20.915 | 21.1625 | 0
[48 empty] | 2017-06-21 18:00 | 6 | 21 | 18 | 73.8843 | 7.463% | 2017-05-21 18:00 | 5 | 21 | 18 | 5 | 21 | 17 | 20.43 | 20.16 | 0 | 20.185 | 20.3575 | 0
[48 empty] | 2017-06-21 19:00 | 6 | 21 | 19 | 0 | 0% | 2017-05-21 19:00 | 5 | 21 | 19 | 5 | 21 | 18 | 19.995 | 20.02 | 0 | 20.03 | 19.9925 | 0
[48 empty] | 2017-06-21 20:00 | 6 | 21 | 20 | 0 | 0% | 2017-05-21 20:00 | 5 | 21 | 20 | 5 | 21 | 19 | 20.32 | 20.3225 | 0 | 20.3225 | 20.32 | 0
[48 empty] | 2017-06-21 21:00 | 6 | 21 | 21 | 0 | 0% | 2017-05-21 21:00 | 5 | 21 | 21 | 5 | 21 | 20 | 21.2175 | 21.215 | 0 | 21.2225 | 21.085 | 0
[48 empty] | 2017-06-21 22:00 | 6 | 21 | 22 | 0 | 0% | 2017-05-21 22:00 | 5 | 21 | 22 | 5 | 21 | 21 | 27.5125 | 21.435 | 0 | 21.5375 | 24.015 | 0
[48 empty] | 2017-06-21 23:00 | 6 | 21 | 23 | 0 | 0% | 2017-05-21 23:00 | 5 | 21 | 23 | 5 | 21 | 22 | 24.07 | 21.1125 | 0 | 21.1925 | 21.7175 | 0
[48 empty] | 2017-06-22 | 6 | 22 | 0 | 0 | 0% | 2017-05-22 | 5 | 22 | 0 | 5 | 21 | 23 | 28.88 | 20.47 | 0 | 20.59 | 20.63 | 0
[48 empty] | 2017-06-22 01:00 | 6 | 22 | 1 | 0 | 0% | 2017-05-22 01:00 | 5 | 22 | 1 | 5 | 22 | 0 | 34.3225 | 22.86 | 0 | 23.0325 | 25.485 | 0
[48 empty] | 2017-06-22 02:00 | 6 | 22 | 2 | 0 | 0% | 2017-05-22 02:00 | 5 | 22 | 2 | 5 | 22 | 1 | 23.225 | 20.2225 | 0 | 20.2675 | 20.6675 | 0
[48 empty] | 2017-06-22 03:00 | 6 | 22 | 3 | 0 | 0% | 2017-05-22 03:00 | 5 | 22 | 3 | 5 | 22 | 2 | 19.97 | 19.3075 | 0 | 19.3125 | 19.2875 | 0
[48 empty] | 2017-06-22 04:00 | 6 | 22 | 4 | 0 | 0% | 2017-05-22 04:00 | 5 | 22 | 4 | 5 | 22 | 3 | 21.0575 | 19.2475 | 0 | 19.2675 | 19.985 | 0
[48 empty] | 2017-06-22 05:00 | 6 | 22 | 5 | 159.1153 | 16.07% | 2017-05-22 05:00 | 5 | 22 | 5 | 5 | 22 | 4 | 27.09 | 21.235 | 0 | 21.3525 | 22.22 | 0
[48 empty] | 2017-06-22 06:00 | 6 | 22 | 6 | 639.572 | 64.6% | 2017-05-22 06:00 | 5 | 22 | 6 | 5 | 22 | 5 | 32.5925 | 25.21 | 0 | 25.3 | 27.265 | 0
[48 empty] | 2017-06-22 07:00 | 6 | 22 | 7 | 871.3431 | 88.01% | 2017-05-22 07:00 | 5 | 22 | 7 | 5 | 22 | 6 | 30.685 | 24.9425 | 0 | 24.995 | 25.865 | 0
[48 empty] | 2017-06-22 08:00 | 6 | 22 | 8 | 990.0001 | 100% | 2017-05-22 08:00 | 5 | 22 | 8 | 5 | 22 | 7 | 21.6725 | 21.6725 | 0 | 21.6725 | 21.6725 | 0
[48 empty] | 2017-06-22 09:00 | 6 | 22 | 9 | 990.0001 | 100% | 2017-05-22 09:00 | 5 | 22 | 9 | 5 | 22 | 8 | 21.355 | 21.355 | 0 | 21.355 | 21.355 | 0
[48 empty] | 2017-06-22 10:00 | 6 | 22 | 10 | 990.0001 | 100% | 2017-05-22 10:00 | 5 | 22 | 10 | 5 | 22 | 9 | 22.6925 | 22.6925 | 0 | 22.6925 | 22.6925 | 0
[48 empty] | 2017-06-22 11:00 | 6 | 22 | 11 | 922.5629 | 93.19% | 2017-05-22 11:00 | 5 | 22 | 11 | 5 | 22 | 10 | 23.0175 | 23.025 | 0 | 23.025 | 23.0175 | 0
[48 empty] | 2017-06-22 12:00 | 6 | 22 | 12 | 976.9156 | 98.68% | 2017-05-22 12:00 | 5 | 22 | 12 | 5 | 22 | 11 | 22.675 | 22.075 | 0 | 22.0825 | 22.5325 | 0
[48 empty] | 2017-06-22 13:00 | 6 | 22 | 13 | 819.6968 | 82.8% | 2017-05-22 13:00 | 5 | 22 | 13 | 5 | 22 | 12 | 25.1125 | 23.8675 | 0 | 23.8825 | 24.8125 | 0
[48 empty] | 2017-06-22 14:00 | 6 | 22 | 14 | 892.8626 | 90.19% | 2017-05-22 14:00 | 5 | 22 | 14 | 5 | 22 | 13 | 27.49 | 26.96 | 0 | 26.9675 | 27.36 | 0
[48 empty] | 2017-06-22 15:00 | 6 | 22 | 15 | 901.5113 | 91.06% | 2017-05-22 15:00 | 5 | 22 | 15 | 5 | 22 | 14 | 28.0875 | 27.2325 | 0 | 27.2425 | 27.615 | 0
[48 empty] | 2017-06-22 16:00 | 6 | 22 | 16 | 831.8468 | 84.02% | 2017-05-22 16:00 | 5 | 22 | 16 | 5 | 22 | 15 | 28.9675 | 27.555 | 0 | 27.5775 | 28.2 | 0
[48 empty] | 2017-06-22 17:00 | 6 | 22 | 17 | 569.6108 | 57.54% | 2017-05-22 17:00 | 5 | 22 | 17 | 5 | 22 | 16 | 27.415 | 27.295 | 0 | 27.2925 | 27.2925 | 0
[48 empty] | 2017-06-22 18:00 | 6 | 22 | 18 | 86.7629 | 8.764% | 2017-05-22 18:00 | 5 | 22 | 18 | 5 | 22 | 17 | 27.8925 | 27.8475 | 0 | 27.8475 | 27.845 | 0
[48 empty] | 2017-06-22 19:00 | 6 | 22 | 19 | 0 | 0% | 2017-05-22 19:00 | 5 | 22 | 19 | 5 | 22 | 18 | 28.68 | 28.68 | 0 | 28.68 | 28.68 | 0
[48 empty] | 2017-06-22 20:00 | 6 | 22 | 20 | 0 | 0% | 2017-05-22 20:00 | 5 | 22 | 20 | 5 | 22 | 19 | 29.2075 | 29.2075 | 0 | 29.2075 | 29.2075 | 0
[48 empty] | 2017-06-22 21:00 | 6 | 22 | 21 | 0 | 0% | 2017-05-22 21:00 | 5 | 22 | 21 | 5 | 22 | 20 | 36.1125 | 35.91 | 0 | 35.9125 | 36.0375 | 0
[48 empty] | 2017-06-22 22:00 | 6 | 22 | 22 | 0 | 0% | 2017-05-22 22:00 | 5 | 22 | 22 | 5 | 22 | 21 | 24.065 | 23.125 | 0 | 23.14 | 23.8425 | 0
[48 empty] | 2017-06-22 23:00 | 6 | 22 | 23 | 0 | 0% | 2017-05-22 23:00 | 5 | 22 | 23 | 5 | 22 | 22 | 24.625 | 24.43 | 0 | 24.435 | 24.5675 | 0
[48 empty] | 2017-06-23 | 6 | 23 | 0 | 0 | 0% | 2017-05-23 | 5 | 23 | 0 | 5 | 22 | 23 | 21.4425 | 20.4975 | 0 | 20.5125 | 21.155 | 0
[48 empty] | 2017-06-23 01:00 | 6 | 23 | 1 | 0 | 0% | 2017-05-23 01:00 | 5 | 23 | 1 | 5 | 23 | 0 | 21.5 | 20.275 | 0 | 20.29 | 21.2225 | 0
[48 empty] | 2017-06-23 02:00 | 6 | 23 | 2 | 0 | 0% | 2017-05-23 02:00 | 5 | 23 | 2 | 5 | 23 | 1 | 21.415 | 20.9025 | 0 | 20.91 | 21.3 | 0
[48 empty] | 2017-06-23 03:00 | 6 | 23 | 3 | 0 | 0% | 2017-05-23 03:00 | 5 | 23 | 3 | 5 | 23 | 2 | 19.1175 | 19.2125 | 0 | 19.225 | 18.9975 | 0
[48 empty] | 2017-06-23 04:00 | 6 | 23 | 4 | 0 | 0% | 2017-05-23 04:00 | 5 | 23 | 4 | 5 | 23 | 3 | 18.4225 | 18.5225 | 0 | 18.5325 | 18.31 | 0
[48 empty] | 2017-06-23 05:00 | 6 | 23 | 5 | 202.3196 | 20.44% | 2017-05-23 05:00 | 5 | 23 | 5 | 5 | 23 | 4 | 18.3075 | 18.265 | 0 | 18.27 | 18.2675 | 0
[48 empty] | 2017-06-23 06:00 | 6 | 23 | 6 | 711.566 | 71.88% | 2017-05-23 06:00 | 5 | 23 | 6 | 5 | 23 | 5 | 20.64 | 18.575 | 0 | 18.575 | 20.3825 | 0
[48 empty] | 2017-06-23 07:00 | 6 | 23 | 7 | 916.5588 | 92.58% | 2017-05-23 07:00 | 5 | 23 | 7 | 5 | 23 | 6 | 20.7375 | 19.6725 | 0 | 19.68 | 20.5525 | 0
[48 empty] | 2017-06-23 08:00 | 6 | 23 | 8 | 990.0001 | 100% | 2017-05-23 08:00 | 5 | 23 | 8 | 5 | 23 | 7 | 19.2175 | 19.205 | 0 | 19.2075 | 19.215 | 0
[48 empty] | 2017-06-23 09:00 | 6 | 23 | 9 | 990.0001 | 100% | 2017-05-23 09:00 | 5 | 23 | 9 | 5 | 23 | 8 | 19.0675 | 18.5525 | 0 | 18.56 | 18.9475 | 0
[48 empty] | 2017-06-23 10:00 | 6 | 23 | 10 | 990.0001 | 100% | 2017-05-23 10:00 | 5 | 23 | 10 | 5 | 23 | 9 | 18.82 | 16.9125 | 0 | 16.9375 | 18.37 | 0
[48 empty] | 2017-06-23 11:00 | 6 | 23 | 11 | 990.0001 | 100% | 2017-05-23 11:00 | 5 | 23 | 11 | 5 | 23 | 10 | 28.3025 | 15.5575 | 0 | 13.8175 | 19.84 | 0
[48 empty] | 2017-06-23 12:00 | 6 | 23 | 12 | 990.0001 | 100% | 2017-05-23 12:00 | 5 | 23 | 12 | 5 | 23 | 11 | 25.075 | 17.09 | 0 | 17.1775 | 23.145 | 0
[48 empty] | 2017-06-23 13:00 | 6 | 23 | 13 | 990.0001 | 100% | 2017-05-23 13:00 | 5 | 23 | 13 | 5 | 23 | 12 | 33.85 | 16.845 | 0 | 16.8625 | 29.005 | 0
[48 empty] | 2017-06-23 14:00 | 6 | 23 | 14 | 990.0001 | 100% | 2017-05-23 14:00 | 5 | 23 | 14 | 5 | 23 | 13 | 184.6525 | -4.4975 | 0 | -2.21 | 135.6925 | 0
[48 empty] | 2017-06-23 15:00 | 6 | 23 | 15 | 975.8554 | 98.57% | 2017-05-23 15:00 | 5 | 23 | 15 | 5 | 23 | 14 | 417.7925 | -17.86 | 0 | -7.7975 | 311.505 | 0
[48 empty] | 2017-06-23 16:00 | 6 | 23 | 16 | 856.5492 | 86.52% | 2017-05-23 16:00 | 5 | 23 | 16 | 5 | 23 | 15 | 315.7425 | 36.6075 | 0 | 39.9425 | 248.1175 | 0
[48 empty] | 2017-06-23 17:00 | 6 | 23 | 17 | 638.2367 | 64.47% | 2017-05-23 17:00 | 5 | 23 | 17 | 5 | 23 | 16 | 441.39 | 51.98 | 0 | 56.4925 | 349.9425 | 0
[48 empty] | 2017-06-23 18:00 | 6 | 23 | 18 | 121.1406 | 12.24% | 2017-05-23 18:00 | 5 | 23 | 18 | 5 | 23 | 17 | 119.41 | 25.3025 | 0 | 26.5825 | 96.5825 | 0
[48 empty] | 2017-06-23 19:00 | 6 | 23 | 19 | 0 | 0% | 2017-05-23 19:00 | 5 | 23 | 19 | 5 | 23 | 18 | 39.8175 | 22.575 | 0 | 22.8275 | 35.2475 | 0
[48 empty] | 2017-06-23 20:00 | 6 | 23 | 20 | 0 | 0% | 2017-05-23 20:00 | 5 | 23 | 20 | 5 | 23 | 19 | 31.1175 | 23.73 | 0 | 23.94 | 28.0125 | 0
[48 empty] | 2017-06-23 21:00 | 6 | 23 | 21 | 0 | 0% | 2017-05-23 21:00 | 5 | 23 | 21 | 5 | 23 | 20 | 46.0675 | 50.18 | 0 | 50.1475 | 46.31 | 0
[48 empty] | 2017-06-23 22:00 | 6 | 23 | 22 | 0 | 0% | 2017-05-23 22:00 | 5 | 23 | 22 | 5 | 23 | 21 | 28.545 | 28.475 | 0 | 28.48 | 28.5475 | 0
[48 empty] | 2017-06-23 23:00 | 6 | 23 | 23 | 0 | 0% | 2017-05-23 23:00 | 5 | 23 | 23 | 5 | 23 | 22 | 22.2075 | 25.59 | 0 | 25.6325 | 21.66 | 0
[48 empty] | 2017-06-24 | 6 | 24 | 0 | 0 | 0% | 2017-05-24 | 5 | 24 | 0 | 5 | 23 | 23 | 14.79 | 21.875 | 0 | 21.79 | 15.38 | 0
[48 empty] | 2017-06-24 01:00 | 6 | 24 | 1 | 0 | 0% | 2017-05-24 01:00 | 5 | 24 | 1 | 5 | 24 | 0 | 13.4175 | 20.635 | 0 | 20.5475 | 13.83 | 0
[48 empty] | 2017-06-24 02:00 | 6 | 24 | 2 | 0 | 0% | 2017-05-24 02:00 | 5 | 24 | 2 | 5 | 24 | 1 | 16.3625 | 19.985 | 0 | 19.9825 | 15.9975 | 0
[48 empty] | 2017-06-24 03:00 | 6 | 24 | 3 | 0 | 0% | 2017-05-24 03:00 | 5 | 24 | 3 | 5 | 24 | 2 | 13.755 | 18.895 | 0 | 18.8975 | 13.08 | 0
[48 empty] | 2017-06-24 04:00 | 6 | 24 | 4 | 0 | 0% | 2017-05-24 04:00 | 5 | 24 | 4 | 5 | 24 | 3 | 14.6525 | 18.8725 | 0 | 18.9125 | 13.7775 | 0
[48 empty] | 2017-06-24 05:00 | 6 | 24 | 5 | 193.9181 | 19.59% | 2017-05-24 05:00 | 5 | 24 | 5 | 5 | 24 | 4 | 19.3 | 20.7225 | 0 | 20.76 | 18.7675 | 0
[48 empty] | 2017-06-24 06:00 | 6 | 24 | 6 | 654.4378 | 66.1% | 2017-05-24 06:00 | 5 | 24 | 6 | 5 | 24 | 5 | 20.6125 | 21.19 | 0 | 21.2525 | 19.955 | 0
[48 empty] | 2017-06-24 07:00 | 6 | 24 | 7 | 921.4478 | 93.08% | 2017-05-24 07:00 | 5 | 24 | 7 | 5 | 24 | 6 | 20.385 | 21.12 | 0 | 21.225 | 19.235 | 0
[48 empty] | 2017-06-24 08:00 | 6 | 24 | 8 | 990.0001 | 100% | 2017-05-24 08:00 | 5 | 24 | 8 | 5 | 24 | 7 | 19.3225 | 20.81 | 0 | 20.9075 | 18.2125 | 0
[48 empty] | 2017-06-24 09:00 | 6 | 24 | 9 | 990.0001 | 100% | 2017-05-24 09:00 | 5 | 24 | 9 | 5 | 24 | 8 | 19.975 | 20.4525 | 0 | 20.48 | 19.6775 | 0
[48 empty] | 2017-06-24 10:00 | 6 | 24 | 10 | 990.0001 | 100% | 2017-05-24 10:00 | 5 | 24 | 10 | 5 | 24 | 9 | 20.305 | 20.4775 | 0 | 20.4725 | 20.31 | 0
[48 empty] | 2017-06-24 11:00 | 6 | 24 | 11 | 990.0001 | 100% | 2017-05-24 11:00 | 5 | 24 | 11 | 5 | 24 | 10 | 20.0775 | 20.1275 | 0 | 20.125 | 20.0775 | 0
[48 empty] | 2017-06-24 12:00 | 6 | 24 | 12 | 990.0001 | 100% | 2017-05-24 12:00 | 5 | 24 | 12 | 5 | 24 | 11 | 19.81 | 19.46 | 0 | 19.4625 | 19.705 | 0
[48 empty] | 2017-06-24 13:00 | 6 | 24 | 13 | 990.0001 | 100% | 2017-05-24 13:00 | 5 | 24 | 13 | 5 | 24 | 12 | 20.325 | 18.935 | 0 | 18.955 | 20.0025 | 0
[48 empty] | 2017-06-24 14:00 | 6 | 24 | 14 | 990.0001 | 100% | 2017-05-24 14:00 | 5 | 24 | 14 | 5 | 24 | 13 | 22.3775 | 19.2575 | 0 | 19.3 | 21.655 | 0
[48 empty] | 2017-06-24 15:00 | 6 | 24 | 15 | 981.7594 | 99.17% | 2017-05-24 15:00 | 5 | 24 | 15 | 5 | 24 | 14 | 24.45 | 19.925 | 0 | 19.9875 | 23.4 | 0
[48 empty] | 2017-06-24 16:00 | 6 | 24 | 16 | 877.2511 | 88.61% | 2017-05-24 16:00 | 5 | 24 | 16 | 5 | 24 | 15 | 28.385 | 21.2525 | 0 | 21.3525 | 26.7325 | 0
[48 empty] | 2017-06-24 17:00 | 6 | 24 | 17 | 682.5753 | 68.95% | 2017-05-24 17:00 | 5 | 24 | 17 | 5 | 24 | 16 | 32.535 | 24.925 | 0 | 25.0425 | 30.75 | 0
[48 empty] | 2017-06-24 18:00 | 6 | 24 | 18 | 144.8072 | 14.63% | 2017-05-24 18:00 | 5 | 24 | 18 | 5 | 24 | 17 | 31.125 | 30.96 | 0 | 30.9575 | 31.0925 | 0
[48 empty] | 2017-06-24 19:00 | 6 | 24 | 19 | 0 | 0% | 2017-05-24 19:00 | 5 | 24 | 19 | 5 | 24 | 18 | 31.45 | 31.45 | 0 | 31.45 | 31.45 | 0
[48 empty] | 2017-06-24 20:00 | 6 | 24 | 20 | 0 | 0% | 2017-05-24 20:00 | 5 | 24 | 20 | 5 | 24 | 19 | 42.2175 | 42.2175 | 0 | 42.2175 | 42.2175 | 0
[48 empty] | 2017-06-24 21:00 | 6 | 24 | 21 | 0 | 0% | 2017-05-24 21:00 | 5 | 24 | 21 | 5 | 24 | 20 | 26.0975 | 26.0975 | 0 | 26.0975 | 26.0975 | 0
[48 empty] | 2017-06-24 22:00 | 6 | 24 | 22 | 0 | 0% | 2017-05-24 22:00 | 5 | 24 | 22 | 5 | 24 | 21 | 21.215 | 21.215 | 0 | 21.215 | 21.215 | 0
[48 empty] | 2017-06-24 23:00 | 6 | 24 | 23 | 0 | 0% | 2017-05-24 23:00 | 5 | 24 | 23 | 5 | 24 | 22 | 19.59 | 19.11 | 0 | 19.095 | 19.4275 | 0
[48 empty] | 2017-06-25 | 6 | 25 | 0 | 0 | 0% | 2017-05-25 | 5 | 25 | 0 | 5 | 24 | 23 | 13.435 | 15.85 | 0 | 20.435 | 13.0625 | 0
[48 empty] | 2017-06-25 01:00 | 6 | 25 | 1 | 0 | 0% | 2017-05-25 01:00 | 5 | 25 | 1 | 5 | 25 | 0 | 1.815 | 2.4475 | 0 | 2.3175 | 1.645 | 0
[48 empty] | 2017-06-25 02:00 | 6 | 25 | 2 | 0 | 0% | 2017-05-25 02:00 | 5 | 25 | 2 | 5 | 25 | 1 | -0.035 | 0.155 | 0 | 0.135 | -0.1425 | 0
[48 empty] | 2017-06-25 03:00 | 6 | 25 | 3 | 0 | 0% | 2017-05-25 03:00 | 5 | 25 | 3 | 5 | 25 | 2 | -0.6425 | -0.5675 | 0 | -0.5575 | -0.7325 | 0
[48 empty] | 2017-06-25 04:00 | 6 | 25 | 4 | 0 | 0% | 2017-05-25 04:00 | 5 | 25 | 4 | 5 | 25 | 3 | -0.6375 | -0.5625 | 0 | -0.5525 | -0.73 | 0
[48 empty] | 2017-06-25 05:00 | 6 | 25 | 5 | 141.3246 | 14.28% | 2017-05-25 05:00 | 5 | 25 | 5 | 5 | 25 | 4 | -0.4725 | -0.3925 | 0 | -0.3825 | -0.565 | 0
[48 empty] | 2017-06-25 06:00 | 6 | 25 | 6 | 674.8531 | 68.17% | 2017-05-25 06:00 | 5 | 25 | 6 | 5 | 25 | 5 | 10.0225 | 12.1075 | 0 | 11.855 | 9.595 | 0
[48 empty] | 2017-06-25 07:00 | 6 | 25 | 7 | 780.9314 | 78.88% | 2017-05-25 07:00 | 5 | 25 | 7 | 5 | 25 | 6 | 17.3425 | 18.27 | 0 | 18.205 | 16.845 | 0
[48 empty] | 2017-06-25 08:00 | 6 | 25 | 8 | 989.0963 | 99.91% | 2017-05-25 08:00 | 5 | 25 | 8 | 5 | 25 | 7 | 17.49 | 17.8775 | 0 | 17.9175 | 17.0275 | 0
[48 empty] | 2017-06-25 09:00 | 6 | 25 | 9 | 937.1045 | 94.66% | 2017-05-25 09:00 | 5 | 25 | 9 | 5 | 25 | 8 | 16.905 | 17.135 | 0 | 17.1575 | 16.6075 | 0
[48 empty] | 2017-06-25 10:00 | 6 | 25 | 10 | 975.2163 | 98.51% | 2017-05-25 10:00 | 5 | 25 | 10 | 5 | 25 | 9 | 17.9325 | 18.1975 | 0 | 18.23 | 17.6175 | 0
[48 empty] | 2017-06-25 11:00 | 6 | 25 | 11 | 962.3628 | 97.21% | 2017-05-25 11:00 | 5 | 25 | 11 | 5 | 25 | 10 | 18.1 | 18.0125 | 0 | 18.085 | 17.6875 | 0
[48 empty] | 2017-06-25 12:00 | 6 | 25 | 12 | 983.3773 | 99.33% | 2017-05-25 12:00 | 5 | 25 | 12 | 5 | 25 | 11 | 18.8325 | 18.0125 | 0 | 19.6625 | 18.01 | 0
[48 empty] | 2017-06-25 13:00 | 6 | 25 | 13 | 983.3461 | 99.33% | 2017-05-25 13:00 | 5 | 25 | 13 | 5 | 25 | 12 | 19.655 | 19.0275 | 0 | 20.435 | 18.8725 | 0
[48 empty] | 2017-06-25 14:00 | 6 | 25 | 14 | 974.5515 | 98.44% | 2017-05-25 14:00 | 5 | 25 | 14 | 5 | 25 | 13 | 21.8675 | 20.2875 | 0 | 20.48 | 20.4075 | 0
[48 empty] | 2017-06-25 15:00 | 6 | 25 | 15 | 951.2391 | 96.08% | 2017-05-25 15:00 | 5 | 25 | 15 | 5 | 25 | 14 | 23.0825 | 19.68 | 0 | 23.115 | 21.44 | 0
[48 empty] | 2017-06-25 16:00 | 6 | 25 | 16 | 796.4262 | 80.45% | 2017-05-25 16:00 | 5 | 25 | 16 | 5 | 25 | 15 | 27.12 | 20.24 | 0 | 23.475 | 25.7475 | 0
[48 empty] | 2017-06-25 17:00 | 6 | 25 | 17 | 622.156 | 62.84% | 2017-05-25 17:00 | 5 | 25 | 17 | 5 | 25 | 16 | 32.6325 | 21.34 | 0 | 23.285 | 30.635 | 0
[48 empty] | 2017-06-25 18:00 | 6 | 25 | 18 | 114.0485 | 11.52% | 2017-05-25 18:00 | 5 | 25 | 18 | 5 | 25 | 17 | 28.1675 | 22.68 | 0 | 25.6725 | 26.825 | 0
[48 empty] | 2017-06-25 19:00 | 6 | 25 | 19 | 0 | 0% | 2017-05-25 19:00 | 5 | 25 | 19 | 5 | 25 | 18 | 25.8675 | 27.8425 | 0 | 28.83 | 26.5525 | 0
[48 empty] | 2017-06-25 20:00 | 6 | 25 | 20 | 0 | 0% | 2017-05-25 20:00 | 5 | 25 | 20 | 5 | 25 | 19 | 24.8675 | 27.2 | 0 | 28.3675 | 25.6725 | 0
[48 empty] | 2017-06-25 21:00 | 6 | 25 | 21 | 0 | 0% | 2017-05-25 21:00 | 5 | 25 | 21 | 5 | 25 | 20 | 24.48 | 26.4525 | 0 | 27.745 | 24.79 | 0
[48 empty] | 2017-06-25 22:00 | 6 | 25 | 22 | 0 | 0% | 2017-05-25 22:00 | 5 | 25 | 22 | 5 | 25 | 21 | 20.9275 | 22.285 | 0 | 24.58 | 20.685 | 0
[48 empty] | 2017-06-25 23:00 | 6 | 25 | 23 | 0 | 0% | 2017-05-25 23:00 | 5 | 25 | 23 | 5 | 25 | 22 | 20.375 | 20.2575 | 0 | 24.1225 | 19.3825 | 0
[48 empty] | 2017-06-26 | 6 | 26 | 0 | 0 | 0% | 2017-05-26 | 5 | 26 | 0 | 5 | 25 | 23 | 19.2925 | 19.1325 | 0 | 23.105 | 18.225 | 0
[48 empty] | 2017-06-26 01:00 | 6 | 26 | 1 | 0 | 0% | 2017-05-26 01:00 | 5 | 26 | 1 | 5 | 26 | 0 | 18.8 | 19.4425 | 0 | 22.1925 | 17.9275 | 0
[48 empty] | 2017-06-26 02:00 | 6 | 26 | 2 | 0 | 0% | 2017-05-26 02:00 | 5 | 26 | 2 | 5 | 26 | 1 | 15.6475 | 18.4425 | 0 | 21.3025 | 15.81 | 0
[48 empty] | 2017-06-26 03:00 | 6 | 26 | 3 | 0 | 0% | 2017-05-26 03:00 | 5 | 26 | 3 | 5 | 26 | 2 | 15.4925 | 17.7175 | 0 | 18.5875 | 16.3925 | 0
[48 empty] | 2017-06-26 04:00 | 6 | 26 | 4 | 0 | 0% | 2017-05-26 04:00 | 5 | 26 | 4 | 5 | 26 | 3 | 16.4275 | 18.185 | 0 | 18.245 | 17.355 | 0
[48 empty] | 2017-06-26 05:00 | 6 | 26 | 5 | 33.9296 | 3.427% | 2017-05-26 05:00 | 5 | 26 | 5 | 5 | 26 | 4 | 17.42 | 18.56 | 0 | 18.605 | 17.7025 | 0
[48 empty] | 2017-06-26 06:00 | 6 | 26 | 6 | 320.6713 | 32.39% | 2017-05-26 06:00 | 5 | 26 | 6 | 5 | 26 | 5 | 19.6575 | 20.0825 | 0 | 20.1325 | 19.1675 | 0
[48 empty] | 2017-06-26 07:00 | 6 | 26 | 7 | 562.2337 | 56.79% | 2017-05-26 07:00 | 5 | 26 | 7 | 5 | 26 | 6 | 20.495 | 20.9325 | 0 | 20.9825 | 19.9875 | 0
[48 empty] | 2017-06-26 08:00 | 6 | 26 | 8 | 711.6677 | 71.89% | 2017-05-26 08:00 | 5 | 26 | 8 | 5 | 26 | 7 | 23.7575 | 19.5 | 0 | 19.4375 | 22.335 | 0
[48 empty] | 2017-06-26 09:00 | 6 | 26 | 9 | 224.0956 | 22.64% | 2017-05-26 09:00 | 5 | 26 | 9 | 5 | 26 | 8 | 20.6125 | 20.9225 | 0 | 20.9575 | 20.235 | 0
[48 empty] | 2017-06-26 10:00 | 6 | 26 | 10 | 976.7613 | 98.66% | 2017-05-26 10:00 | 5 | 26 | 10 | 5 | 26 | 9 | 21.54 | 21.8625 | 0 | 21.9 | 21.14 | 0
[48 empty] | 2017-06-26 11:00 | 6 | 26 | 11 | 926.4395 | 93.58% | 2017-05-26 11:00 | 5 | 26 | 11 | 5 | 26 | 10 | 22.9825 | 23.3275 | 0 | 23.3825 | 22.3875 | 0
[48 empty] | 2017-06-26 12:00 | 6 | 26 | 12 | 930.5942 | 94% | 2017-05-26 12:00 | 5 | 26 | 12 | 5 | 26 | 11 | 27.7075 | 29.82 | 0 | 29.935 | 27.465 | 0
[48 empty] | 2017-06-26 13:00 | 6 | 26 | 13 | 990.0001 | 100% | 2017-05-26 13:00 | 5 | 26 | 13 | 5 | 26 | 12 | 32.0425 | 33.965 | 0 | 34.005 | 33.22 | 0
[48 empty] | 2017-06-26 14:00 | 6 | 26 | 14 | 990.0001 | 100% | 2017-05-26 14:00 | 5 | 26 | 14 | 5 | 26 | 13 | 37.0125 | 37.175 | 0 | 37.1725 | 37.195 | 0
[48 empty] | 2017-06-26 15:00 | 6 | 26 | 15 | 627.9666 | 63.43% | 2017-05-26 15:00 | 5 | 26 | 15 | 5 | 26 | 14 | 40.1125 | 43.19 | 0 | 43.205 | 43.3675 | 0
[48 empty] | 2017-06-26 16:00 | 6 | 26 | 16 | 571.0365 | 57.68% | 2017-05-26 16:00 | 5 | 26 | 16 | 5 | 26 | 15 | 57.8375 | 62.6075 | 0 | 62.6275 | 63 | 0
[48 empty] | 2017-06-26 17:00 | 6 | 26 | 17 | 506.8723 | 51.2% | 2017-05-26 17:00 | 5 | 26 | 17 | 5 | 26 | 16 | 36.7175 | 36.7325 | 0 | 36.7325 | 36.735 | 0
[48 empty] | 2017-06-26 18:00 | 6 | 26 | 18 | 66.3515 | 6.702% | 2017-05-26 18:00 | 5 | 26 | 18 | 5 | 26 | 17 | 32.8825 | 33.69 | 0 | 33.705 | 33.01 | 0
[48 empty] | 2017-06-26 19:00 | 6 | 26 | 19 | 0 | 0% | 2017-05-26 19:00 | 5 | 26 | 19 | 5 | 26 | 18 | 30.8925 | 32.4275 | 0 | 32.4925 | 30.705 | 0
[48 empty] | 2017-06-26 20:00 | 6 | 26 | 20 | 0 | 0% | 2017-05-26 20:00 | 5 | 26 | 20 | 5 | 26 | 19 | 29.9425 | 28.8275 | 0 | 28.8525 | 30.0275 | 0
[48 empty] | 2017-06-26 21:00 | 6 | 26 | 21 | 0 | 0% | 2017-05-26 21:00 | 5 | 26 | 21 | 5 | 26 | 20 | 30.15 | 28.7875 | 0 | 28.845 | 30.1025 | 0
[48 empty] | 2017-06-26 22:00 | 6 | 26 | 22 | 0 | 0% | 2017-05-26 22:00 | 5 | 26 | 22 | 5 | 26 | 21 | 24.325 | 24.46 | 0 | 24.51 | 24.3525 | 0
[48 empty] | 2017-06-26 23:00 | 6 | 26 | 23 | 0 | 0% | 2017-05-26 23:00 | 5 | 26 | 23 | 5 | 26 | 22 | 25.3425 | 26.1275 | 0 | 26.1725 | 25.4975 | 0
[48 empty] | 2017-06-27 | 6 | 27 | 0 | 0 | 0% | 2017-05-27 | 5 | 27 | 0 | 5 | 26 | 23 | 23.715 | 21.23 | 0 | 21.32 | 22.86 | 0
[48 empty] | 2017-06-27 01:00 | 6 | 27 | 1 | 0 | 0% | 2017-05-27 01:00 | 5 | 27 | 1 | 5 | 27 | 0 | 20.985 | 19.215 | 0 | 20.2075 | 19.88 | 0
[48 empty] | 2017-06-27 02:00 | 6 | 27 | 2 | 0 | 0% | 2017-05-27 02:00 | 5 | 27 | 2 | 5 | 27 | 1 | 18.2825 | 17.8675 | 0 | 23.18 | 17.035 | 0
[48 empty] | 2017-06-27 03:00 | 6 | 27 | 3 | 0 | 0% | 2017-05-27 03:00 | 5 | 27 | 3 | 5 | 27 | 2 | 18.5 | 17.675 | 0 | 20.6325 | 17.68 | 0
[48 empty] | 2017-06-27 04:00 | 6 | 27 | 4 | 0 | 0% | 2017-05-27 04:00 | 5 | 27 | 4 | 5 | 27 | 3 | 18.145 | 17.41 | 0 | 20.2375 | 17.095 | 0
[48 empty] | 2017-06-27 05:00 | 6 | 27 | 5 | 208.9085 | 21.1% | 2017-05-27 05:00 | 5 | 27 | 5 | 5 | 27 | 4 | 17.685 | 17.0025 | 0 | 21.4025 | 16.675 | 0
[48 empty] | 2017-06-27 06:00 | 6 | 27 | 6 | 652.2238 | 65.88% | 2017-05-27 06:00 | 5 | 27 | 6 | 5 | 27 | 5 | 19.6725 | 17.8725 | 0 | 18.16 | 19.1975 | 0
[48 empty] | 2017-06-27 07:00 | 6 | 27 | 7 | 935.8506 | 94.53% | 2017-05-27 07:00 | 5 | 27 | 7 | 5 | 27 | 6 | 19.9625 | 18.2125 | 0 | 18.315 | 19.5325 | 0
[48 empty] | 2017-06-27 08:00 | 6 | 27 | 8 | 989.7483 | 99.97% | 2017-05-27 08:00 | 5 | 27 | 8 | 5 | 27 | 7 | 20.65 | 19.0125 | 0 | 19.1075 | 20.245 | 0
[48 empty] | 2017-06-27 09:00 | 6 | 27 | 9 | 990.0001 | 100% | 2017-05-27 09:00 | 5 | 27 | 9 | 5 | 27 | 8 | 21.785 | 20.3375 | 0 | 20.4125 | 21.43 | 0
[48 empty] | 2017-06-27 10:00 | 6 | 27 | 10 | 990.0001 | 100% | 2017-05-27 10:00 | 5 | 27 | 10 | 5 | 27 | 9 | 21.81 | 20.155 | 0 | 20.2325 | 21.4025 | 0
[48 empty] | 2017-06-27 11:00 | 6 | 27 | 11 | 990.0001 | 100% | 2017-05-27 11:00 | 5 | 27 | 11 | 5 | 27 | 10 | 23.725 | 21.0425 | 0 | 21.1475 | 23.0325 | 0
[48 empty] | 2017-06-27 12:00 | 6 | 27 | 12 | 990.0001 | 100% | 2017-05-27 12:00 | 5 | 27 | 12 | 5 | 27 | 11 | 25.565 | 21.1925 | 0 | 21.34 | 24.9525 | 0
[48 empty] | 2017-06-27 13:00 | 6 | 27 | 13 | 990.0001 | 100% | 2017-05-27 13:00 | 5 | 27 | 13 | 5 | 27 | 12 | 31.2975 | 22.4575 | 0 | 22.73 | 30.01 | 0
[48 empty] | 2017-06-27 14:00 | 6 | 27 | 14 | 990.0001 | 100% | 2017-05-27 14:00 | 5 | 27 | 14 | 5 | 27 | 13 | 71.33 | 27.3075 | 0 | 28.2825 | 65.435 | 0
[48 empty] | 2017-06-27 15:00 | 6 | 27 | 15 | 990.0001 | 100% | 2017-05-27 15:00 | 5 | 27 | 15 | 5 | 27 | 14 | 53.4275 | 26.44 | 0 | 27.045 | 49.605 | 0
[48 empty] | 2017-06-27 16:00 | 6 | 27 | 16 | 886.8811 | 89.58% | 2017-05-27 16:00 | 5 | 27 | 16 | 5 | 27 | 15 | 32.89 | 28.3525 | 0 | 28.61 | 32.47 | 0
[48 empty] | 2017-06-27 17:00 | 6 | 27 | 17 | 678.2645 | 68.51% | 2017-05-27 17:00 | 5 | 27 | 17 | 5 | 27 | 16 | 32.6125 | 29.5275 | 0 | 29.6925 | 33.205 | 0
[48 empty] | 2017-06-27 18:00 | 6 | 27 | 18 | 140.326 | 14.17% | 2017-05-27 18:00 | 5 | 27 | 18 | 5 | 27 | 17 | 30.6125 | 30.2225 | 0 | 30.3175 | 30.9775 | 0
[48 empty] | 2017-06-27 19:00 | 6 | 27 | 19 | 0 | 0% | 2017-05-27 19:00 | 5 | 27 | 19 | 5 | 27 | 18 | 29.3125 | 29.945 | 0 | 30.0025 | 30.135 | 0
[48 empty] | 2017-06-27 20:00 | 6 | 27 | 20 | 0 | 0% | 2017-05-27 20:00 | 5 | 27 | 20 | 5 | 27 | 19 | 28.63 | 29.845 | 0 | 29.845 | 29.9675 | 0
[48 empty] | 2017-06-27 21:00 | 6 | 27 | 21 | 0 | 0% | 2017-05-27 21:00 | 5 | 27 | 21 | 5 | 27 | 20 | 28.715 | 29.99 | 0 | 30 | 30.04 | 0
[48 empty] | 2017-06-27 22:00 | 6 | 27 | 22 | 0 | 0% | 2017-05-27 22:00 | 5 | 27 | 22 | 5 | 27 | 21 | 26.65 | 26.2475 | 0 | 26.4075 | 26.8475 | 0
[48 empty] | 2017-06-27 23:00 | 6 | 27 | 23 | 0 | 0% | 2017-05-27 23:00 | 5 | 27 | 23 | 5 | 27 | 22 | 102.1875 | 103.6125 | 0 | 104.4025 | 100.3875 | 0
[48 empty] | 2017-06-28 | 6 | 28 | 0 | 0 | 0% | 2017-05-28 | 5 | 28 | 0 | 5 | 27 | 23 | 23.0725 | 20.8175 | 0 | 21.1975 | 21.99 | 0
[48 empty] | 2017-06-28 01:00 | 6 | 28 | 1 | 0 | 0% | 2017-05-28 01:00 | 5 | 28 | 1 | 5 | 28 | 0 | 22.3125 | 20.3325 | 0 | 20.47 | 21.16 | 0
[48 empty] | 2017-06-28 02:00 | 6 | 28 | 2 | 0 | 0% | 2017-05-28 02:00 | 5 | 28 | 2 | 5 | 28 | 1 | 22.4275 | 20.085 | 0 | 20.17 | 21.5775 | 0
[48 empty] | 2017-06-28 03:00 | 6 | 28 | 3 | 0 | 0% | 2017-05-28 03:00 | 5 | 28 | 3 | 5 | 28 | 2 | 21.2725 | 19.4425 | 0 | 19.535 | 20.615 | 0
[48 empty] | 2017-06-28 04:00 | 6 | 28 | 4 | 0 | 0% | 2017-05-28 04:00 | 5 | 28 | 4 | 5 | 28 | 3 | 19.3975 | 18.35 | 0 | 18.42 | 18.65 | 0
[48 empty] | 2017-06-28 05:00 | 6 | 28 | 5 | 165.5303 | 16.72% | 2017-05-28 05:00 | 5 | 28 | 5 | 5 | 28 | 4 | 17.6125 | 16.9425 | 0 | 16.9625 | 17.0625 | 0
[48 empty] | 2017-06-28 06:00 | 6 | 28 | 6 | 649.4511 | 65.6% | 2017-05-28 06:00 | 5 | 28 | 6 | 5 | 28 | 5 | 11.34 | 10.6325 | 0 | 10.685 | 11.105 | 0
[48 empty] | 2017-06-28 07:00 | 6 | 28 | 7 | 849.2357 | 85.78% | 2017-05-28 07:00 | 5 | 28 | 7 | 5 | 28 | 6 | 8.9675 | 7.7 | 0 | 7.7825 | 8.6625 | 0
[48 empty] | 2017-06-28 08:00 | 6 | 28 | 8 | 989.9572 | 100% | 2017-05-28 08:00 | 5 | 28 | 8 | 5 | 28 | 7 | 17.9025 | 15.5625 | 0 | 15.7175 | 17.3325 | 0
[48 empty] | 2017-06-28 09:00 | 6 | 28 | 9 | 990.0001 | 100% | 2017-05-28 09:00 | 5 | 28 | 9 | 5 | 28 | 8 | 19.415 | 17.045 | 0 | 17.2025 | 18.835 | 0
[48 empty] | 2017-06-28 10:00 | 6 | 28 | 10 | 990.0001 | 100% | 2017-05-28 10:00 | 5 | 28 | 10 | 5 | 28 | 9 | 20.4525 | 18.005 | 0 | 18.105 | 19.93 | 0
[48 empty] | 2017-06-28 11:00 | 6 | 28 | 11 | 990.0001 | 100% | 2017-05-28 11:00 | 5 | 28 | 11 | 5 | 28 | 10 | 26.83 | 18.2625 | 0 | 18.555 | 22.8575 | 0
[48 empty] | 2017-06-28 12:00 | 6 | 28 | 12 | 990.0001 | 100% | 2017-05-28 12:00 | 5 | 28 | 12 | 5 | 28 | 11 | 21.9775 | 18.3775 | 0 | 18.645 | 21.0775 | 0
[48 empty] | 2017-06-28 13:00 | 6 | 28 | 13 | 990.0001 | 100% | 2017-05-28 13:00 | 5 | 28 | 13 | 5 | 28 | 12 | 23.525 | 18.7875 | 0 | 19.07 | 22.9325 | 0
[48 empty] | 2017-06-28 14:00 | 6 | 28 | 14 | 990.0001 | 100% | 2017-05-28 14:00 | 5 | 28 | 14 | 5 | 28 | 13 | 24.0125 | 19.215 | 0 | 19.53 | 23.8225 | 0
[48 empty] | 2017-06-28 15:00 | 6 | 28 | 15 | 990.0001 | 100% | 2017-05-28 15:00 | 5 | 28 | 15 | 5 | 28 | 14 | 24.5175 | 19.58 | 0 | 20.0325 | 23.7525 | 0
[48 empty] | 2017-06-28 16:00 | 6 | 28 | 16 | 901.4465 | 91.06% | 2017-05-28 16:00 | 5 | 28 | 16 | 5 | 28 | 15 | 24.5025 | 20.01 | 0 | 20.225 | 23.4925 | 0
[48 empty] | 2017-06-28 17:00 | 6 | 28 | 17 | 675.455 | 68.23% | 2017-05-28 17:00 | 5 | 28 | 17 | 5 | 28 | 16 | 24.5325 | 20.0575 | 0 | 20.31 | 23.8775 | 0
[48 empty] | 2017-06-28 18:00 | 6 | 28 | 18 | 132.7061 | 13.4% | 2017-05-28 18:00 | 5 | 28 | 18 | 5 | 28 | 17 | 24.795 | 20.545 | 0 | 20.7775 | 24.5875 | 0
[48 empty] | 2017-06-28 19:00 | 6 | 28 | 19 | 0 | 0% | 2017-05-28 19:00 | 5 | 28 | 19 | 5 | 28 | 18 | 23.2075 | 20.995 | 0 | 21.145 | 23.3125 | 0
[48 empty] | 2017-06-28 20:00 | 6 | 28 | 20 | 0 | 0% | 2017-05-28 20:00 | 5 | 28 | 20 | 5 | 28 | 19 | 21.6325 | 20.945 | 0 | 21.035 | 21.6825 | 0
[48 empty] | 2017-06-28 21:00 | 6 | 28 | 21 | 0 | 0% | 2017-05-28 21:00 | 5 | 28 | 21 | 5 | 28 | 20 | 22.705 | 21.845 | 0 | 21.91 | 22.5525 | 0
[48 empty] | 2017-06-28 22:00 | 6 | 28 | 22 | 0 | 0% | 2017-05-28 22:00 | 5 | 28 | 22 | 5 | 28 | 21 | 23.4225 | 22.715 | 0 | 22.75 | 23.2625 | 0
[48 empty] | 2017-06-28 23:00 | 6 | 28 | 23 | 0 | 0% | 2017-05-28 23:00 | 5 | 28 | 23 | 5 | 28 | 22 | 23.495 | 23.4775 | 0 | 23.48 | 23.4925 | 0
[48 empty] | 2017-06-29 | 6 | 29 | 0 | 0 | 0% | 2017-05-29 | 5 | 29 | 0 | 5 | 28 | 23 | 21.1025 | 20.75 | 0 | 20.775 | 21.0175 | 0
[48 empty] | 2017-06-29 01:00 | 6 | 29 | 1 | 0 | 0% | 2017-05-29 01:00 | 5 | 29 | 1 | 5 | 29 | 0 | 20.66 | 20.595 | 0 | 20.5975 | 20.63 | 0
[48 empty] | 2017-06-29 02:00 | 6 | 29 | 2 | 0 | 0% | 2017-05-29 02:00 | 5 | 29 | 2 | 5 | 29 | 1 | 19.9 | 19.9475 | 0 | 19.95 | 19.8475 | 0
[48 empty] | 2017-06-29 03:00 | 6 | 29 | 3 | 0 | 0% | 2017-05-29 03:00 | 5 | 29 | 3 | 5 | 29 | 2 | 19.5475 | 19.5475 | 0 | 19.5475 | 19.5475 | 0
[48 empty] | 2017-06-29 04:00 | 6 | 29 | 4 | 0 | 0% | 2017-05-29 04:00 | 5 | 29 | 4 | 5 | 29 | 3 | 19.24 | 19.24 | 0 | 19.24 | 19.24 | 0
[48 empty] | 2017-06-29 05:00 | 6 | 29 | 5 | 167.91 | 16.96% | 2017-05-29 05:00 | 5 | 29 | 5 | 5 | 29 | 4 | 19.325 | 19.3675 | 0 | 19.37 | 19.275 | 0
[48 empty] | 2017-06-29 06:00 | 6 | 29 | 6 | 686.6203 | 69.36% | 2017-05-29 06:00 | 5 | 29 | 6 | 5 | 29 | 5 | 20.145 | 20.15 | 0 | 20.1525 | 20.14 | 0
[48 empty] | 2017-06-29 07:00 | 6 | 29 | 7 | 924.1691 | 93.35% | 2017-05-29 07:00 | 5 | 29 | 7 | 5 | 29 | 6 | 20.06 | 20.06 | 0 | 20.06 | 20.06 | 0
[48 empty] | 2017-06-29 08:00 | 6 | 29 | 8 | 990.0001 | 100% | 2017-05-29 08:00 | 5 | 29 | 8 | 5 | 29 | 7 | 19.89 | 19.89 | 0 | 19.89 | 19.89 | 0
[48 empty] | 2017-06-29 09:00 | 6 | 29 | 9 | 990.0001 | 100% | 2017-05-29 09:00 | 5 | 29 | 9 | 5 | 29 | 8 | 21.315 | 21.24 | 0 | 21.2425 | 21.265 | 0
[48 empty] | 2017-06-29 10:00 | 6 | 29 | 10 | 990.0001 | 100% | 2017-05-29 10:00 | 5 | 29 | 10 | 5 | 29 | 9 | 25.7625 | 22.755 | 0 | 22.78 | 23.7225 | 0
[48 empty] | 2017-06-29 11:00 | 6 | 29 | 11 | 990.0001 | 100% | 2017-05-29 11:00 | 5 | 29 | 11 | 5 | 29 | 10 | 23.1375 | 23.1375 | 0 | 23.1375 | 23.1375 | 0
[48 empty] | 2017-06-29 12:00 | 6 | 29 | 12 | 990.0001 | 100% | 2017-05-29 12:00 | 5 | 29 | 12 | 5 | 29 | 11 | 26.18 | 24.4 | 0 | 24.415 | 24.9675 | 0
[48 empty] | 2017-06-29 13:00 | 6 | 29 | 13 | 990.0001 | 100% | 2017-05-29 13:00 | 5 | 29 | 13 | 5 | 29 | 12 | 26.97 | 26.97 | 0 | 26.97 | 26.97 | 0
[48 empty] | 2017-06-29 14:00 | 6 | 29 | 14 | 990.0001 | 100% | 2017-05-29 14:00 | 5 | 29 | 14 | 5 | 29 | 13 | 37.3775 | 37.1975 | 0 | 37.1975 | 37.255 | 0
[48 empty] | 2017-06-29 15:00 | 6 | 29 | 15 | 990.0001 | 100% | 2017-05-29 15:00 | 5 | 29 | 15 | 5 | 29 | 14 | 148.7125 | 148.7125 | 0 | 148.7125 | 148.7125 | 0
[48 empty] | 2017-06-29 16:00 | 6 | 29 | 16 | 862.1309 | 87.08% | 2017-05-29 16:00 | 5 | 29 | 16 | 5 | 29 | 15 | 181.3075 | 199.2975 | 0 | 199.3625 | 201.03 | 0
[48 empty] | 2017-06-29 17:00 | 6 | 29 | 17 | 626.8578 | 63.32% | 2017-05-29 17:00 | 5 | 29 | 17 | 5 | 29 | 16 | 180.53 | 200.8275 | 0 | 200.9025 | 202.79 | 0
[48 empty] | 2017-06-29 18:00 | 6 | 29 | 18 | 112.136 | 11.33% | 2017-05-29 18:00 | 5 | 29 | 18 | 5 | 29 | 17 | 58.8975 | 63.6075 | 0 | 63.63 | 64.085 | 0
[48 empty] | 2017-06-29 19:00 | 6 | 29 | 19 | 0 | 0% | 2017-05-29 19:00 | 5 | 29 | 19 | 5 | 29 | 18 | 37.6375 | 39.925 | 0 | 39.935 | 40.1575 | 0
[48 empty] | 2017-06-29 20:00 | 6 | 29 | 20 | 0 | 0% | 2017-05-29 20:00 | 5 | 29 | 20 | 5 | 29 | 19 | 31.46 | 32.2475 | 0 | 32.25 | 32.3275 | 0
[48 empty] | 2017-06-29 21:00 | 6 | 29 | 21 | 0 | 0% | 2017-05-29 21:00 | 5 | 29 | 21 | 5 | 29 | 20 | 30.675 | 30.675 | 0 | 30.675 | 30.675 | 0
[48 empty] | 2017-06-29 22:00 | 6 | 29 | 22 | 0 | 0% | 2017-05-29 22:00 | 5 | 29 | 22 | 5 | 29 | 21 | 33.3 | 33.3 | 0 | 33.3 | 33.3 | 0
[48 empty] | 2017-06-29 23:00 | 6 | 29 | 23 | 0 | 0% | 2017-05-29 23:00 | 5 | 29 | 23 | 5 | 29 | 22 | 31.2525 | 27.05 | 0 | 27.085 | 28.385 | 0
[48 empty] | 2017-06-30 | 6 | 30 | 0 | 0 | 0% | 2017-05-30 | 5 | 30 | 0 | 5 | 29 | 23 | 30.4675 | 25.92 | 0 | 25.9575 | 27.37 | 0
[48 empty] | 2017-06-30 01:00 | 6 | 30 | 1 | 0 | 0% | 2017-05-30 01:00 | 5 | 30 | 1 | 5 | 30 | 0 | 23.0625 | 21.8525 | 0 | 21.8625 | 22.235 | 0
[48 empty] | 2017-06-30 02:00 | 6 | 30 | 2 | 0 | 0% | 2017-05-30 02:00 | 5 | 30 | 2 | 5 | 30 | 1 | 20.9 | 20.795 | 0 | 20.795 | 20.825 | 0
[48 empty] | 2017-06-30 03:00 | 6 | 30 | 3 | 0 | 0% | 2017-05-30 03:00 | 5 | 30 | 3 | 5 | 30 | 2 | 20.07 | 19.9725 | 0 | 19.9725 | 20.005 | 0
[48 empty] | 2017-06-30 04:00 | 6 | 30 | 4 | 0 | 0% | 2017-05-30 04:00 | 5 | 30 | 4 | 5 | 30 | 3 | 20 | 19.65 | 0 | 19.6525 | 19.7625 | 0
[48 empty] | 2017-06-30 05:00 | 6 | 30 | 5 | 217.3151 | 21.95% | 2017-05-30 05:00 | 5 | 30 | 5 | 5 | 30 | 4 | 21.2725 | 20.3325 | 0 | 20.34 | 20.6325 | 0
[48 empty] | 2017-06-30 06:00 | 6 | 30 | 6 | 767.9013 | 77.57% | 2017-05-30 06:00 | 5 | 30 | 6 | 5 | 30 | 5 | 23.2875 | 21.0925 | 0 | 21.1075 | 21.79 | 0
[48 empty] | 2017-06-30 07:00 | 6 | 30 | 7 | 944.7985 | 95.43% | 2017-05-30 07:00 | 5 | 30 | 7 | 5 | 30 | 6 | 21.845 | 21.8275 | 0 | 21.8275 | 21.8325 | 0
[48 empty] | 2017-06-30 08:00 | 6 | 30 | 8 | 990.0001 | 100% | 2017-05-30 08:00 | 5 | 30 | 8 | 5 | 30 | 7 | 23.08 | 23.08 | 0 | 23.08 | 23.08 | 0
[48 empty] | 2017-06-30 09:00 | 6 | 30 | 9 | 990.0001 | 100% | 2017-05-30 09:00 | 5 | 30 | 9 | 5 | 30 | 8 | 30.8725 | 28.58 | 0 | 28.6 | 29.305 | 0
[48 empty] | 2017-06-30 10:00 | 6 | 30 | 10 | 990.0001 | 100% | 2017-05-30 10:00 | 5 | 30 | 10 | 5 | 30 | 9 | 40.1825 | 32.445 | 0 | 32.4625 | 36.8525 | 0
[48 empty] | 2017-06-30 11:00 | 6 | 30 | 11 | 990.0001 | 100% | 2017-05-30 11:00 | 5 | 30 | 11 | 5 | 30 | 10 | 36.0075 | 28.9 | 0 | 29.0025 | 34.565 | 0
[48 empty] | 2017-06-30 12:00 | 6 | 30 | 12 | 990.0001 | 100% | 2017-05-30 12:00 | 5 | 30 | 12 | 5 | 30 | 11 | 41.645 | 24.3075 | 0 | 24.58 | 38.325 | 0
[48 empty] | 2017-06-30 13:00 | 6 | 30 | 13 | 960.9264 | 97.06% | 2017-05-30 13:00 | 5 | 30 | 13 | 5 | 30 | 12 | 231.02 | 34.225 | 0 | 39.0575 | 191.0525 | 0
[48 empty] | 2017-06-30 14:00 | 6 | 30 | 14 | 990.0001 | 100% | 2017-05-30 14:00 | 5 | 30 | 14 | 5 | 30 | 13 | 387.1325 | 46.0025 | 0 | 53.7525 | 308.8225 | 0
[48 empty] | 2017-06-30 15:00 | 6 | 30 | 15 | 975.6959 | 98.56% | 2017-05-30 15:00 | 5 | 30 | 15 | 5 | 30 | 14 | 874.0025 | 115.535 | 0 | 127.5425 | 719.5575 | 0
[48 empty] | 2017-06-30 16:00 | 6 | 30 | 16 | 894.8457 | 90.39% | 2017-05-30 16:00 | 5 | 30 | 16 | 5 | 30 | 15 | 733.55 | 132.5175 | 0 | 142.9325 | 585.4225 | 0
[48 empty] | 2017-06-30 17:00 | 6 | 30 | 17 | 684.3715 | 69.13% | 2017-05-30 17:00 | 5 | 30 | 17 | 5 | 30 | 16 | 210.375 | 100.3725 | 0 | 102.1925 | 181.275 | 0
[48 empty] | 2017-06-30 18:00 | 6 | 30 | 18 | 148.3605 | 14.99% | 2017-05-30 18:00 | 5 | 30 | 18 | 5 | 30 | 17 | 41.845 | 35.635 | 0 | 35.735 | 40.11 | 0
[48 empty] | 2017-06-30 19:00 | 6 | 30 | 19 | 0 | 0% | 2017-05-30 19:00 | 5 | 30 | 19 | 5 | 30 | 18 | 30.9875 | 29.305 | 0 | 29.34 | 30.5525 | 0
[48 empty] | 2017-06-30 20:00 | 6 | 30 | 20 | 0 | 0% | 2017-05-30 20:00 | 5 | 30 | 20 | 5 | 30 | 19 | 27.1275 | 26.19 | 0 | 26.2325 | 27.205 | 0
[48 empty] | 2017-06-30 21:00 | 6 | 30 | 21 | 0 | 0% | 2017-05-30 21:00 | 5 | 30 | 21 | 5 | 30 | 20 | 24.4175 | 22.51 | 0 | 22.5725 | 24.19 | 0
[48 empty] | 2017-06-30 22:00 | 6 | 30 | 22 | 0 | 0% | 2017-05-30 22:00 | 5 | 30 | 22 | 5 | 30 | 21 | 25.0225 | 21.39 | 0 | 21.51 | 24.4575 | 0
[48 empty] | 2017-06-30 23:00 | 6 | 30 | 23 | 0 | 0% | 2017-05-30 23:00 | 5 | 30 | 23 | 5 | 30 | 22 | 165.7175 | 24.63 | 0 | 28.7425 | 132.1825 | 0
[48 empty] | 2017-07-01 | 7 | 1 | 0 | 0 | 0% | 2017-05-31 | 5 | 31 | 0 | 5 | 30 | 23 | 22.57 | 20.0425 | 0 | 20.005 | 22.54 | 0
[48 empty] | 2017-07-01 01:00 | 7 | 1 | 1 | 0 | 0% | 2017-05-31 01:00 | 5 | 31 | 1 | 5 | 31 | 0 | 21.3075 | 18.19 | 0 | 18.1725 | 21.1875 | 0
[48 empty] | 2017-07-01 02:00 | 7 | 1 | 2 | 0 | 0% | 2017-05-31 02:00 | 5 | 31 | 2 | 5 | 31 | 1 | 19.6325 | 19.1725 | 0 | 19.2025 | 19.5225 | 0
[48 empty] | 2017-07-01 03:00 | 7 | 1 | 3 | 0 | 0% | 2017-05-31 03:00 | 5 | 31 | 3 | 5 | 31 | 2 | 19.55 | 19.5 | 0 | 19.5025 | 19.54 | 0
[48 empty] | 2017-07-01 04:00 | 7 | 1 | 4 | 0 | 0% | 2017-05-31 04:00 | 5 | 31 | 4 | 5 | 31 | 3 | 19.0075 | 19.0075 | 0 | 19.0075 | 19.0075 | 0
[48 empty] | 2017-07-01 05:00 | 7 | 1 | 5 | 196.0399 | 19.8% | 2017-05-31 05:00 | 5 | 31 | 5 | 5 | 31 | 4 | 19.4925 | 19.4925 | 0 | 19.4925 | 19.4925 | 0
[48 empty] | 2017-07-01 06:00 | 7 | 1 | 6 | 723.754 | 73.11% | 2017-05-31 06:00 | 5 | 31 | 6 | 5 | 31 | 5 | 21.2775 | 20.6525 | 0 | 20.695 | 21.13 | 0
[48 empty] | 2017-07-01 07:00 | 7 | 1 | 7 | 916.4741 | 92.57% | 2017-05-31 07:00 | 5 | 31 | 7 | 5 | 31 | 6 | 22.2275 | 20.9525 | 0 | 21.02 | 21.9325 | 0
[48 empty] | 2017-07-01 08:00 | 7 | 1 | 8 | 979.959 | 98.99% | 2017-05-31 08:00 | 5 | 31 | 8 | 5 | 31 | 7 | 29.5175 | 21.425 | 0 | 21.5825 | 25.0925 | 0
[48 empty] | 2017-07-01 09:00 | 7 | 1 | 9 | 990.0001 | 100% | 2017-05-31 09:00 | 5 | 31 | 9 | 5 | 31 | 8 | 36.2 | 22.1375 | 0 | 22.3625 | 28.005 | 0
[48 empty] | 2017-07-01 10:00 | 7 | 1 | 10 | 990.0001 | 100% | 2017-05-31 10:00 | 5 | 31 | 10 | 5 | 31 | 9 | 23.03 | 22.885 | 0 | 22.8925 | 22.995 | 0
[48 empty] | 2017-07-01 11:00 | 7 | 1 | 11 | 990.0001 | 100% | 2017-05-31 11:00 | 5 | 31 | 11 | 5 | 31 | 10 | 25.4375 | 25.4375 | 0 | 25.4375 | 25.4375 | 0
[48 empty] | 2017-07-01 12:00 | 7 | 1 | 12 | 984.6179 | 99.46% | 2017-05-31 12:00 | 5 | 31 | 12 | 5 | 31 | 11 | 28.455 | 28.185 | 0 | 28.1825 | 28.515 | 0
[48 empty] | 2017-07-01 13:00 | 7 | 1 | 13 | 981.8855 | 99.18% | 2017-05-31 13:00 | 5 | 31 | 13 | 5 | 31 | 12 | 29.0825 | 28.5575 | 0 | 28.5625 | 29.0025 | 0
[48 empty] | 2017-07-01 14:00 | 7 | 1 | 14 | 950.2691 | 95.99% | 2017-05-31 14:00 | 5 | 31 | 14 | 5 | 31 | 13 | 31.19 | 29.2825 | 0 | 30.925 | 29.53 | 0
[48 empty] | 2017-07-01 15:00 | 7 | 1 | 15 | 938.8956 | 94.84% | 2017-05-31 15:00 | 5 | 31 | 15 | 5 | 31 | 14 | 29.675 | 37.145 | 0 | 49.7425 | 29.225 | 0
[48 empty] | 2017-07-01 16:00 | 7 | 1 | 16 | 862.7719 | 87.15% | 2017-05-31 16:00 | 5 | 31 | 16 | 5 | 31 | 15 | 36.82 | 51.675 | 0 | 75.4975 | 36.1925 | 0
[48 empty] | 2017-07-01 17:00 | 7 | 1 | 17 | 649.3789 | 65.59% | 2017-05-31 17:00 | 5 | 31 | 17 | 5 | 31 | 16 | 35.9 | 51.1475 | 0 | 75.835 | 35.125 | 0
[48 empty] | 2017-07-01 18:00 | 7 | 1 | 18 | 131.8131 | 13.31% | 2017-05-31 18:00 | 5 | 31 | 18 | 5 | 31 | 17 | 28.395 | 40.4475 | 0 | 59.7575 | 27.7475 | 0
[48 empty] | 2017-07-01 19:00 | 7 | 1 | 19 | 0 | 0% | 2017-05-31 19:00 | 5 | 31 | 19 | 5 | 31 | 18 | 21.745 | 28.035 | 0 | 38.02 | 21.395 | 0
[48 empty] | 2017-07-01 20:00 | 7 | 1 | 20 | 0 | 0% | 2017-05-31 20:00 | 5 | 31 | 20 | 5 | 31 | 19 | 22.4075 | 22.7175 | 0 | 24.5 | 22.1525 | 0
[48 empty] | 2017-07-01 21:00 | 7 | 1 | 21 | 0 | 0% | 2017-05-31 21:00 | 5 | 31 | 21 | 5 | 31 | 20 | 23.3275 | 21.68 | 0 | 21.8225 | 22.92 | 0
[48 empty] | 2017-07-01 22:00 | 7 | 1 | 22 | 0 | 0% | 2017-05-31 22:00 | 5 | 31 | 22 | 5 | 31 | 21 | 23.27 | 21.625 | 0 | 21.6925 | 22.875 | 0
[48 empty] | 2017-07-01 23:00 | 7 | 1 | 23 | 0 | 0% | 2017-05-31 23:00 | 5 | 31 | 23 | 5 | 31 | 22 | 22.68 | 21.37 | 0 | 21.4325 | 22.36 | 0
[48 empty] | 2017-07-02 | 7 | 2 | 0 | 0 | 0% | 2017-06-01 | 6 | 1 | 0 | 5 | 31 | 23 | 21.7775 | 21.3275 | 0 | 21.355 | 21.67 | 0
[48 empty] | 2017-07-02 01:00 | 7 | 2 | 1 | 0 | 0% | 2017-06-01 01:00 | 6 | 1 | 1 | 6 | 1 | 0 | 20.7025 | 20.7025 | 0 | 20.7025 | 20.7025 | 0
[48 empty] | 2017-07-02 02:00 | 7 | 2 | 2 | 0 | 0% | 2017-06-01 02:00 | 6 | 1 | 2 | 6 | 1 | 1 | 20.2375 | 20.2375 | 0 | 20.2375 | 20.2375 | 0
[48 empty] | 2017-07-02 03:00 | 7 | 2 | 3 | 0 | 0% | 2017-06-01 03:00 | 6 | 1 | 3 | 6 | 1 | 2 | 19.955 | 19.955 | 0 | 19.955 | 19.955 | 0
[48 empty] | 2017-07-02 04:00 | 7 | 2 | 4 | 0 | 0% | 2017-06-01 04:00 | 6 | 1 | 4 | 6 | 1 | 3 | 20.0225 | 20.0225 | 0 | 20.0225 | 20.0225 | 0
[48 empty] | 2017-07-02 05:00 | 7 | 2 | 5 | 201.1132 | 20.31% | 2017-06-01 05:00 | 6 | 1 | 5 | 6 | 1 | 4 | 20.38 | 20.38 | 0 | 20.38 | 20.38 | 0
[48 empty] | 2017-07-02 06:00 | 7 | 2 | 6 | 725.7577 | 73.31% | 2017-06-01 06:00 | 6 | 1 | 6 | 6 | 1 | 5 | 21.0275 | 21.0275 | 0 | 21.0275 | 21.0275 | 0
[48 empty] | 2017-07-02 07:00 | 7 | 2 | 7 | 910.5047 | 91.97% | 2017-06-01 07:00 | 6 | 1 | 7 | 6 | 1 | 6 | 20.9925 | 20.9925 | 0 | 20.9925 | 20.9925 | 0
[48 empty] | 2017-07-02 08:00 | 7 | 2 | 8 | 990.0001 | 100% | 2017-06-01 08:00 | 6 | 1 | 8 | 6 | 1 | 7 | 20.9475 | 20.9475 | 0 | 20.9475 | 20.9475 | 0
[48 empty] | 2017-07-02 09:00 | 7 | 2 | 9 | 990.0001 | 100% | 2017-06-01 09:00 | 6 | 1 | 9 | 6 | 1 | 8 | 21.0725 | 21.0725 | 0 | 21.0725 | 21.0725 | 0
[48 empty] | 2017-07-02 10:00 | 7 | 2 | 10 | 990.0001 | 100% | 2017-06-01 10:00 | 6 | 1 | 10 | 6 | 1 | 9 | 20.8725 | 20.8725 | 0 | 20.8725 | 20.8725 | 0
[48 empty] | 2017-07-02 11:00 | 7 | 2 | 11 | 990.0001 | 100% | 2017-06-01 11:00 | 6 | 1 | 11 | 6 | 1 | 10 | 21.445 | 21.445 | 0 | 21.445 | 21.445 | 0
[48 empty] | 2017-07-02 12:00 | 7 | 2 | 12 | 990.0001 | 100% | 2017-06-01 12:00 | 6 | 1 | 12 | 6 | 1 | 11 | 22.92 | 22.92 | 0 | 22.92 | 22.92 | 0
[48 empty] | 2017-07-02 13:00 | 7 | 2 | 13 | 974.1288 | 98.4% | 2017-06-01 13:00 | 6 | 1 | 13 | 6 | 1 | 12 | 27.3325 | 27.3325 | 0 | 27.3325 | 27.3325 | 0
[48 empty] | 2017-07-02 14:00 | 7 | 2 | 14 | 967.8462 | 97.76% | 2017-06-01 14:00 | 6 | 1 | 14 | 6 | 1 | 13 | 29.3225 | 29.2475 | 0 | 29.2475 | 29.24 | 0
[48 empty] | 2017-07-02 15:00 | 7 | 2 | 15 | 957.3074 | 96.7% | 2017-06-01 15:00 | 6 | 1 | 15 | 6 | 1 | 14 | 30.5675 | 30.565 | 0 | 30.565 | 30.565 | 0
[48 empty] | 2017-07-02 16:00 | 7 | 2 | 16 | 852.6364 | 86.12% | 2017-06-01 16:00 | 6 | 1 | 16 | 6 | 1 | 15 | 31.6275 | 31.505 | 0 | 31.535 | 31.605 | 0
[48 empty] | 2017-07-02 17:00 | 7 | 2 | 17 | 626.8622 | 63.32% | 2017-06-01 17:00 | 6 | 1 | 17 | 6 | 1 | 16 | 30.125 | 30.11 | 0 | 30.11 | 30.1125 | 0
[48 empty] | 2017-07-02 18:00 | 7 | 2 | 18 | 113.2055 | 11.43% | 2017-06-01 18:00 | 6 | 1 | 18 | 6 | 1 | 17 | 28.0125 | 26.53 | 0 | 26.555 | 27.645 | 0
[48 empty] | 2017-07-02 19:00 | 7 | 2 | 19 | 0 | 0% | 2017-06-01 19:00 | 6 | 1 | 19 | 6 | 1 | 18 | 26.07 | 25.9025 | 0 | 25.905 | 26.0275 | 0
[48 empty] | 2017-07-02 20:00 | 7 | 2 | 20 | 0 | 0% | 2017-06-01 20:00 | 6 | 1 | 20 | 6 | 1 | 19 | 23.3625 | 23.085 | 0 | 23.105 | 23.29 | 0
[48 empty] | 2017-07-02 21:00 | 7 | 2 | 21 | 0 | 0% | 2017-06-01 21:00 | 6 | 1 | 21 | 6 | 1 | 20 | 21.9875 | 21.1075 | 0 | 21.17 | 21.765 | 0
[48 empty] | 2017-07-02 22:00 | 7 | 2 | 22 | 0 | 0% | 2017-06-01 22:00 | 6 | 1 | 22 | 6 | 1 | 21 | 21.78 | 21.2 | 0 | 21.2425 | 21.6325 | 0
[48 empty] | 2017-07-02 23:00 | 7 | 2 | 23 | 0 | 0% | 2017-06-01 23:00 | 6 | 1 | 23 | 6 | 1 | 22 | 21.365 | 21.2225 | 0 | 21.2375 | 21.3325 | 0
[48 empty] | 2017-07-03 | 7 | 3 | 0 | 0 | 0% | 2017-06-02 | 6 | 2 | 0 | 6 | 1 | 23 | 20.88 | 20.8775 | 0 | 20.8775 | 20.88 | 0
[48 empty] | 2017-07-03 01:00 | 7 | 3 | 1 | 0 | 0% | 2017-06-02 01:00 | 6 | 2 | 1 | 6 | 2 | 0 | 20.67 | 20.67 | 0 | 20.67 | 20.67 | 0
[48 empty] | 2017-07-03 02:00 | 7 | 3 | 2 | 0 | 0% | 2017-06-02 02:00 | 6 | 2 | 2 | 6 | 2 | 1 | 20.2575 | 20.2575 | 0 | 20.2575 | 20.2575 | 0
[48 empty] | 2017-07-03 03:00 | 7 | 3 | 3 | 0 | 0% | 2017-06-02 03:00 | 6 | 2 | 3 | 6 | 2 | 2 | 19.725 | 19.725 | 0 | 19.725 | 19.725 | 0
[48 empty] | 2017-07-03 04:00 | 7 | 3 | 4 | 0 | 0% | 2017-06-02 04:00 | 6 | 2 | 4 | 6 | 2 | 3 | 19.705 | 19.705 | 0 | 19.705 | 19.705 | 0
[48 empty] | 2017-07-03 05:00 | 7 | 3 | 5 | 196.4355 | 19.84% | 2017-06-02 05:00 | 6 | 2 | 5 | 6 | 2 | 4 | 20.7825 | 20.7825 | 0 | 20.7825 | 20.7825 | 0
[48 empty] | 2017-07-03 06:00 | 7 | 3 | 6 | 728.7912 | 73.62% | 2017-06-02 06:00 | 6 | 2 | 6 | 6 | 2 | 5 | 21.18 | 21.18 | 0 | 21.18 | 21.18 | 0
[48 empty] | 2017-07-03 07:00 | 7 | 3 | 7 | 921.9877 | 93.13% | 2017-06-02 07:00 | 6 | 2 | 7 | 6 | 2 | 6 | 21.23 | 21.23 | 0 | 21.23 | 21.23 | 0
[48 empty] | 2017-07-03 08:00 | 7 | 3 | 8 | 971.2202 | 98.1% | 2017-06-02 08:00 | 6 | 2 | 8 | 6 | 2 | 7 | 21.48 | 21.48 | 0 | 21.48 | 21.48 | 0
[48 empty] | 2017-07-03 09:00 | 7 | 3 | 9 | 990.0001 | 100% | 2017-06-02 09:00 | 6 | 2 | 9 | 6 | 2 | 8 | 23.6675 | 23.6675 | 0 | 23.6675 | 23.6675 | 0
[48 empty] | 2017-07-03 10:00 | 7 | 3 | 10 | 990.0001 | 100% | 2017-06-02 10:00 | 6 | 2 | 10 | 6 | 2 | 9 | 24.9675 | 24.9675 | 0 | 24.9675 | 24.9675 | 0
[48 empty] | 2017-07-03 11:00 | 7 | 3 | 11 | 990.0001 | 100% | 2017-06-02 11:00 | 6 | 2 | 11 | 6 | 2 | 10 | 26.9025 | 26.2125 | 0 | 26.2175 | 26.67 | 0
[48 empty] | 2017-07-03 12:00 | 7 | 3 | 12 | 977.7737 | 98.77% | 2017-06-02 12:00 | 6 | 2 | 12 | 6 | 2 | 11 | 29.11 | 27.3075 | 0 | 27.3275 | 28.5075 | 0
[48 empty] | 2017-07-03 13:00 | 7 | 3 | 13 | 987.1033 | 99.71% | 2017-06-02 13:00 | 6 | 2 | 13 | 6 | 2 | 12 | 32.2275 | 30.4375 | 0 | 30.5125 | 31.6 | 0
[48 empty] | 2017-07-03 14:00 | 7 | 3 | 14 | 976.3369 | 98.62% | 2017-06-02 14:00 | 6 | 2 | 14 | 6 | 2 | 13 | 29.795 | 28.2825 | 0 | 28.465 | 29.3125 | 0
[48 empty] | 2017-07-03 15:00 | 7 | 3 | 15 | 931.6667 | 94.11% | 2017-06-02 15:00 | 6 | 2 | 15 | 6 | 2 | 14 | 27.785 | 25.04 | 0 | 25.23 | 26.885 | 0
[48 empty] | 2017-07-03 16:00 | 7 | 3 | 16 | 862.2667 | 87.1% | 2017-06-02 16:00 | 6 | 2 | 16 | 6 | 2 | 15 | 28.79 | 23.575 | 0 | 23.7025 | 26.6775 | 0
[48 empty] | 2017-07-03 17:00 | 7 | 3 | 17 | 627.0093 | 63.33% | 2017-06-02 17:00 | 6 | 2 | 17 | 6 | 2 | 16 | 24.7375 | 23.4 | 0 | 23.47 | 24.2425 | 0
[48 empty] | 2017-07-03 18:00 | 7 | 3 | 18 | 94.8347 | 9.579% | 2017-06-02 18:00 | 6 | 2 | 18 | 6 | 2 | 17 | 23.58 | 22.965 | 0 | 23.0425 | 23.4625 | 0
[48 empty] | 2017-07-03 19:00 | 7 | 3 | 19 | 0 | 0% | 2017-06-02 19:00 | 6 | 2 | 19 | 6 | 2 | 18 | 22.2475 | 21.7225 | 0 | 21.78 | 22.1275 | 0
[48 empty] | 2017-07-03 20:00 | 7 | 3 | 20 | 0 | 0% | 2017-06-02 20:00 | 6 | 2 | 20 | 6 | 2 | 19 | 21.67 | 21.465 | 0 | 21.49 | 21.6225 | 0
[48 empty] | 2017-07-03 21:00 | 7 | 3 | 21 | 0 | 0% | 2017-06-02 21:00 | 6 | 2 | 21 | 6 | 2 | 20 | 21.71 | 21.4575 | 0 | 21.4825 | 21.6525 | 0
[48 empty] | 2017-07-03 22:00 | 7 | 3 | 22 | 0 | 0% | 2017-06-02 22:00 | 6 | 2 | 22 | 6 | 2 | 21 | 21.7575 | 21.705 | 0 | 21.715 | 21.7575 | 0
[48 empty] | 2017-07-03 23:00 | 7 | 3 | 23 | 0 | 0% | 2017-06-02 23:00 | 6 | 2 | 23 | 6 | 2 | 22 | 21.725 | 21.5625 | 0 | 21.5675 | 21.6775 | 0
[48 empty] | 2017-07-04 | 7 | 4 | 0 | 0 | 0% | 2017-06-03 | 6 | 3 | 0 | 6 | 2 | 23 | 21.0625 | 20.9275 | 0 | 20.93 | 21.015 | 0
[48 empty] | 2017-07-04 01:00 | 7 | 4 | 1 | 0 | 0% | 2017-06-03 01:00 | 6 | 3 | 1 | 6 | 3 | 0 | 21.8625 | 20.455 | 0 | 20.4725 | 21.3675 | 0
[48 empty] | 2017-07-04 02:00 | 7 | 4 | 2 | 0 | 0% | 2017-06-03 02:00 | 6 | 3 | 2 | 6 | 3 | 1 | 21.61 | 19.89 | 0 | 19.91 | 20.9975 | 0
[48 empty] | 2017-07-04 03:00 | 7 | 4 | 3 | 0 | 0% | 2017-06-03 03:00 | 6 | 3 | 3 | 6 | 3 | 2 | 20.1775 | 19.245 | 0 | 19.255 | 19.8475 | 0
[48 empty] | 2017-07-04 04:00 | 7 | 4 | 4 | 0 | 0% | 2017-06-03 04:00 | 6 | 3 | 4 | 6 | 3 | 3 | 20.93 | 19.745 | 0 | 19.76 | 20.5325 | 0
[48 empty] | 2017-07-04 05:00 | 7 | 4 | 5 | 213.0554 | 21.52% | 2017-06-03 05:00 | 6 | 3 | 5 | 6 | 3 | 4 | 21.3625 | 20.2625 | 0 | 20.2775 | 20.9625 | 0
[48 empty] | 2017-07-04 06:00 | 7 | 4 | 6 | 730.6855 | 73.81% | 2017-06-03 06:00 | 6 | 3 | 6 | 6 | 3 | 5 | 23.16 | 20.835 | 0 | 20.865 | 22.4025 | 0
[48 empty] | 2017-07-04 07:00 | 7 | 4 | 7 | 902.2427 | 91.14% | 2017-06-03 07:00 | 6 | 3 | 7 | 6 | 3 | 6 | 23.0575 | 20.3275 | 0 | 20.36 | 22.1475 | 0
[48 empty] | 2017-07-04 08:00 | 7 | 4 | 8 | 990.0001 | 100% | 2017-06-03 08:00 | 6 | 3 | 8 | 6 | 3 | 7 | 20.9125 | 20.2725 | 0 | 20.28 | 20.695 | 0
[48 empty] | 2017-07-04 09:00 | 7 | 4 | 9 | 990.0001 | 100% | 2017-06-03 09:00 | 6 | 3 | 9 | 6 | 3 | 8 | 25.795 | 21.0075 | 0 | 21.0475 | 22.6125 | 0
[48 empty] | 2017-07-04 10:00 | 7 | 4 | 10 | 974.0664 | 98.39% | 2017-06-03 10:00 | 6 | 3 | 10 | 6 | 3 | 9 | 27.89 | 21.3675 | 0 | 21.4225 | 23.555 | 0
[48 empty] | 2017-07-04 11:00 | 7 | 4 | 11 | 990.0001 | 100% | 2017-06-03 11:00 | 6 | 3 | 11 | 6 | 3 | 10 | 23.765 | 22.12 | 0 | 22.17 | 23.035 | 0
[48 empty] | 2017-07-04 12:00 | 7 | 4 | 12 | 990.0001 | 100% | 2017-06-03 12:00 | 6 | 3 | 12 | 6 | 3 | 11 | 32.1775 | 23.2225 | 0 | 23.445 | 27.16 | 0
[48 empty] | 2017-07-04 13:00 | 7 | 4 | 13 | 988.6508 | 99.86% | 2017-06-03 13:00 | 6 | 3 | 13 | 6 | 3 | 12 | 30.7625 | 22.8 | 0 | 22.9875 | 26.8175 | 0
[48 empty] | 2017-07-04 14:00 | 7 | 4 | 14 | 985.0004 | 99.49% | 2017-06-03 14:00 | 6 | 3 | 14 | 6 | 3 | 13 | 28.39 | 24.085 | 0 | 24.2375 | 26.85 | 0
[48 empty] | 2017-07-04 15:00 | 7 | 4 | 15 | 915.0881 | 92.43% | 2017-06-03 15:00 | 6 | 3 | 15 | 6 | 3 | 14 | 30.435 | 23.46 | 0 | 23.645 | 28.285 | 0
[48 empty] | 2017-07-04 16:00 | 7 | 4 | 16 | 843.209 | 85.17% | 2017-06-03 16:00 | 6 | 3 | 16 | 6 | 3 | 15 | 29.1825 | 23.295 | 0 | 23.4625 | 27.2125 | 0
[48 empty] | 2017-07-04 17:00 | 7 | 4 | 17 | 596.3761 | 60.24% | 2017-06-03 17:00 | 6 | 3 | 17 | 6 | 3 | 16 | 30.8625 | 22.555 | 0 | 22.77 | 28.6775 | 0
[48 empty] | 2017-07-04 18:00 | 7 | 4 | 18 | 95.6257 | 9.659% | 2017-06-03 18:00 | 6 | 3 | 18 | 6 | 3 | 17 | 28.2975 | 23.455 | 0 | 23.61 | 27.03 | 0
[48 empty] | 2017-07-04 19:00 | 7 | 4 | 19 | 0 | 0% | 2017-06-03 19:00 | 6 | 3 | 19 | 6 | 3 | 18 | 23.275 | 22.8125 | 0 | 22.875 | 23.16 | 0
[48 empty] | 2017-07-04 20:00 | 7 | 4 | 20 | 0 | 0% | 2017-06-03 20:00 | 6 | 3 | 20 | 6 | 3 | 19 | 22.115 | 21.4975 | 0 | 21.5425 | 21.9775 | 0
[48 empty] | 2017-07-04 21:00 | 7 | 4 | 21 | 0 | 0% | 2017-06-03 21:00 | 6 | 3 | 21 | 6 | 3 | 20 | 21.7825 | 21.6325 | 0 | 21.6525 | 21.8375 | 0
[48 empty] | 2017-07-04 22:00 | 7 | 4 | 22 | 0 | 0% | 2017-06-03 22:00 | 6 | 3 | 22 | 6 | 3 | 21 | 22.52 | 22.375 | 0 | 22.41 | 22.515 | 0
[48 empty] | 2017-07-04 23:00 | 7 | 4 | 23 | 0 | 0% | 2017-06-03 23:00 | 6 | 3 | 23 | 6 | 3 | 22 | 28.7125 | 26.865 | 0 | 27.085 | 28.3725 | 0
[48 empty] | 2017-07-05 | 7 | 5 | 0 | 0 | 0% | 2017-06-04 | 6 | 4 | 0 | 6 | 3 | 23 | 22.5325 | 21.6275 | 0 | 21.6525 | 22.2925 | 0
[48 empty] | 2017-07-05 01:00 | 7 | 5 | 1 | 0 | 0% | 2017-06-04 01:00 | 6 | 4 | 1 | 6 | 4 | 0 | 21.6125 | 21.1475 | 0 | 21.155 | 21.485 | 0
[48 empty] | 2017-07-05 02:00 | 7 | 5 | 2 | 0 | 0% | 2017-06-04 02:00 | 6 | 4 | 2 | 6 | 4 | 1 | 21.1975 | 20.95 | 0 | 20.95 | 21.13 | 0
[48 empty] | 2017-07-05 03:00 | 7 | 5 | 3 | 0 | 0% | 2017-06-04 03:00 | 6 | 4 | 3 | 6 | 4 | 2 | 20.3075 | 20.2075 | 0 | 20.21 | 20.2775 | 0
[48 empty] | 2017-07-05 04:00 | 7 | 5 | 4 | 0 | 0% | 2017-06-04 04:00 | 6 | 4 | 4 | 6 | 4 | 3 | 19.515 | 19.3575 | 0 | 19.36 | 19.4625 | 0
[48 empty] | 2017-07-05 05:00 | 7 | 5 | 5 | 209.3501 | 21.15% | 2017-06-04 05:00 | 6 | 4 | 5 | 6 | 4 | 4 | 19.215 | 18.96 | 0 | 18.9625 | 19.1275 | 0
[48 empty] | 2017-07-05 06:00 | 7 | 5 | 6 | 727.2237 | 73.46% | 2017-06-04 06:00 | 6 | 4 | 6 | 6 | 4 | 5 | 18.8625 | 18.6775 | 0 | 18.6775 | 18.8 | 0
[48 empty] | 2017-07-05 07:00 | 7 | 5 | 7 | 892.2233 | 90.12% | 2017-06-04 07:00 | 6 | 4 | 7 | 6 | 4 | 6 | 18.255 | 18.205 | 0 | 18.2075 | 18.2375 | 0
[48 empty] | 2017-07-05 08:00 | 7 | 5 | 8 | 948.504 | 95.81% | 2017-06-04 08:00 | 6 | 4 | 8 | 6 | 4 | 7 | 18.1325 | 18.1325 | 0 | 18.1325 | 18.1325 | 0
[48 empty] | 2017-07-05 09:00 | 7 | 5 | 9 | 987.8049 | 99.78% | 2017-06-04 09:00 | 6 | 4 | 9 | 6 | 4 | 8 | 19.385 | 19.23 | 0 | 19.2325 | 19.3275 | 0
[48 empty] | 2017-07-05 10:00 | 7 | 5 | 10 | 990.0001 | 100% | 2017-06-04 10:00 | 6 | 4 | 10 | 6 | 4 | 9 | 20.2575 | 19.755 | 0 | 19.765 | 20.1 | 0
[48 empty] | 2017-07-05 11:00 | 7 | 5 | 11 | 973.3668 | 98.32% | 2017-06-04 11:00 | 6 | 4 | 11 | 6 | 4 | 10 | 21.46 | 20.6475 | 0 | 20.66 | 21.2075 | 0
[48 empty] | 2017-07-05 12:00 | 7 | 5 | 12 | 990.0001 | 100% | 2017-06-04 12:00 | 6 | 4 | 12 | 6 | 4 | 11 | 24.615 | 21.16 | 0 | 21.2475 | 23.41 | 0
[48 empty] | 2017-07-05 13:00 | 7 | 5 | 13 | 990.0001 | 100% | 2017-06-04 13:00 | 6 | 4 | 13 | 6 | 4 | 12 | 39.6 | 22.38 | 0 | 22.88 | 33.4875 | 0
[48 empty] | 2017-07-05 14:00 | 7 | 5 | 14 | 951.6806 | 96.13% | 2017-06-04 14:00 | 6 | 4 | 14 | 6 | 4 | 13 | 31.0925 | 25.66 | 0 | 25.8675 | 27.615 | 0
[48 empty] | 2017-07-05 15:00 | 7 | 5 | 15 | 920.455 | 92.98% | 2017-06-04 15:00 | 6 | 4 | 15 | 6 | 4 | 14 | 28.3125 | 26.3525 | 0 | 26.565 | 27.3925 | 0
[48 empty] | 2017-07-05 16:00 | 7 | 5 | 16 | 817.3938 | 82.57% | 2017-06-04 16:00 | 6 | 4 | 16 | 6 | 4 | 15 | 27.0375 | 24.93 | 0 | 25.0875 | 26.3675 | 0
[48 empty] | 2017-07-05 17:00 | 7 | 5 | 17 | 626.8154 | 63.31% | 2017-06-04 17:00 | 6 | 4 | 17 | 6 | 4 | 16 | 24.085 | 22.3 | 0 | 22.355 | 23.445 | 0
[48 empty] | 2017-07-05 18:00 | 7 | 5 | 18 | 113.9346 | 11.51% | 2017-06-04 18:00 | 6 | 4 | 18 | 6 | 4 | 17 | 21.315 | 21.03 | 0 | 21.035 | 21.2075 | 0
[48 empty] | 2017-07-05 19:00 | 7 | 5 | 19 | 0 | 0% | 2017-06-04 19:00 | 6 | 4 | 19 | 6 | 4 | 18 | 20.7875 | 20.595 | 0 | 20.5975 | 20.7225 | 0
[48 empty] | 2017-07-05 20:00 | 7 | 5 | 20 | 0 | 0% | 2017-06-04 20:00 | 6 | 4 | 20 | 6 | 4 | 19 | 20.135 | 20.125 | 0 | 20.125 | 20.1325 | 0
[48 empty] | 2017-07-05 21:00 | 7 | 5 | 21 | 0 | 0% | 2017-06-04 21:00 | 6 | 4 | 21 | 6 | 4 | 20 | 20.9675 | 20.67 | 0 | 20.675 | 20.8725 | 0
[48 empty] | 2017-07-05 22:00 | 7 | 5 | 22 | 0 | 0% | 2017-06-04 22:00 | 6 | 4 | 22 | 6 | 4 | 21 | 20.81 | 20.8025 | 0 | 20.8025 | 20.8075 | 0
[48 empty] | 2017-07-05 23:00 | 7 | 5 | 23 | 0 | 0% | 2017-06-04 23:00 | 6 | 4 | 23 | 6 | 4 | 22 | 21.06 | 21.0575 | 0 | 21.0575 | 21.06 | 0
[48 empty] | 2017-07-06 | 7 | 6 | 0 | 0 | 0% | 2017-06-05 | 6 | 5 | 0 | 6 | 4 | 23 | 22.755 | 21.1025 | 0 | 21.1275 | 22.215 | 0
[48 empty] | 2017-07-06 01:00 | 7 | 6 | 1 | 0 | 0% | 2017-06-05 01:00 | 6 | 5 | 1 | 6 | 5 | 0 | 20.8975 | 20.1975 | 0 | 20.21 | 20.68 | 0
[48 empty] | 2017-07-06 02:00 | 7 | 6 | 2 | 0 | 0% | 2017-06-05 02:00 | 6 | 5 | 2 | 6 | 5 | 1 | 19.2825 | 19.2375 | 0 | 19.2375 | 19.265 | 0
[48 empty] | 2017-07-06 03:00 | 7 | 6 | 3 | 0 | 0% | 2017-06-05 03:00 | 6 | 5 | 3 | 6 | 5 | 2 | 18.765 | 18.7575 | 0 | 18.7575 | 18.7625 | 0
[48 empty] | 2017-07-06 04:00 | 7 | 6 | 4 | 0 | 0% | 2017-06-05 04:00 | 6 | 5 | 4 | 6 | 5 | 3 | 18.4525 | 18.45 | 0 | 18.45 | 18.4525 | 0
[48 empty] | 2017-07-06 05:00 | 7 | 6 | 5 | 210.8993 | 21.3% | 2017-06-05 05:00 | 6 | 5 | 5 | 6 | 5 | 4 | 18.535 | 18.535 | 0 | 18.535 | 18.535 | 0
[48 empty] | 2017-07-06 06:00 | 7 | 6 | 6 | 716.3519 | 72.36% | 2017-06-05 06:00 | 6 | 5 | 6 | 6 | 5 | 5 | 19.04 | 19.04 | 0 | 19.04 | 19.04 | 0
[48 empty] | 2017-07-06 07:00 | 7 | 6 | 7 | 922.6504 | 93.2% | 2017-06-05 07:00 | 6 | 5 | 7 | 6 | 5 | 6 | 19.275 | 19.275 | 0 | 19.275 | 19.275 | 0
[48 empty] | 2017-07-06 08:00 | 7 | 6 | 8 | 976.3683 | 98.62% | 2017-06-05 08:00 | 6 | 5 | 8 | 6 | 5 | 7 | 19.595 | 19.595 | 0 | 19.595 | 19.595 | 0
[48 empty] | 2017-07-06 09:00 | 7 | 6 | 9 | 990.0001 | 100% | 2017-06-05 09:00 | 6 | 5 | 9 | 6 | 5 | 8 | 20.605 | 20.605 | 0 | 20.605 | 20.605 | 0
[48 empty] | 2017-07-06 10:00 | 7 | 6 | 10 | 990.0001 | 100% | 2017-06-05 10:00 | 6 | 5 | 10 | 6 | 5 | 9 | 20.865 | 20.865 | 0 | 20.865 | 20.865 | 0
[48 empty] | 2017-07-06 11:00 | 7 | 6 | 11 | 990.0001 | 100% | 2017-06-05 11:00 | 6 | 5 | 11 | 6 | 5 | 10 | 21.1675 | 21.1625 | 0 | 21.1625 | 21.165 | 0
[48 empty] | 2017-07-06 12:00 | 7 | 6 | 12 | 990.0001 | 100% | 2017-06-05 12:00 | 6 | 5 | 12 | 6 | 5 | 11 | 22.355 | 22.0425 | 0 | 22.0725 | 22.2675 | 0
[48 empty] | 2017-07-06 13:00 | 7 | 6 | 13 | 990.0001 | 100% | 2017-06-05 13:00 | 6 | 5 | 13 | 6 | 5 | 12 | 27.4925 | 24.44 | 0 | 24.5675 | 25.7575 | 0
[48 empty] | 2017-07-06 14:00 | 7 | 6 | 14 | 981.5865 | 99.15% | 2017-06-05 14:00 | 6 | 5 | 14 | 6 | 5 | 13 | 43.99 | 26.035 | 0 | 26.205 | 26.7175 | 0
[48 empty] | 2017-07-06 15:00 | 7 | 6 | 15 | 969.0707 | 97.89% | 2017-06-05 15:00 | 6 | 5 | 15 | 6 | 5 | 14 | 31.7175 | 24.92 | 0 | 25.055 | 25.4075 | 0
[48 empty] | 2017-07-06 16:00 | 7 | 6 | 16 | 866.3426 | 87.51% | 2017-06-05 16:00 | 6 | 5 | 16 | 6 | 5 | 15 | 30.3475 | 24.2075 | 0 | 24.325 | 24.535 | 0
[48 empty] | 2017-07-06 17:00 | 7 | 6 | 17 | 663.0501 | 66.97% | 2017-06-05 17:00 | 6 | 5 | 17 | 6 | 5 | 16 | 30.1325 | 24.2025 | 0 | 24.41 | 24.7825 | 0
[48 empty] | 2017-07-06 18:00 | 7 | 6 | 18 | 116.5009 | 11.77% | 2017-06-05 18:00 | 6 | 5 | 18 | 6 | 5 | 17 | 23.8625 | 22.4975 | 0 | 22.5825 | 22.8475 | 0
[48 empty] | 2017-07-06 19:00 | 7 | 6 | 19 | 0 | 0% | 2017-06-05 19:00 | 6 | 5 | 19 | 6 | 5 | 18 | 23.6725 | 23.3175 | 0 | 23.46 | 23.6675 | 0
[48 empty] | 2017-07-06 20:00 | 7 | 6 | 20 | 0 | 0% | 2017-06-05 20:00 | 6 | 5 | 20 | 6 | 5 | 19 | 22.855 | 22.6225 | 0 | 22.715 | 22.85 | 0
[48 empty] | 2017-07-06 21:00 | 7 | 6 | 21 | 0 | 0% | 2017-06-05 21:00 | 6 | 5 | 21 | 6 | 5 | 20 | 22.625 | 22.4775 | 0 | 22.5225 | 22.625 | 0
[48 empty] | 2017-07-06 22:00 | 7 | 6 | 22 | 0 | 0% | 2017-06-05 22:00 | 6 | 5 | 22 | 6 | 5 | 21 | 22.7 | 22.55 | 0 | 22.5925 | 22.7 | 0
[48 empty] | 2017-07-06 23:00 | 7 | 6 | 23 | 0 | 0% | 2017-06-05 23:00 | 6 | 5 | 23 | 6 | 5 | 22 | 22.2225 | 22.1275 | 0 | 22.1525 | 22.2225 | 0
[48 empty] | 2017-07-07 | 7 | 7 | 0 | 0 | 0% | 2017-06-06 | 6 | 6 | 0 | 6 | 5 | 23 | 21.4 | 21.3825 | 0 | 21.39 | 21.4 | 0
[48 empty] | 2017-07-07 01:00 | 7 | 7 | 1 | 0 | 0% | 2017-06-06 01:00 | 6 | 6 | 1 | 6 | 6 | 0 | 20.3775 | 20.3775 | 0 | 20.3775 | 20.3775 | 0
[48 empty] | 2017-07-07 02:00 | 7 | 7 | 2 | 0 | 0% | 2017-06-06 02:00 | 6 | 6 | 2 | 6 | 6 | 1 | 19.445 | 19.445 | 0 | 19.445 | 19.445 | 0
[48 empty] | 2017-07-07 03:00 | 7 | 7 | 3 | 0 | 0% | 2017-06-06 03:00 | 6 | 6 | 3 | 6 | 6 | 2 | 18.94 | 18.94 | 0 | 18.94 | 18.94 | 0
[48 empty] | 2017-07-07 04:00 | 7 | 7 | 4 | 0 | 0% | 2017-06-06 04:00 | 6 | 6 | 4 | 6 | 6 | 3 | 18.7775 | 18.7775 | 0 | 18.7775 | 18.7775 | 0
[48 empty] | 2017-07-07 05:00 | 7 | 7 | 5 | 182.7405 | 18.46% | 2017-06-06 05:00 | 6 | 6 | 5 | 6 | 6 | 4 | 18.8975 | 18.8975 | 0 | 18.8975 | 18.8975 | 0
[48 empty] | 2017-07-07 06:00 | 7 | 7 | 6 | 653.0172 | 65.96% | 2017-06-06 06:00 | 6 | 6 | 6 | 6 | 6 | 5 | 19.725 | 19.725 | 0 | 19.725 | 19.725 | 0
[48 empty] | 2017-07-07 07:00 | 7 | 7 | 7 | 347.5659 | 35.11% | 2017-06-06 07:00 | 6 | 6 | 7 | 6 | 6 | 6 | 20.49 | 20.49 | 0 | 20.49 | 20.49 | 0
[48 empty] | 2017-07-07 08:00 | 7 | 7 | 8 | 483.4388 | 48.83% | 2017-06-06 08:00 | 6 | 6 | 8 | 6 | 6 | 7 | 20.7725 | 20.945 | 0 | 20.9625 | 20.5575 | 0
[48 empty] | 2017-07-07 09:00 | 7 | 7 | 9 | 619.8204 | 62.61% | 2017-06-06 09:00 | 6 | 6 | 9 | 6 | 6 | 8 | 21.68 | 21.6325 | 0 | 21.645 | 21.6775 | 0
[48 empty] | 2017-07-07 10:00 | 7 | 7 | 10 | 648.878 | 65.54% | 2017-06-06 10:00 | 6 | 6 | 10 | 6 | 6 | 9 | 25.2425 | 24.81 | 0 | 24.945 | 25.235 | 0
[48 empty] | 2017-07-07 11:00 | 7 | 7 | 11 | 481.0481 | 48.59% | 2017-06-06 11:00 | 6 | 6 | 11 | 6 | 6 | 10 | 40.165 | 38.3425 | 0 | 39.0475 | 39.8125 | 0
[48 empty] | 2017-07-07 12:00 | 7 | 7 | 12 | 923.5636 | 93.29% | 2017-06-06 12:00 | 6 | 6 | 12 | 6 | 6 | 11 | 41.585 | 39.9125 | 0 | 40.7225 | 40.81 | 0
[48 empty] | 2017-07-07 13:00 | 7 | 7 | 13 | 774.622 | 78.24% | 2017-06-06 13:00 | 6 | 6 | 13 | 6 | 6 | 12 | 37.145 | 36.23 | 0 | 36.915 | 36 | 0
[48 empty] | 2017-07-07 14:00 | 7 | 7 | 14 | 956.1835 | 96.58% | 2017-06-06 14:00 | 6 | 6 | 14 | 6 | 6 | 13 | 38.67 | 37.7475 | 0 | 38.5175 | 36.905 | 0
[48 empty] | 2017-07-07 15:00 | 7 | 7 | 15 | 918.106 | 92.74% | 2017-06-06 15:00 | 6 | 6 | 15 | 6 | 6 | 14 | 41.5025 | 36.5625 | 0 | 37.2875 | 37.2925 | 0
[48 empty] | 2017-07-07 16:00 | 7 | 7 | 16 | 887.8911 | 89.69% | 2017-06-06 16:00 | 6 | 6 | 16 | 6 | 6 | 15 | 43.285 | 41.1 | 0 | 41.8575 | 43.045 | 0
[48 empty] | 2017-07-07 17:00 | 7 | 7 | 17 | 675.5939 | 68.24% | 2017-06-06 17:00 | 6 | 6 | 17 | 6 | 6 | 16 | 44.2225 | 41.215 | 0 | 41.95 | 44.0925 | 0
[48 empty] | 2017-07-07 18:00 | 7 | 7 | 18 | 142.5167 | 14.4% | 2017-06-06 18:00 | 6 | 6 | 18 | 6 | 6 | 17 | 34.53 | 32.9875 | 0 | 33.445 | 34.4925 | 0
[48 empty] | 2017-07-07 19:00 | 7 | 7 | 19 | 0 | 0% | 2017-06-06 19:00 | 6 | 6 | 19 | 6 | 6 | 18 | 36.695 | 35.025 | 0 | 35.5725 | 36.68 | 0
[48 empty] | 2017-07-07 20:00 | 7 | 7 | 20 | 0 | 0% | 2017-06-06 20:00 | 6 | 6 | 20 | 6 | 6 | 19 | 32.0575 | 30.8875 | 0 | 31.2675 | 32.0475 | 0
[48 empty] | 2017-07-07 21:00 | 7 | 7 | 21 | 0 | 0% | 2017-06-06 21:00 | 6 | 6 | 21 | 6 | 6 | 20 | 32.4375 | 31.2275 | 0 | 31.6175 | 32.4275 | 0
[48 empty] | 2017-07-07 22:00 | 7 | 7 | 22 | 0 | 0% | 2017-06-06 22:00 | 6 | 6 | 22 | 6 | 6 | 21 | 31.1825 | 26.465 | 0 | 28.475 | 31.1125 | 0
[48 empty] | 2017-07-07 23:00 | 7 | 7 | 23 | 0 | 0% | 2017-06-06 23:00 | 6 | 6 | 23 | 6 | 6 | 22 | 23.4275 | 22.9825 | 0 | 23.1775 | 23.42 | 0
[48 empty] | 2017-07-08 | 7 | 8 | 0 | 0 | 0% | 2017-06-07 | 6 | 7 | 0 | 6 | 6 | 23 | 22.365 | 22.1825 | 0 | 22.2625 | 22.36 | 0
[48 empty] | 2017-07-08 01:00 | 7 | 8 | 1 | 0 | 0% | 2017-06-07 01:00 | 6 | 7 | 1 | 6 | 7 | 0 | 20.6525 | 20.6525 | 0 | 20.6525 | 20.6525 | 0
[48 empty] | 2017-07-08 02:00 | 7 | 8 | 2 | 0 | 0% | 2017-06-07 02:00 | 6 | 7 | 2 | 6 | 7 | 1 | 20.1175 | 20.1175 | 0 | 20.1175 | 20.1175 | 0
[48 empty] | 2017-07-08 03:00 | 7 | 8 | 3 | 0 | 0% | 2017-06-07 03:00 | 6 | 7 | 3 | 6 | 7 | 2 | 19.26 | 19.26 | 0 | 19.26 | 19.26 | 0
[48 empty] | 2017-07-08 04:00 | 7 | 8 | 4 | 0 | 0% | 2017-06-07 04:00 | 6 | 7 | 4 | 6 | 7 | 3 | 18.6475 | 18.6475 | 0 | 18.6475 | 18.6475 | 0
[48 empty] | 2017-07-08 05:00 | 7 | 8 | 5 | 59.6494 | 6.025% | 2017-06-07 05:00 | 6 | 7 | 5 | 6 | 7 | 4 | 18.475 | 18.475 | 0 | 18.475 | 18.475 | 0
[48 empty] | 2017-07-08 06:00 | 7 | 8 | 6 | 705.9046 | 71.3% | 2017-06-07 06:00 | 6 | 7 | 6 | 6 | 7 | 5 | 19.2225 | 19.2225 | 0 | 19.2225 | 19.2225 | 0
[48 empty] | 2017-07-08 07:00 | 7 | 8 | 7 | 776.261 | 78.41% | 2017-06-07 07:00 | 6 | 7 | 7 | 6 | 7 | 6 | 20.4975 | 20.4725 | 0 | 20.475 | 20.4825 | 0
[48 empty] | 2017-07-08 08:00 | 7 | 8 | 8 | 986.9194 | 99.69% | 2017-06-07 08:00 | 6 | 7 | 8 | 6 | 7 | 7 | 20.79 | 20.725 | 0 | 20.725 | 20.745 | 0
[48 empty] | 2017-07-08 09:00 | 7 | 8 | 9 | 982.6238 | 99.25% | 2017-06-07 09:00 | 6 | 7 | 9 | 6 | 7 | 8 | 22.58 | 21.42 | 0 | 21.44 | 21.8225 | 0
[48 empty] | 2017-07-08 10:00 | 7 | 8 | 10 | 769.8505 | 77.76% | 2017-06-07 10:00 | 6 | 7 | 10 | 6 | 7 | 9 | 27.7025 | 26.9625 | 0 | 27.185 | 27.69 | 0
[48 empty] | 2017-07-08 11:00 | 7 | 8 | 11 | 925.621 | 93.5% | 2017-06-07 11:00 | 6 | 7 | 11 | 6 | 7 | 10 | 29.6125 | 28.805 | 0 | 28.9775 | 29.06 | 0
[48 empty] | 2017-07-08 12:00 | 7 | 8 | 12 | 990.0001 | 100% | 2017-06-07 12:00 | 6 | 7 | 12 | 6 | 7 | 11 | 31.1625 | 31.145 | 0 | 31.145 | 31.1125 | 0
[48 empty] | 2017-07-08 13:00 | 7 | 8 | 13 | 990.0001 | 100% | 2017-06-07 13:00 | 6 | 7 | 13 | 6 | 7 | 12 | 44.1175 | 42.3875 | 0 | 42.4025 | 43.29 | 0
[48 empty] | 2017-07-08 14:00 | 7 | 8 | 14 | 985.7061 | 99.57% | 2017-06-07 14:00 | 6 | 7 | 14 | 6 | 7 | 13 | 42.1675 | 42.125 | 0 | 42.1275 | 42.1575 | 0
[48 empty] | 2017-07-08 15:00 | 7 | 8 | 15 | 942.0072 | 95.15% | 2017-06-07 15:00 | 6 | 7 | 15 | 6 | 7 | 14 | 40.6325 | 34.77 | 0 | 34.85 | 39.2425 | 0
[48 empty] | 2017-07-08 16:00 | 7 | 8 | 16 | 854.5968 | 86.32% | 2017-06-07 16:00 | 6 | 7 | 16 | 6 | 7 | 15 | 97.05 | 44.1375 | 0 | 44.875 | 84.325 | 0
[48 empty] | 2017-07-08 17:00 | 7 | 8 | 17 | 609.6835 | 61.58% | 2017-06-07 17:00 | 6 | 7 | 17 | 6 | 7 | 16 | 55.995 | 55.995 | 0 | 55.995 | 55.995 | 0
[48 empty] | 2017-07-08 18:00 | 7 | 8 | 18 | 85.3212 | 8.618% | 2017-06-07 18:00 | 6 | 7 | 18 | 6 | 7 | 17 | 82.2875 | 82.2875 | 0 | 82.2875 | 82.2875 | 0
[48 empty] | 2017-07-08 19:00 | 7 | 8 | 19 | 0 | 0% | 2017-06-07 19:00 | 6 | 7 | 19 | 6 | 7 | 18 | 33.13 | 33.13 | 0 | 33.13 | 33.13 | 0
[48 empty] | 2017-07-08 20:00 | 7 | 8 | 20 | 0 | 0% | 2017-06-07 20:00 | 6 | 7 | 20 | 6 | 7 | 19 | 31.2325 | 31.025 | 0 | 31.0275 | 31.1825 | 0
[48 empty] | 2017-07-08 21:00 | 7 | 8 | 21 | 0 | 0% | 2017-06-07 21:00 | 6 | 7 | 21 | 6 | 7 | 20 | 30.965 | 30.96 | 0 | 30.96 | 30.965 | 0
[48 empty] | 2017-07-08 22:00 | 7 | 8 | 22 | 0 | 0% | 2017-06-07 22:00 | 6 | 7 | 22 | 6 | 7 | 21 | 31.195 | 29.9325 | 0 | 29.96 | 30.855 | 0
[48 empty] | 2017-07-08 23:00 | 7 | 8 | 23 | 0 | 0% | 2017-06-07 23:00 | 6 | 7 | 23 | 6 | 7 | 22 | 34.0325 | 21.2375 | 0 | 21.495 | 30.2075 | 0
[48 empty] | 2017-07-09 | 7 | 9 | 0 | 0 | 0% | 2017-06-08 | 6 | 8 | 0 | 6 | 7 | 23 | 25.5175 | 20.1625 | 0 | 20.32 | 23.925 | 0
[48 empty] | 2017-07-09 01:00 | 7 | 9 | 1 | 0 | 0% | 2017-06-08 01:00 | 6 | 8 | 1 | 6 | 8 | 0 | 20.5575 | 20.16 | 0 | 20.175 | 20.4425 | 0
[48 empty] | 2017-07-09 02:00 | 7 | 9 | 2 | 0 | 0% | 2017-06-08 02:00 | 6 | 8 | 2 | 6 | 8 | 1 | 19.5725 | 19.23 | 0 | 19.2475 | 19.4675 | 0
[48 empty] | 2017-07-09 03:00 | 7 | 9 | 3 | 0 | 0% | 2017-06-08 03:00 | 6 | 8 | 3 | 6 | 8 | 2 | 18.9775 | 18.6525 | 0 | 18.66 | 18.855 | 0
[48 empty] | 2017-07-09 04:00 | 7 | 9 | 4 | 0 | 0% | 2017-06-08 04:00 | 6 | 8 | 4 | 6 | 8 | 3 | 18.66 | 18.255 | 0 | 18.2575 | 18.505 | 0
[48 empty] | 2017-07-09 05:00 | 7 | 9 | 5 | 175.4011 | 17.72% | 2017-06-08 05:00 | 6 | 8 | 5 | 6 | 8 | 4 | 18.8875 | 18.5425 | 0 | 18.5475 | 18.75 | 0
[48 empty] | 2017-07-09 06:00 | 7 | 9 | 6 | 368.1738 | 37.19% | 2017-06-08 06:00 | 6 | 8 | 6 | 6 | 8 | 5 | 19.5825 | 19.44 | 0 | 19.44 | 19.53 | 0
[48 empty] | 2017-07-09 07:00 | 7 | 9 | 7 | 870.5597 | 87.94% | 2017-06-08 07:00 | 6 | 8 | 7 | 6 | 8 | 6 | 20.215 | 20.185 | 0 | 20.185 | 20.2025 | 0
[48 empty] | 2017-07-09 08:00 | 7 | 9 | 8 | 987.3194 | 99.73% | 2017-06-08 08:00 | 6 | 8 | 8 | 6 | 8 | 7 | 22.7025 | 20.375 | 0 | 20.395 | 21.17 | 0
[48 empty] | 2017-07-09 09:00 | 7 | 9 | 9 | 984.775 | 99.47% | 2017-06-08 09:00 | 6 | 8 | 9 | 6 | 8 | 8 | 23.4675 | 21.115 | 0 | 21.14 | 21.89 | 0
[48 empty] | 2017-07-09 10:00 | 7 | 9 | 10 | 984.9433 | 99.49% | 2017-06-08 10:00 | 6 | 8 | 10 | 6 | 8 | 9 | 21.5025 | 21.3925 | 0 | 21.3925 | 21.49 | 0
[48 empty] | 2017-07-09 11:00 | 7 | 9 | 11 | 974.13 | 98.4% | 2017-06-08 11:00 | 6 | 8 | 11 | 6 | 8 | 10 | 24.4025 | 21.735 | 0 | 21.77 | 21.88 | 0
[48 empty] | 2017-07-09 12:00 | 7 | 9 | 12 | 965.453 | 97.52% | 2017-06-08 12:00 | 6 | 8 | 12 | 6 | 8 | 11 | 28.0525 | 25.2925 | 0 | 25.3425 | 25.66 | 0
[48 empty] | 2017-07-09 13:00 | 7 | 9 | 13 | 915.5561 | 92.48% | 2017-06-08 13:00 | 6 | 8 | 13 | 6 | 8 | 12 | 30.93 | 27.715 | 0 | 27.9225 | 30.1075 | 0
[48 empty] | 2017-07-09 14:00 | 7 | 9 | 14 | 949.2592 | 95.88% | 2017-06-08 14:00 | 6 | 8 | 14 | 6 | 8 | 13 | 45.295 | 30.5875 | 0 | 31.5 | 41.5925 | 0
[48 empty] | 2017-07-09 15:00 | 7 | 9 | 15 | 918.7641 | 92.8% | 2017-06-08 15:00 | 6 | 8 | 15 | 6 | 8 | 14 | 98.475 | 96.5625 | 0 | 96.5525 | 97.505 | 0
[48 empty] | 2017-07-09 16:00 | 7 | 9 | 16 | 838.6869 | 84.72% | 2017-06-08 16:00 | 6 | 8 | 16 | 6 | 8 | 15 | 59.8475 | 58.615 | 0 | 58.6075 | 58.8625 | 0
[48 empty] | 2017-07-09 17:00 | 7 | 9 | 17 | 618.5151 | 62.48% | 2017-06-08 17:00 | 6 | 8 | 17 | 6 | 8 | 16 | 155.855 | 152.7975 | 0 | 152.785 | 155.84 | 0
[48 empty] | 2017-07-09 18:00 | 7 | 9 | 18 | 91.7773 | 9.27% | 2017-06-08 18:00 | 6 | 8 | 18 | 6 | 8 | 17 | 56.2375 | 56.05 | 0 | 56.0475 | 56.08 | 0
[48 empty] | 2017-07-09 19:00 | 7 | 9 | 19 | 0 | 0% | 2017-06-08 19:00 | 6 | 8 | 19 | 6 | 8 | 18 | 32.6975 | 31.8575 | 0 | 31.8975 | 32.4725 | 0
[48 empty] | 2017-07-09 20:00 | 7 | 9 | 20 | 0 | 0% | 2017-06-08 20:00 | 6 | 8 | 20 | 6 | 8 | 19 | 28.4825 | 26.6275 | 0 | 26.745 | 28.085 | 0
[48 empty] | 2017-07-09 21:00 | 7 | 9 | 21 | 0 | 0% | 2017-06-08 21:00 | 6 | 8 | 21 | 6 | 8 | 20 | 26.48 | 23.82 | 0 | 24.005 | 25.8475 | 0
[48 empty] | 2017-07-09 22:00 | 7 | 9 | 22 | 0 | 0% | 2017-06-08 22:00 | 6 | 8 | 22 | 6 | 8 | 21 | 23.2225 | 21.49 | 0 | 21.635 | 22.825 | 0
[48 empty] | 2017-07-09 23:00 | 7 | 9 | 23 | 0 | 0% | 2017-06-08 23:00 | 6 | 8 | 23 | 6 | 8 | 22 | 22.6275 | 21.795 | 0 | 21.85 | 22.415 | 0
[48 empty] | 2017-07-10 | 7 | 10 | 0 | 0 | 0% | 2017-06-09 | 6 | 9 | 0 | 6 | 8 | 23 | 20.5 | 19.65 | 0 | 19.7025 | 20.285 | 0
[48 empty] | 2017-07-10 01:00 | 7 | 10 | 1 | 0 | 0% | 2017-06-09 01:00 | 6 | 9 | 1 | 6 | 9 | 0 | 19.88 | 19.85 | 0 | 19.85 | 19.8725 | 0
[48 empty] | 2017-07-10 02:00 | 7 | 10 | 2 | 0 | 0% | 2017-06-09 02:00 | 6 | 9 | 2 | 6 | 9 | 1 | 18.47 | 18.47 | 0 | 18.47 | 18.47 | 0
[48 empty] | 2017-07-10 03:00 | 7 | 10 | 3 | 0 | 0% | 2017-06-09 03:00 | 6 | 9 | 3 | 6 | 9 | 2 | 18.19 | 18.2025 | 0 | 18.2025 | 18.175 | 0
[48 empty] | 2017-07-10 04:00 | 7 | 10 | 4 | 0 | 0% | 2017-06-09 04:00 | 6 | 9 | 4 | 6 | 9 | 3 | 18.3225 | 18.505 | 0 | 18.525 | 18.09 | 0
[48 empty] | 2017-07-10 05:00 | 7 | 10 | 5 | 185.5274 | 18.74% | 2017-06-09 05:00 | 6 | 9 | 5 | 6 | 9 | 4 | 19.3625 | 19.53 | 0 | 19.5475 | 19.145 | 0
[48 empty] | 2017-07-10 06:00 | 7 | 10 | 6 | 715.5777 | 72.28% | 2017-06-09 06:00 | 6 | 9 | 6 | 6 | 9 | 5 | 20.5325 | 20.775 | 0 | 20.7975 | 20.23 | 0
[48 empty] | 2017-07-10 07:00 | 7 | 10 | 7 | 873.1221 | 88.19% | 2017-06-09 07:00 | 6 | 9 | 7 | 6 | 9 | 6 | 20.1425 | 20.4525 | 0 | 20.4825 | 19.7525 | 0
[48 empty] | 2017-07-10 08:00 | 7 | 10 | 8 | 955.3934 | 96.5% | 2017-06-09 08:00 | 6 | 9 | 8 | 6 | 9 | 7 | 20.56 | 20.56 | 0 | 20.56 | 20.56 | 0
[48 empty] | 2017-07-10 09:00 | 7 | 10 | 9 | 977.829 | 98.77% | 2017-06-09 09:00 | 6 | 9 | 9 | 6 | 9 | 8 | 20.8575 | 20.76 | 0 | 20.765 | 20.835 | 0
[48 empty] | 2017-07-10 10:00 | 7 | 10 | 10 | 990.0001 | 100% | 2017-06-09 10:00 | 6 | 9 | 10 | 6 | 9 | 9 | 20.9075 | 20.225 | 0 | 20.2625 | 20.7425 | 0
[48 empty] | 2017-07-10 11:00 | 7 | 10 | 11 | 990.0001 | 100% | 2017-06-09 11:00 | 6 | 9 | 11 | 6 | 9 | 10 | 22.9425 | 20.6825 | 0 | 20.7775 | 22.235 | 0
[48 empty] | 2017-07-10 12:00 | 7 | 10 | 12 | 990.0001 | 100% | 2017-06-09 12:00 | 6 | 9 | 12 | 6 | 9 | 11 | 22.7225 | 20.8775 | 0 | 20.9475 | 21.8925 | 0
[48 empty] | 2017-07-10 13:00 | 7 | 10 | 13 | 990.0001 | 100% | 2017-06-09 13:00 | 6 | 9 | 13 | 6 | 9 | 12 | 23.2425 | 21.01 | 0 | 21.125 | 22.3575 | 0
[48 empty] | 2017-07-10 14:00 | 7 | 10 | 14 | 990.0001 | 100% | 2017-06-09 14:00 | 6 | 9 | 14 | 6 | 9 | 13 | 24.8775 | 21.1475 | 0 | 21.2525 | 23.52 | 0
[48 empty] | 2017-07-10 15:00 | 7 | 10 | 15 | 954.4334 | 96.41% | 2017-06-09 15:00 | 6 | 9 | 15 | 6 | 9 | 14 | 25.31 | 21.335 | 0 | 21.4625 | 24.3825 | 0
[48 empty] | 2017-07-10 16:00 | 7 | 10 | 16 | 839.5649 | 84.8% | 2017-06-09 16:00 | 6 | 9 | 16 | 6 | 9 | 15 | 26.2225 | 24.3625 | 0 | 24.455 | 25.6225 | 0
[48 empty] | 2017-07-10 17:00 | 7 | 10 | 17 | 669.5931 | 67.64% | 2017-06-09 17:00 | 6 | 9 | 17 | 6 | 9 | 16 | 26.0325 | 24.945 | 0 | 25.045 | 25.5 | 0
[48 empty] | 2017-07-10 18:00 | 7 | 10 | 18 | 126.6864 | 12.8% | 2017-06-09 18:00 | 6 | 9 | 18 | 6 | 9 | 17 | 23.535 | 22.065 | 0 | 22.2225 | 22.89 | 0
[48 empty] | 2017-07-10 19:00 | 7 | 10 | 19 | 0 | 0% | 2017-06-09 19:00 | 6 | 9 | 19 | 6 | 9 | 18 | 21.8875 | 21.0175 | 0 | 21.1 | 21.6275 | 0
[48 empty] | 2017-07-10 20:00 | 7 | 10 | 20 | 0 | 0% | 2017-06-09 20:00 | 6 | 9 | 20 | 6 | 9 | 19 | 21.18 | 20.6175 | 0 | 20.71 | 21.705 | 0
[48 empty] | 2017-07-10 21:00 | 7 | 10 | 21 | 0 | 0% | 2017-06-09 21:00 | 6 | 9 | 21 | 6 | 9 | 20 | 21.2175 | 19.8625 | 0 | 19.9525 | 20.8925 | 0
[48 empty] | 2017-07-10 22:00 | 7 | 10 | 22 | 0 | 0% | 2017-06-09 22:00 | 6 | 9 | 22 | 6 | 9 | 21 | 20.935 | 18.98 | 0 | 19.075 | 20.3975 | 0
[48 empty] | 2017-07-10 23:00 | 7 | 10 | 23 | 0 | 0% | 2017-06-09 23:00 | 6 | 9 | 23 | 6 | 9 | 22 | 21.1575 | 18.805 | 0 | 18.8975 | 20.665 | 0
[48 empty] | 2017-07-11 | 7 | 11 | 0 | 0 | 0% | 2017-06-10 | 6 | 10 | 0 | 6 | 9 | 23 | 20.28 | 18.0975 | 0 | 18.1475 | 19.6175 | 0
[48 empty] | 2017-07-11 01:00 | 7 | 11 | 1 | 0 | 0% | 2017-06-10 01:00 | 6 | 10 | 1 | 6 | 10 | 0 | 20.76 | 19.4325 | 0 | 19.4075 | 20.265 | 0
[48 empty] | 2017-07-11 02:00 | 7 | 11 | 2 | 0 | 0% | 2017-06-10 02:00 | 6 | 10 | 2 | 6 | 10 | 1 | 19.34 | 17.865 | 0 | 17.85 | 18.5175 | 0
[48 empty] | 2017-07-11 03:00 | 7 | 11 | 3 | 0 | 0% | 2017-06-10 03:00 | 6 | 10 | 3 | 6 | 10 | 2 | 18.0925 | 16.7725 | 0 | 16.7725 | 17.05 | 0
[48 empty] | 2017-07-11 04:00 | 7 | 11 | 4 | 0 | 0% | 2017-06-10 04:00 | 6 | 10 | 4 | 6 | 10 | 3 | 17.4425 | 16.8425 | 0 | 16.68 | 16.375 | 0
[48 empty] | 2017-07-11 05:00 | 7 | 11 | 5 | 190.2065 | 19.21% | 2017-06-10 05:00 | 6 | 10 | 5 | 6 | 10 | 4 | 16.7025 | 16.715 | 0 | 16.43 | 15.65 | 0
[48 empty] | 2017-07-11 06:00 | 7 | 11 | 6 | 709.504 | 71.67% | 2017-06-10 06:00 | 6 | 10 | 6 | 6 | 10 | 5 | 16.49 | 16.375 | 0 | 16.0375 | 15.7425 | 0
[48 empty] | 2017-07-11 07:00 | 7 | 11 | 7 | 888.9673 | 89.79% | 2017-06-10 07:00 | 6 | 10 | 7 | 6 | 10 | 6 | 15.18 | 15.5425 | 0 | 15.2 | 14.4125 | 0
[48 empty] | 2017-07-11 08:00 | 7 | 11 | 8 | 972.7561 | 98.26% | 2017-06-10 08:00 | 6 | 10 | 8 | 6 | 10 | 7 | 16.45 | 16.48 | 0 | 16.1025 | 15.615 | 0
[48 empty] | 2017-07-11 09:00 | 7 | 11 | 9 | 966.2226 | 97.6% | 2017-06-10 09:00 | 6 | 10 | 9 | 6 | 10 | 8 | 17.82 | 17.4225 | 0 | 17.005 | 17.065 | 0
[48 empty] | 2017-07-11 10:00 | 7 | 11 | 10 | 989.7428 | 99.97% | 2017-06-10 10:00 | 6 | 10 | 10 | 6 | 10 | 9 | 17.4 | 16.4975 | 0 | 16.02 | 16.505 | 0
[48 empty] | 2017-07-11 11:00 | 7 | 11 | 11 | 967.5341 | 97.73% | 2017-06-10 11:00 | 6 | 10 | 11 | 6 | 10 | 10 | 18.8475 | 17.09 | 0 | 17.1775 | 18.075 | 0
[48 empty] | 2017-07-11 12:00 | 7 | 11 | 12 | 990.0001 | 100% | 2017-06-10 12:00 | 6 | 10 | 12 | 6 | 10 | 11 | 20.9425 | 19.4425 | 0 | 19.525 | 20.4775 | 0
[48 empty] | 2017-07-11 13:00 | 7 | 11 | 13 | 990.0001 | 100% | 2017-06-10 13:00 | 6 | 10 | 13 | 6 | 10 | 12 | 22.41 | 20.3925 | 0 | 20.52 | 22.1825 | 0
[48 empty] | 2017-07-11 14:00 | 7 | 11 | 14 | 973.7683 | 98.36% | 2017-06-10 14:00 | 6 | 10 | 14 | 6 | 10 | 13 | 23.4225 | 20.9125 | 0 | 21.025 | 22.7475 | 0
[48 empty] | 2017-07-11 15:00 | 7 | 11 | 15 | 918.2319 | 92.75% | 2017-06-10 15:00 | 6 | 10 | 15 | 6 | 10 | 14 | 24.755 | 21.0125 | 0 | 21.225 | 23.765 | 0
[48 empty] | 2017-07-11 16:00 | 7 | 11 | 16 | 327.5765 | 33.09% | 2017-06-10 16:00 | 6 | 10 | 16 | 6 | 10 | 15 | 24.6875 | 20.7975 | 0 | 22.7275 | 23.755 | 0
[48 empty] | 2017-07-11 17:00 | 7 | 11 | 17 | 116.8587 | 11.8% | 2017-06-10 17:00 | 6 | 10 | 17 | 6 | 10 | 16 | 24.825 | 24.1875 | 0 | 30.135 | 23.68 | 0
[48 empty] | 2017-07-11 18:00 | 7 | 11 | 18 | 4.729 | 0.4777% | 2017-06-10 18:00 | 6 | 10 | 18 | 6 | 10 | 17 | 23.9775 | 25.51 | 0 | 34.265 | 22.645 | 0
[48 empty] | 2017-07-11 19:00 | 7 | 11 | 19 | 0 | 0% | 2017-06-10 19:00 | 6 | 10 | 19 | 6 | 10 | 18 | 22.41 | 21.195 | 0 | 23.92 | 21.12 | 0
[48 empty] | 2017-07-11 20:00 | 7 | 11 | 20 | 0 | 0% | 2017-06-10 20:00 | 6 | 10 | 20 | 6 | 10 | 19 | 21.0575 | 20.695 | 0 | 23.7275 | 20.035 | 0
[48 empty] | 2017-07-11 21:00 | 7 | 11 | 21 | 0 | 0% | 2017-06-10 21:00 | 6 | 10 | 21 | 6 | 10 | 20 | 21.58 | 20.445 | 0 | 21.6875 | 20.67 | 0
[48 empty] | 2017-07-11 22:00 | 7 | 11 | 22 | 0 | 0% | 2017-06-10 22:00 | 6 | 10 | 22 | 6 | 10 | 21 | 21.8525 | 19.8875 | 0 | 22.3175 | 20.8775 | 0
[48 empty] | 2017-07-11 23:00 | 7 | 11 | 23 | 0 | 0% | 2017-06-10 23:00 | 6 | 10 | 23 | 6 | 10 | 22 | 21.53 | 19.425 | 0 | 22.0175 | 20.73 | 0
[48 empty] | 2017-07-12 | 7 | 12 | 0 | 0 | 0% | 2017-06-11 | 6 | 11 | 0 | 6 | 10 | 23 | 19.9375 | 18.385 | 0 | 19.52 | 19.29 | 0
[48 empty] | 2017-07-12 01:00 | 7 | 12 | 1 | 0 | 0% | 2017-06-11 01:00 | 6 | 11 | 1 | 6 | 11 | 0 | 19.44 | 18.285 | 0 | 18.61 | 18.675 | 0
[48 empty] | 2017-07-12 02:00 | 7 | 12 | 2 | 0 | 0% | 2017-06-11 02:00 | 6 | 11 | 2 | 6 | 11 | 1 | 16.9925 | 17.0025 | 0 | 18.235 | 15.795 | 0
[48 empty] | 2017-07-12 03:00 | 7 | 12 | 3 | 0 | 0% | 2017-06-11 03:00 | 6 | 11 | 3 | 6 | 11 | 2 | 16.36 | 16.17 | 0 | 17.465 | 15.2325 | 0
[48 empty] | 2017-07-12 04:00 | 7 | 12 | 4 | 0 | 0% | 2017-06-11 04:00 | 6 | 11 | 4 | 6 | 11 | 3 | 15.98 | 16.1 | 0 | 17.39 | 14.8925 | 0
[48 empty] | 2017-07-12 05:00 | 7 | 12 | 5 | 162.3534 | 16.4% | 2017-06-11 05:00 | 6 | 11 | 5 | 6 | 11 | 4 | 16.7625 | 16.665 | 0 | 17.455 | 15.8425 | 0
[48 empty] | 2017-07-12 06:00 | 7 | 12 | 6 | 718.503 | 72.58% | 2017-06-11 06:00 | 6 | 11 | 6 | 6 | 11 | 5 | 16.705 | 16.7275 | 0 | 17.505 | 15.63 | 0
[48 empty] | 2017-07-12 07:00 | 7 | 12 | 7 | 896.5769 | 90.56% | 2017-06-11 07:00 | 6 | 11 | 7 | 6 | 11 | 6 | 15.1025 | 15.9025 | 0 | 16.395 | 14.5325 | 0
[48 empty] | 2017-07-12 08:00 | 7 | 12 | 8 | 987.1166 | 99.71% | 2017-06-11 08:00 | 6 | 11 | 8 | 6 | 11 | 7 | 16.925 | 17.4025 | 0 | 17.1975 | 16.7475 | 0
[48 empty] | 2017-07-12 09:00 | 7 | 12 | 9 | 990.0001 | 100% | 2017-06-11 09:00 | 6 | 11 | 9 | 6 | 11 | 8 | 17.725 | 17.1925 | 0 | 16.6575 | 16.865 | 0
[48 empty] | 2017-07-12 10:00 | 7 | 12 | 10 | 990.0001 | 100% | 2017-06-11 10:00 | 6 | 11 | 10 | 6 | 11 | 9 | 18.4125 | 17.4675 | 0 | 17.3375 | 17.585 | 0
[48 empty] | 2017-07-12 11:00 | 7 | 12 | 11 | 984.7489 | 99.47% | 2017-06-11 11:00 | 6 | 11 | 11 | 6 | 11 | 10 | 20.5425 | 18.915 | 0 | 19.065 | 19.975 | 0
[48 empty] | 2017-07-12 12:00 | 7 | 12 | 12 | 975.5022 | 98.54% | 2017-06-11 12:00 | 6 | 11 | 12 | 6 | 11 | 11 | 22.4675 | 20.4175 | 0 | 20.52 | 21.98 | 0
[48 empty] | 2017-07-12 13:00 | 7 | 12 | 13 | 973.1868 | 98.3% | 2017-06-11 13:00 | 6 | 11 | 13 | 6 | 11 | 12 | 23.6875 | 21.3 | 0 | 21.4325 | 23.29 | 0
[48 empty] | 2017-07-12 14:00 | 7 | 12 | 14 | 975.4002 | 98.53% | 2017-06-11 14:00 | 6 | 11 | 14 | 6 | 11 | 13 | 26.1 | 23.7225 | 0 | 23.8225 | 25.4 | 0
[48 empty] | 2017-07-12 15:00 | 7 | 12 | 15 | 950.3094 | 95.99% | 2017-06-11 15:00 | 6 | 11 | 15 | 6 | 11 | 14 | 29.0075 | 25.1025 | 0 | 25.1975 | 28.0075 | 0
[48 empty] | 2017-07-12 16:00 | 7 | 12 | 16 | 839.8665 | 84.83% | 2017-06-11 16:00 | 6 | 11 | 16 | 6 | 11 | 15 | 33.255 | 26.125 | 0 | 27.07 | 31.3675 | 0
[48 empty] | 2017-07-12 17:00 | 7 | 12 | 17 | 603.3604 | 60.95% | 2017-06-11 17:00 | 6 | 11 | 17 | 6 | 11 | 16 | 29.87 | 26.845 | 0 | 29.0825 | 28.62 | 0
[48 empty] | 2017-07-12 18:00 | 7 | 12 | 18 | 50.7014 | 5.121% | 2017-06-11 18:00 | 6 | 11 | 18 | 6 | 11 | 17 | 30.2075 | 26.1775 | 0 | 31.825 | 27.96 | 0
[48 empty] | 2017-07-12 19:00 | 7 | 12 | 19 | 0 | 0% | 2017-06-11 19:00 | 6 | 11 | 19 | 6 | 11 | 18 | 25.7625 | 25.4025 | 0 | 31.1675 | 24.3725 | 0
[48 empty] | 2017-07-12 20:00 | 7 | 12 | 20 | 0 | 0% | 2017-06-11 20:00 | 6 | 11 | 20 | 6 | 11 | 19 | 24.325 | 22.9275 | 0 | 27.5725 | 23.3175 | 0
[48 empty] | 2017-07-12 21:00 | 7 | 12 | 21 | 0 | 0% | 2017-06-11 21:00 | 6 | 11 | 21 | 6 | 11 | 20 | 22.8375 | 22.7725 | 0 | 27.44 | 22.0925 | 0
[48 empty] | 2017-07-12 22:00 | 7 | 12 | 22 | 0 | 0% | 2017-06-11 22:00 | 6 | 11 | 22 | 6 | 11 | 21 | 23.835 | 21.4475 | 0 | 21.5825 | 23.3025 | 0
[48 empty] | 2017-07-12 23:00 | 7 | 12 | 23 | 0 | 0% | 2017-06-11 23:00 | 6 | 11 | 23 | 6 | 11 | 22 | 23.3375 | 21.075 | 0 | 21.16 | 22.8175 | 0
[48 empty] | 2017-07-13 | 7 | 13 | 0 | 0 | 0% | 2017-06-12 | 6 | 12 | 0 | 6 | 11 | 23 | 21.3025 | 20.7975 | 0 | 20.8325 | 21.18 | 0
[48 empty] | 2017-07-13 01:00 | 7 | 13 | 1 | 0 | 0% | 2017-06-12 01:00 | 6 | 12 | 1 | 6 | 12 | 0 | 19.9425 | 19.9425 | 0 | 19.9425 | 19.9425 | 0
[48 empty] | 2017-07-13 02:00 | 7 | 13 | 2 | 0 | 0% | 2017-06-12 02:00 | 6 | 12 | 2 | 6 | 12 | 1 | 19.355 | 19.355 | 0 | 19.355 | 19.355 | 0
[48 empty] | 2017-07-13 03:00 | 7 | 13 | 3 | 0 | 0% | 2017-06-12 03:00 | 6 | 12 | 3 | 6 | 12 | 2 | 19.0125 | 19.2725 | 0 | 19.295 | 18.7325 | 0
[48 empty] | 2017-07-13 04:00 | 7 | 13 | 4 | 0 | 0% | 2017-06-12 04:00 | 6 | 12 | 4 | 6 | 12 | 3 | 18.77 | 19.045 | 0 | 19.0775 | 18.29 | 0
[48 empty] | 2017-07-13 05:00 | 7 | 13 | 5 | 166.464 | 16.81% | 2017-06-12 05:00 | 6 | 12 | 5 | 6 | 12 | 4 | 19.0425 | 18.565 | 0 | 18.555 | 18.875 | 0
[48 empty] | 2017-07-13 06:00 | 7 | 13 | 6 | 656.1666 | 66.28% | 2017-06-12 06:00 | 6 | 12 | 6 | 6 | 12 | 5 | 19.8675 | 19.815 | 0 | 19.815 | 19.85 | 0
[48 empty] | 2017-07-13 07:00 | 7 | 13 | 7 | 727.0218 | 73.44% | 2017-06-12 07:00 | 6 | 12 | 7 | 6 | 12 | 6 | 20.22 | 19.245 | 0 | 19.225 | 19.8625 | 0
[48 empty] | 2017-07-13 08:00 | 7 | 13 | 8 | 948.2305 | 95.78% | 2017-06-12 08:00 | 6 | 12 | 8 | 6 | 12 | 7 | 20.6375 | 20.42 | 0 | 20.415 | 20.5475 | 0
[48 empty] | 2017-07-13 09:00 | 7 | 13 | 9 | 986.824 | 99.68% | 2017-06-12 09:00 | 6 | 12 | 9 | 6 | 12 | 8 | 21.6425 | 20.4125 | 0 | 20.455 | 21.285 | 0
[48 empty] | 2017-07-13 10:00 | 7 | 13 | 10 | 980.1903 | 99.01% | 2017-06-12 10:00 | 6 | 12 | 10 | 6 | 12 | 9 | 22.86 | 19.1975 | 0 | 19.3625 | 21.87 | 0
[48 empty] | 2017-07-13 11:00 | 7 | 13 | 11 | 955.3608 | 96.5% | 2017-06-12 11:00 | 6 | 12 | 11 | 6 | 12 | 10 | 24.705 | 20.8875 | 0 | 21.0175 | 24.025 | 0
[48 empty] | 2017-07-13 12:00 | 7 | 13 | 12 | 975.5149 | 98.54% | 2017-06-12 12:00 | 6 | 12 | 12 | 6 | 12 | 11 | 30.3525 | 22.8825 | 0 | 23.06 | 28.5675 | 0
[48 empty] | 2017-07-13 13:00 | 7 | 13 | 13 | 966.8838 | 97.67% | 2017-06-12 13:00 | 6 | 12 | 13 | 6 | 12 | 12 | 34.085 | 24.59 | 0 | 24.8 | 31.83 | 0
[48 empty] | 2017-07-13 14:00 | 7 | 13 | 14 | 939.5102 | 94.9% | 2017-06-12 14:00 | 6 | 12 | 14 | 6 | 12 | 13 | 33.935 | 33.9075 | 0 | 44.06 | 32.5475 | 0
[48 empty] | 2017-07-13 15:00 | 7 | 13 | 15 | 921.7997 | 93.11% | 2017-06-12 15:00 | 6 | 12 | 15 | 6 | 12 | 14 | 39.7275 | 43.5725 | 0 | 68.1075 | 37.555 | 0
[48 empty] | 2017-07-13 16:00 | 7 | 13 | 16 | 796.912 | 80.5% | 2017-06-12 16:00 | 6 | 12 | 16 | 6 | 12 | 15 | 48.7175 | 43.35 | 0 | 68.0475 | 44.0975 | 0
[48 empty] | 2017-07-13 17:00 | 7 | 13 | 17 | 576.9334 | 58.28% | 2017-06-12 17:00 | 6 | 12 | 17 | 6 | 12 | 16 | 40.2675 | 46.3575 | 0 | 70.8175 | 38.23 | 0
[48 empty] | 2017-07-13 18:00 | 7 | 13 | 18 | 115.8991 | 11.71% | 2017-06-12 18:00 | 6 | 12 | 18 | 6 | 12 | 17 | 34.25 | 44.355 | 0 | 68.565 | 33.2 | 0
[48 empty] | 2017-07-13 19:00 | 7 | 13 | 19 | 0 | 0% | 2017-06-12 19:00 | 6 | 12 | 19 | 6 | 12 | 18 | 28.37 | 37.0275 | 0 | 58.2125 | 27.415 | 0
[48 empty] | 2017-07-13 20:00 | 7 | 13 | 20 | 0 | 0% | 2017-06-12 20:00 | 6 | 12 | 20 | 6 | 12 | 19 | 26.0625 | 31.6225 | 0 | 49.1625 | 24.61 | 0
[48 empty] | 2017-07-13 21:00 | 7 | 13 | 21 | 0 | 0% | 2017-06-12 21:00 | 6 | 12 | 21 | 6 | 12 | 20 | 23.2 | 24.675 | 0 | 37.76 | 21.5475 | 0
[48 empty] | 2017-07-13 22:00 | 7 | 13 | 22 | 0 | 0% | 2017-06-12 22:00 | 6 | 12 | 22 | 6 | 12 | 21 | 24.5175 | 21.7625 | 0 | 26.775 | 22.8575 | 0
[48 empty] | 2017-07-13 23:00 | 7 | 13 | 23 | 0 | 0% | 2017-06-12 23:00 | 6 | 12 | 23 | 6 | 12 | 22 | 23.49 | 19.86 | 0 | 23.1375 | 21.9875 | 0
[48 empty] | 2017-07-14 | 7 | 14 | 0 | 0 | 0% | 2017-06-13 | 6 | 13 | 0 | 6 | 12 | 23 | 22.4625 | 19.7975 | 0 | 20.005 | 21.47 | 0
[48 empty] | 2017-07-14 01:00 | 7 | 14 | 1 | 0 | 0% | 2017-06-13 01:00 | 6 | 13 | 1 | 6 | 13 | 0 | 21.455 | 18.5275 | 0 | 18.615 | 20.6675 | 0
[48 empty] | 2017-07-14 02:00 | 7 | 14 | 2 | 0 | 0% | 2017-06-13 02:00 | 6 | 13 | 2 | 6 | 13 | 1 | 20.7375 | 17.7975 | 0 | 17.8 | 19.745 | 0
[48 empty] | 2017-07-14 03:00 | 7 | 14 | 3 | 0 | 0% | 2017-06-13 03:00 | 6 | 13 | 3 | 6 | 13 | 2 | 19.57 | 16.7975 | 0 | 16.785 | 18.56 | 0
[48 empty] | 2017-07-14 04:00 | 7 | 14 | 4 | 0 | 0% | 2017-06-13 04:00 | 6 | 13 | 4 | 6 | 13 | 3 | 19.2475 | 16.3225 | 0 | 16.32 | 18.2525 | 0
[48 empty] | 2017-07-14 05:00 | 7 | 14 | 5 | 156.5506 | 15.81% | 2017-06-13 05:00 | 6 | 13 | 5 | 6 | 13 | 4 | 19.6225 | 16.6875 | 0 | 16.705 | 18.7325 | 0
[48 empty] | 2017-07-14 06:00 | 7 | 14 | 6 | 697.2639 | 70.43% | 2017-06-13 06:00 | 6 | 13 | 6 | 6 | 13 | 5 | 20.45 | 17.1925 | 0 | 17.3125 | 19.4975 | 0
[48 empty] | 2017-07-14 07:00 | 7 | 14 | 7 | 890.4097 | 89.94% | 2017-06-13 07:00 | 6 | 13 | 7 | 6 | 13 | 6 | 22.0675 | 18.4525 | 0 | 18.5825 | 21.03 | 0
[48 empty] | 2017-07-14 08:00 | 7 | 14 | 8 | 957.6065 | 96.73% | 2017-06-13 08:00 | 6 | 13 | 8 | 6 | 13 | 7 | 22.24 | 18.9625 | 0 | 19.08 | 21.4475 | 0
[48 empty] | 2017-07-14 09:00 | 7 | 14 | 9 | 978.2132 | 98.81% | 2017-06-13 09:00 | 6 | 13 | 9 | 6 | 13 | 8 | 20.7725 | 18.365 | 0 | 19.99 | 20.18 | 0
[48 empty] | 2017-07-14 10:00 | 7 | 14 | 10 | 970.7271 | 98.05% | 2017-06-13 10:00 | 6 | 13 | 10 | 6 | 13 | 9 | 21.495 | 17.69 | 0 | 25.995 | 19.7125 | 0
[48 empty] | 2017-07-14 11:00 | 7 | 14 | 11 | 964.6713 | 97.44% | 2017-06-13 11:00 | 6 | 13 | 11 | 6 | 13 | 10 | 24.6475 | 17.9425 | 0 | 28.025 | 21.805 | 0
[48 empty] | 2017-07-14 12:00 | 7 | 14 | 12 | 974.2836 | 98.41% | 2017-06-13 12:00 | 6 | 13 | 12 | 6 | 13 | 11 | 29.6525 | 19.3825 | 0 | 25.8725 | 26.505 | 0
[48 empty] | 2017-07-14 13:00 | 7 | 14 | 13 | 967.7106 | 97.75% | 2017-06-13 13:00 | 6 | 13 | 13 | 6 | 13 | 12 | 98.5525 | 23.3075 | 0 | 28.365 | 81.275 | 0
[48 empty] | 2017-07-14 14:00 | 7 | 14 | 14 | 965.1138 | 97.49% | 2017-06-13 14:00 | 6 | 13 | 14 | 6 | 13 | 13 | 77.9 | 21.7075 | 0 | 25.3075 | 66.3675 | 0
[48 empty] | 2017-07-14 15:00 | 7 | 14 | 15 | 923.1017 | 93.24% | 2017-06-13 15:00 | 6 | 13 | 15 | 6 | 13 | 14 | 37.055 | 25.365 | 0 | 38.145 | 32.71 | 0
[48 empty] | 2017-07-14 16:00 | 7 | 14 | 16 | 832.0517 | 84.05% | 2017-06-13 16:00 | 6 | 13 | 16 | 6 | 13 | 15 | 32.2925 | 35.8975 | 0 | 54.65 | 30.4275 | 0
[48 empty] | 2017-07-14 17:00 | 7 | 14 | 17 | 574.9418 | 58.07% | 2017-06-13 17:00 | 6 | 13 | 17 | 6 | 13 | 16 | 32.185 | 39.175 | 0 | 68.7325 | 30.475 | 0
[48 empty] | 2017-07-14 18:00 | 7 | 14 | 18 | 17.0174 | 1.719% | 2017-06-13 18:00 | 6 | 13 | 18 | 6 | 13 | 17 | 30.5725 | 31.27 | 0 | 47.67 | 28.2 | 0
[48 empty] | 2017-07-14 19:00 | 7 | 14 | 19 | 0 | 0% | 2017-06-13 19:00 | 6 | 13 | 19 | 6 | 13 | 18 | 27.3175 | 31.8025 | 0 | 47.8975 | 25.895 | 0
[48 empty] | 2017-07-14 20:00 | 7 | 14 | 20 | 0 | 0% | 2017-06-13 20:00 | 6 | 13 | 20 | 6 | 13 | 19 | 27.4075 | 21.925 | 0 | 30.7425 | 26.145 | 0
[48 empty] | 2017-07-14 21:00 | 7 | 14 | 21 | 0 | 0% | 2017-06-13 21:00 | 6 | 13 | 21 | 6 | 13 | 20 | 27.795 | 23.7575 | 0 | 33.0275 | 26.6475 | 0
[48 empty] | 2017-07-14 22:00 | 7 | 14 | 22 | 0 | 0% | 2017-06-13 22:00 | 6 | 13 | 22 | 6 | 13 | 21 | 27.37 | 24.7975 | 0 | 36.275 | 26.0175 | 0
[48 empty] | 2017-07-14 23:00 | 7 | 14 | 23 | 0 | 0% | 2017-06-13 23:00 | 6 | 13 | 23 | 6 | 13 | 22 | 24.6425 | 21.5825 | 0 | 22.5075 | 23.83 | 0
[48 empty] | 2017-07-15 | 7 | 15 | 0 | 0 | 0% | 2017-06-14 | 6 | 14 | 0 | 6 | 13 | 23 | 23.3525 | 19.8375 | 0 | 21.62 | 22.07 | 0
[48 empty] | 2017-07-15 01:00 | 7 | 15 | 1 | 0 | 0% | 2017-06-14 01:00 | 6 | 14 | 1 | 6 | 14 | 0 | 23.16 | 19.1175 | 0 | 20.06 | 22.485 | 0
[48 empty] | 2017-07-15 02:00 | 7 | 15 | 2 | 0 | 0% | 2017-06-14 02:00 | 6 | 14 | 2 | 6 | 14 | 1 | 21.995 | 19.4725 | 0 | 19.535 | 21.44 | 0
[48 empty] | 2017-07-15 03:00 | 7 | 15 | 3 | 0 | 0% | 2017-06-14 03:00 | 6 | 14 | 3 | 6 | 14 | 2 | 20.61 | 19.03 | 0 | 19.0875 | 20.0875 | 0
[48 empty] | 2017-07-15 04:00 | 7 | 15 | 4 | 0 | 0% | 2017-06-14 04:00 | 6 | 14 | 4 | 6 | 14 | 3 | 20.72 | 19.0725 | 0 | 19.1275 | 20.195 | 0
[48 empty] | 2017-07-15 05:00 | 7 | 15 | 5 | 166.2797 | 16.8% | 2017-06-14 05:00 | 6 | 14 | 5 | 6 | 14 | 4 | 21.615 | 19.3825 | 0 | 19.4425 | 21.08 | 0
[48 empty] | 2017-07-15 06:00 | 7 | 15 | 6 | 666.5863 | 67.33% | 2017-06-14 06:00 | 6 | 14 | 6 | 6 | 14 | 5 | 22.4425 | 19.8425 | 0 | 19.905 | 21.895 | 0
[48 empty] | 2017-07-15 07:00 | 7 | 15 | 7 | 875.6679 | 88.45% | 2017-06-14 07:00 | 6 | 14 | 7 | 6 | 14 | 6 | 22.1475 | 20.505 | 0 | 20.515 | 22.125 | 0
[48 empty] | 2017-07-15 08:00 | 7 | 15 | 8 | 946.4795 | 95.6% | 2017-06-14 08:00 | 6 | 14 | 8 | 6 | 14 | 7 | 21.4525 | 20.4375 | 0 | 20.4525 | 21.4 | 0
[48 empty] | 2017-07-15 09:00 | 7 | 15 | 9 | 947.7087 | 95.73% | 2017-06-14 09:00 | 6 | 14 | 9 | 6 | 14 | 8 | 21.0175 | 20.0575 | 0 | 20.1125 | 20.81 | 0
[48 empty] | 2017-07-15 10:00 | 7 | 15 | 10 | 963.1225 | 97.29% | 2017-06-14 10:00 | 6 | 14 | 10 | 6 | 14 | 9 | 19.8875 | 18.2975 | 0 | 25.04 | 18.6325 | 0
[48 empty] | 2017-07-15 11:00 | 7 | 15 | 11 | 953.8734 | 96.35% | 2017-06-14 11:00 | 6 | 14 | 11 | 6 | 14 | 10 | 21.8725 | 19.085 | 0 | 19.67 | 20.8175 | 0
[48 empty] | 2017-07-15 12:00 | 7 | 15 | 12 | 926.0104 | 93.54% | 2017-06-14 12:00 | 6 | 14 | 12 | 6 | 14 | 11 | 25.6425 | 20.745 | 0 | 20.9325 | 24.135 | 0
[48 empty] | 2017-07-15 13:00 | 7 | 15 | 13 | 952.5404 | 96.22% | 2017-06-14 13:00 | 6 | 14 | 13 | 6 | 14 | 12 | 29.4675 | 25.2575 | 0 | 25.4025 | 28.015 | 0
[48 empty] | 2017-07-15 14:00 | 7 | 15 | 14 | 944.4458 | 95.4% | 2017-06-14 14:00 | 6 | 14 | 14 | 6 | 14 | 13 | 32.4325 | 31.1875 | 0 | 31.275 | 31.4375 | 0
[48 empty] | 2017-07-15 15:00 | 7 | 15 | 15 | 902.2548 | 91.14% | 2017-06-14 15:00 | 6 | 14 | 15 | 6 | 14 | 14 | 33.4125 | 33.3175 | 0 | 33.43 | 32.4925 | 0
[48 empty] | 2017-07-15 16:00 | 7 | 15 | 16 | 809.6391 | 81.78% | 2017-06-14 16:00 | 6 | 14 | 16 | 6 | 14 | 15 | 35.1975 | 35.7825 | 0 | 35.8725 | 34.41 | 0
[48 empty] | 2017-07-15 17:00 | 7 | 15 | 17 | 642.295 | 64.88% | 2017-06-14 17:00 | 6 | 14 | 17 | 6 | 14 | 16 | 34.49 | 35.1275 | 0 | 35.185 | 33.8225 | 0
[48 empty] | 2017-07-15 18:00 | 7 | 15 | 18 | 113.8328 | 11.5% | 2017-06-14 18:00 | 6 | 14 | 18 | 6 | 14 | 17 | 34.4425 | 35.0525 | 0 | 35.165 | 33.785 | 0
[48 empty] | 2017-07-15 19:00 | 7 | 15 | 19 | 0 | 0% | 2017-06-14 19:00 | 6 | 14 | 19 | 6 | 14 | 18 | 29.61 | 29.17 | 0 | 30.1725 | 29.255 | 0
[48 empty] | 2017-07-15 20:00 | 7 | 15 | 20 | 0 | 0% | 2017-06-14 20:00 | 6 | 14 | 20 | 6 | 14 | 19 | 28.46 | 27.6 | 0 | 28.165 | 27.6625 | 0
[48 empty] | 2017-07-15 21:00 | 7 | 15 | 21 | 0 | 0% | 2017-06-14 21:00 | 6 | 14 | 21 | 6 | 14 | 20 | 27.06 | 27.1125 | 0 | 27.165 | 26.4475 | 0
[48 empty] | 2017-07-15 22:00 | 7 | 15 | 22 | 0 | 0% | 2017-06-14 22:00 | 6 | 14 | 22 | 6 | 14 | 21 | 26.6525 | 25.7325 | 0 | 25.83 | 25.84 | 0
[48 empty] | 2017-07-15 23:00 | 7 | 15 | 23 | 0 | 0% | 2017-06-14 23:00 | 6 | 14 | 23 | 6 | 14 | 22 | 23.6925 | 21.05 | 0 | 21.225 | 22.78 | 0
[48 empty] | 2017-07-16 | 7 | 16 | 0 | 0 | 0% | 2017-06-15 | 6 | 15 | 0 | 6 | 14 | 23 | 22.1225 | 20.185 | 0 | 20.26 | 21.35 | 0
[48 empty] | 2017-07-16 01:00 | 7 | 16 | 1 | 0 | 0% | 2017-06-15 01:00 | 6 | 15 | 1 | 6 | 15 | 0 | 19.3025 | 18.595 | 0 | 18.6675 | 18.2975 | 0
[48 empty] | 2017-07-16 02:00 | 7 | 16 | 2 | 0 | 0% | 2017-06-15 02:00 | 6 | 15 | 2 | 6 | 15 | 1 | 17.6875 | 17.9025 | 0 | 17.95 | 17.105 | 0
[48 empty] | 2017-07-16 03:00 | 7 | 16 | 3 | 0 | 0% | 2017-06-15 03:00 | 6 | 15 | 3 | 6 | 15 | 2 | 17.3225 | 17.36 | 0 | 17.365 | 17.2825 | 0
[48 empty] | 2017-07-16 04:00 | 7 | 16 | 4 | 0 | 0% | 2017-06-15 04:00 | 6 | 15 | 4 | 6 | 15 | 3 | 16.9025 | 16.9025 | 0 | 16.9025 | 16.9025 | 0
[48 empty] | 2017-07-16 05:00 | 7 | 16 | 5 | 132.5933 | 13.39% | 2017-06-15 05:00 | 6 | 15 | 5 | 6 | 15 | 4 | 17.375 | 17.405 | 0 | 17.4075 | 17.34 | 0
[48 empty] | 2017-07-16 06:00 | 7 | 16 | 6 | 708.6947 | 71.59% | 2017-06-15 06:00 | 6 | 15 | 6 | 6 | 15 | 5 | 19.18 | 18.275 | 0 | 18.3375 | 18.245 | 0
[48 empty] | 2017-07-16 07:00 | 7 | 16 | 7 | 883.4717 | 89.24% | 2017-06-15 07:00 | 6 | 15 | 7 | 6 | 15 | 6 | 19.2275 | 18.875 | 0 | 18.9375 | 18.56 | 0
[48 empty] | 2017-07-16 08:00 | 7 | 16 | 8 | 943.7588 | 95.33% | 2017-06-15 08:00 | 6 | 15 | 8 | 6 | 15 | 7 | 20.1975 | 19.5075 | 0 | 19.545 | 19.9975 | 0
[48 empty] | 2017-07-16 09:00 | 7 | 16 | 9 | 981.9299 | 99.18% | 2017-06-15 09:00 | 6 | 15 | 9 | 6 | 15 | 8 | 20.6925 | 19.4725 | 0 | 19.535 | 20.4225 | 0
[48 empty] | 2017-07-16 10:00 | 7 | 16 | 10 | 978.6019 | 98.85% | 2017-06-15 10:00 | 6 | 15 | 10 | 6 | 15 | 9 | 22.2475 | 19.895 | 0 | 19.9925 | 21.7075 | 0
[48 empty] | 2017-07-16 11:00 | 7 | 16 | 11 | 987.0825 | 99.71% | 2017-06-15 11:00 | 6 | 15 | 11 | 6 | 15 | 10 | 27.73 | 21.94 | 0 | 22.0325 | 26.1975 | 0
[48 empty] | 2017-07-16 12:00 | 7 | 16 | 12 | 990.0001 | 100% | 2017-06-15 12:00 | 6 | 15 | 12 | 6 | 15 | 11 | 28.65 | 28.005 | 0 | 27.99 | 28.3975 | 0
[48 empty] | 2017-07-16 13:00 | 7 | 16 | 13 | 990.0001 | 100% | 2017-06-15 13:00 | 6 | 15 | 13 | 6 | 15 | 12 | 32.3975 | 31.735 | 0 | 31.9525 | 32.1775 | 0
[48 empty] | 2017-07-16 14:00 | 7 | 16 | 14 | 983.6055 | 99.35% | 2017-06-15 14:00 | 6 | 15 | 14 | 6 | 15 | 13 | 36.89 | 35.865 | 0 | 36.7275 | 36.9075 | 0
[48 empty] | 2017-07-16 15:00 | 7 | 16 | 15 | 954.1394 | 96.38% | 2017-06-15 15:00 | 6 | 15 | 15 | 6 | 15 | 14 | 34.0225 | 29.37 | 0 | 30.235 | 33.0925 | 0
[48 empty] | 2017-07-16 16:00 | 7 | 16 | 16 | 873.3592 | 88.22% | 2017-06-15 16:00 | 6 | 15 | 16 | 6 | 15 | 15 | 36.0525 | 30.09 | 0 | 34.83 | 34.34 | 0
[48 empty] | 2017-07-16 17:00 | 7 | 16 | 17 | 676.5273 | 68.34% | 2017-06-15 17:00 | 6 | 15 | 17 | 6 | 15 | 16 | 32.15 | 33.265 | 0 | 47.2725 | 30.465 | 0
[48 empty] | 2017-07-16 18:00 | 7 | 16 | 18 | 115.9763 | 11.71% | 2017-06-15 18:00 | 6 | 15 | 18 | 6 | 15 | 17 | 30.6275 | 32.595 | 0 | 47.5875 | 28.6125 | 0
[48 empty] | 2017-07-16 19:00 | 7 | 16 | 19 | 0 | 0% | 2017-06-15 19:00 | 6 | 15 | 19 | 6 | 15 | 18 | 28.7075 | 27.5475 | 0 | 29.255 | 28.165 | 0
[48 empty] | 2017-07-16 20:00 | 7 | 16 | 20 | 0 | 0% | 2017-06-15 20:00 | 6 | 15 | 20 | 6 | 15 | 19 | 27.42 | 25.7875 | 0 | 25.8225 | 27.05 | 0
[48 empty] | 2017-07-16 21:00 | 7 | 16 | 21 | 0 | 0% | 2017-06-15 21:00 | 6 | 15 | 21 | 6 | 15 | 20 | 26.0425 | 25.335 | 0 | 25.3625 | 25.88 | 0
[48 empty] | 2017-07-16 22:00 | 7 | 16 | 22 | 0 | 0% | 2017-06-15 22:00 | 6 | 15 | 22 | 6 | 15 | 21 | 25.8475 | 24.0575 | 0 | 24.125 | 25.4325 | 0
[48 empty] | 2017-07-16 23:00 | 7 | 16 | 23 | 0 | 0% | 2017-06-15 23:00 | 6 | 15 | 23 | 6 | 15 | 22 | 24.29 | 20.7875 | 0 | 20.895 | 23.5525 | 0
[48 empty] | 2017-07-17 | 7 | 17 | 0 | 0 | 0% | 2017-06-16 | 6 | 16 | 0 | 6 | 15 | 23 | 21.455 | 19.605 | 0 | 19.6775 | 20.7775 | 0
[48 empty] | 2017-07-17 01:00 | 7 | 17 | 1 | 0 | 0% | 2017-06-16 01:00 | 6 | 16 | 1 | 6 | 16 | 0 | 20.2825 | 18.71 | 0 | 18.7975 | 19.4225 | 0
[48 empty] | 2017-07-17 02:00 | 7 | 17 | 2 | 0 | 0% | 2017-06-16 02:00 | 6 | 16 | 2 | 6 | 16 | 1 | 18.9775 | 18.3875 | 0 | 18.4125 | 18.4775 | 0
[48 empty] | 2017-07-17 03:00 | 7 | 17 | 3 | 0 | 0% | 2017-06-16 03:00 | 6 | 16 | 3 | 6 | 16 | 2 | 18.215 | 17.5625 | 0 | 17.565 | 17.685 | 0
[48 empty] | 2017-07-17 04:00 | 7 | 17 | 4 | 0 | 0% | 2017-06-16 04:00 | 6 | 16 | 4 | 6 | 16 | 3 | 17.385 | 17.265 | 0 | 17.3125 | 16.83 | 0
[48 empty] | 2017-07-17 05:00 | 7 | 17 | 5 | 141.3471 | 14.28% | 2017-06-16 05:00 | 6 | 16 | 5 | 6 | 16 | 4 | 17.765 | 17.2975 | 0 | 17.34 | 17.03 | 0
[48 empty] | 2017-07-17 06:00 | 7 | 17 | 6 | 716.6403 | 72.39% | 2017-06-16 06:00 | 6 | 16 | 6 | 6 | 16 | 5 | 18.7325 | 17.5475 | 0 | 17.525 | 18.38 | 0
[48 empty] | 2017-07-17 07:00 | 7 | 17 | 7 | 891.8458 | 90.09% | 2017-06-16 07:00 | 6 | 16 | 7 | 6 | 16 | 6 | 18.5625 | 17.115 | 0 | 17.1425 | 18.195 | 0
[48 empty] | 2017-07-17 08:00 | 7 | 17 | 8 | 971.6974 | 98.15% | 2017-06-16 08:00 | 6 | 16 | 8 | 6 | 16 | 7 | 19.49 | 18.0925 | 0 | 18.11 | 19.1375 | 0
[48 empty] | 2017-07-17 09:00 | 7 | 17 | 9 | 894.0843 | 90.31% | 2017-06-16 09:00 | 6 | 16 | 9 | 6 | 16 | 8 | 20.93 | 19.9025 | 0 | 19.9525 | 20.68 | 0
[48 empty] | 2017-07-17 10:00 | 7 | 17 | 10 | 985.6422 | 99.56% | 2017-06-16 10:00 | 6 | 16 | 10 | 6 | 16 | 9 | 22.185 | 21.445 | 0 | 21.5425 | 21.525 | 0
[48 empty] | 2017-07-17 11:00 | 7 | 17 | 11 | 630.8929 | 63.73% | 2017-06-16 11:00 | 6 | 16 | 11 | 6 | 16 | 10 | 27.3575 | 26.7825 | 0 | 26.8175 | 26.9775 | 0
[48 empty] | 2017-07-17 12:00 | 7 | 17 | 12 | 990.0001 | 100% | 2017-06-16 12:00 | 6 | 16 | 12 | 6 | 16 | 11 | 31.335 | 27.175 | 0 | 27.21 | 30.445 | 0
[48 empty] | 2017-07-17 13:00 | 7 | 17 | 13 | 791.0649 | 79.91% | 2017-06-16 13:00 | 6 | 16 | 13 | 6 | 16 | 12 | 37.905 | 37.2675 | 0 | 37.265 | 38.045 | 0
[48 empty] | 2017-07-17 14:00 | 7 | 17 | 14 | 860.3538 | 86.9% | 2017-06-16 14:00 | 6 | 16 | 14 | 6 | 16 | 13 | 37.01 | 36.295 | 0 | 36.295 | 37.04 | 0
[48 empty] | 2017-07-17 15:00 | 7 | 17 | 15 | 964.8047 | 97.46% | 2017-06-16 15:00 | 6 | 16 | 15 | 6 | 16 | 14 | 34.635 | 34.2875 | 0 | 34.2825 | 34.79 | 0
[48 empty] | 2017-07-17 16:00 | 7 | 17 | 16 | 820.4027 | 82.87% | 2017-06-16 16:00 | 6 | 16 | 16 | 6 | 16 | 15 | 33.56 | 33.56 | 0 | 33.56 | 33.56 | 0
[48 empty] | 2017-07-17 17:00 | 7 | 17 | 17 | 626.2829 | 63.26% | 2017-06-16 17:00 | 6 | 16 | 17 | 6 | 16 | 16 | 33.5625 | 33.1325 | 0 | 33.125 | 33.6975 | 0
[48 empty] | 2017-07-17 18:00 | 7 | 17 | 18 | 91.6793 | 9.261% | 2017-06-16 18:00 | 6 | 16 | 18 | 6 | 16 | 17 | 32.4525 | 32.435 | 0 | 32.435 | 32.46 | 0
[48 empty] | 2017-07-17 19:00 | 7 | 17 | 19 | 0 | 0% | 2017-06-16 19:00 | 6 | 16 | 19 | 6 | 16 | 18 | 29.65 | 29.0825 | 0 | 29.095 | 29.5625 | 0
[48 empty] | 2017-07-17 20:00 | 7 | 17 | 20 | 0 | 0% | 2017-06-16 20:00 | 6 | 16 | 20 | 6 | 16 | 19 | 29.1425 | 29.3075 | 0 | 29.3125 | 29.1525 | 0
[48 empty] | 2017-07-17 21:00 | 7 | 17 | 21 | 0 | 0% | 2017-06-16 21:00 | 6 | 16 | 21 | 6 | 16 | 20 | 28.2525 | 28.12 | 0 | 28.135 | 28.1875 | 0
[48 empty] | 2017-07-17 22:00 | 7 | 17 | 22 | 0 | 0% | 2017-06-16 22:00 | 6 | 16 | 22 | 6 | 16 | 21 | 24.6875 | 22.98 | 0 | 23.0775 | 23.825 | 0
[48 empty] | 2017-07-17 23:00 | 7 | 17 | 23 | 0 | 0% | 2017-06-16 23:00 | 6 | 16 | 23 | 6 | 16 | 22 | 23.4625 | 20.78 | 0 | 20.8325 | 22.54 | 0
[48 empty] | 2017-07-18 | 7 | 18 | 0 | 0 | 0% | 2017-06-17 | 6 | 17 | 0 | 6 | 16 | 23 | 22.1325 | 20.715 | 0 | 20.7675 | 21.5 | 0
[48 empty] | 2017-07-18 01:00 | 7 | 18 | 1 | 0 | 0% | 2017-06-17 01:00 | 6 | 17 | 1 | 6 | 17 | 0 | 20.8625 | 20.01 | 0 | 20.09 | 20.09 | 0
[48 empty] | 2017-07-18 02:00 | 7 | 18 | 2 | 0 | 0% | 2017-06-17 02:00 | 6 | 17 | 2 | 6 | 17 | 1 | 19.385 | 19.32 | 0 | 19.3875 | 18.735 | 0
[48 empty] | 2017-07-18 03:00 | 7 | 18 | 3 | 0 | 0% | 2017-06-17 03:00 | 6 | 17 | 3 | 6 | 17 | 2 | 18.365 | 18.405 | 0 | 18.45 | 17.7325 | 0
[48 empty] | 2017-07-18 04:00 | 7 | 18 | 4 | 0 | 0% | 2017-06-17 04:00 | 6 | 17 | 4 | 6 | 17 | 3 | 17.68 | 18.045 | 0 | 18.0925 | 17.175 | 0
[48 empty] | 2017-07-18 05:00 | 7 | 18 | 5 | 144.8151 | 14.63% | 2017-06-17 05:00 | 6 | 17 | 5 | 6 | 17 | 4 | 17.5625 | 17.96 | 0 | 18.0075 | 17.0775 | 0
[48 empty] | 2017-07-18 06:00 | 7 | 18 | 6 | 731.7368 | 73.91% | 2017-06-17 06:00 | 6 | 17 | 6 | 6 | 17 | 5 | 17.29 | 17.6825 | 0 | 17.7275 | 16.8175 | 0
[48 empty] | 2017-07-18 07:00 | 7 | 18 | 7 | 897.3749 | 90.64% | 2017-06-17 07:00 | 6 | 17 | 7 | 6 | 17 | 6 | 17.05 | 17.43 | 0 | 17.4775 | 16.5825 | 0
[48 empty] | 2017-07-18 08:00 | 7 | 18 | 8 | 979.3231 | 98.92% | 2017-06-17 08:00 | 6 | 17 | 8 | 6 | 17 | 7 | 17.7425 | 18.0125 | 0 | 18.0475 | 17.4075 | 0
[48 empty] | 2017-07-18 09:00 | 7 | 18 | 9 | 980.7238 | 99.06% | 2017-06-17 09:00 | 6 | 17 | 9 | 6 | 17 | 8 | 19.6325 | 19.6325 | 0 | 19.6325 | 19.6325 | 0
[48 empty] | 2017-07-18 10:00 | 7 | 18 | 10 | 990.0001 | 100% | 2017-06-17 10:00 | 6 | 17 | 10 | 6 | 17 | 9 | 20.44 | 20.6575 | 0 | 20.6825 | 20.17 | 0
[48 empty] | 2017-07-18 11:00 | 7 | 18 | 11 | 978.5359 | 98.84% | 2017-06-17 11:00 | 6 | 17 | 11 | 6 | 17 | 10 | 21.9325 | 22.27 | 0 | 22.3075 | 21.51 | 0
[48 empty] | 2017-07-18 12:00 | 7 | 18 | 12 | 990.0001 | 100% | 2017-06-17 12:00 | 6 | 17 | 12 | 6 | 17 | 11 | 27.24 | 27.64 | 0 | 27.69 | 26.6825 | 0
[48 empty] | 2017-07-18 13:00 | 7 | 18 | 13 | 990.0001 | 100% | 2017-06-17 13:00 | 6 | 17 | 13 | 6 | 17 | 12 | 28.77 | 29.23 | 0 | 29.285 | 28.2 | 0
[48 empty] | 2017-07-18 14:00 | 7 | 18 | 14 | 954.2575 | 96.39% | 2017-06-17 14:00 | 6 | 17 | 14 | 6 | 17 | 13 | 31.345 | 32.0675 | 0 | 32.135 | 30.7325 | 0
[48 empty] | 2017-07-18 15:00 | 7 | 18 | 15 | 922.0096 | 93.13% | 2017-06-17 15:00 | 6 | 17 | 15 | 6 | 17 | 14 | 30.72 | 31.0275 | 0 | 31.0525 | 30.4725 | 0
[48 empty] | 2017-07-18 16:00 | 7 | 18 | 16 | 838.3229 | 84.68% | 2017-06-17 16:00 | 6 | 17 | 16 | 6 | 17 | 15 | 31.71 | 32.005 | 0 | 32.04 | 31.335 | 0
[48 empty] | 2017-07-18 17:00 | 7 | 18 | 17 | 606.7685 | 61.29% | 2017-06-17 17:00 | 6 | 17 | 17 | 6 | 17 | 16 | 31.05 | 31.5525 | 0 | 31.6075 | 30.4175 | 0
[48 empty] | 2017-07-18 18:00 | 7 | 18 | 18 | 63.4252 | 6.407% | 2017-06-17 18:00 | 6 | 17 | 18 | 6 | 17 | 17 | 30.09 | 29.5725 | 0 | 29.6425 | 29.25 | 0
[48 empty] | 2017-07-18 19:00 | 7 | 18 | 19 | 0 | 0% | 2017-06-17 19:00 | 6 | 17 | 19 | 6 | 17 | 18 | 27.575 | 28.03 | 0 | 28.085 | 27.005 | 0
[48 empty] | 2017-07-18 20:00 | 7 | 18 | 20 | 0 | 0% | 2017-06-17 20:00 | 6 | 17 | 20 | 6 | 17 | 19 | 25.08 | 25.115 | 0 | 25.1675 | 24.4725 | 0
[48 empty] | 2017-07-18 21:00 | 7 | 18 | 21 | 0 | 0% | 2017-06-17 21:00 | 6 | 17 | 21 | 6 | 17 | 20 | 22.82 | 21.6075 | 0 | 21.7225 | 22.075 | 0
[48 empty] | 2017-07-18 22:00 | 7 | 18 | 22 | 0 | 0% | 2017-06-17 22:00 | 6 | 17 | 22 | 6 | 17 | 21 | 22.6175 | 20.935 | 0 | 21.0475 | 21.755 | 0
[48 empty] | 2017-07-18 23:00 | 7 | 18 | 23 | 0 | 0% | 2017-06-17 23:00 | 6 | 17 | 23 | 6 | 17 | 22 | 24.005 | 20.7575 | 0 | 20.7575 | 23.2925 | 0
[48 empty] | 2017-07-19 | 7 | 19 | 0 | 0 | 0% | 2017-06-18 | 6 | 18 | 0 | 6 | 17 | 23 | 20.955 | 19.515 | 0 | 19.6075 | 20.3125 | 0
[48 empty] | 2017-07-19 01:00 | 7 | 19 | 1 | 0 | 0% | 2017-06-18 01:00 | 6 | 18 | 1 | 6 | 18 | 0 | 19.7575 | 19.355 | 0 | 19.42 | 19.08 | 0
[48 empty] | 2017-07-19 02:00 | 7 | 19 | 2 | 0 | 0% | 2017-06-18 02:00 | 6 | 18 | 2 | 6 | 18 | 1 | 18.79 | 18.775 | 0 | 18.815 | 18.235 | 0
[48 empty] | 2017-07-19 03:00 | 7 | 19 | 3 | 0 | 0% | 2017-06-18 03:00 | 6 | 18 | 3 | 6 | 18 | 2 | 17.995 | 17.88 | 0 | 17.875 | 18.03 | 0
[48 empty] | 2017-07-19 04:00 | 7 | 19 | 4 | 0 | 0% | 2017-06-18 04:00 | 6 | 18 | 4 | 6 | 18 | 3 | 17.2475 | 17.3875 | 0 | 17.3925 | 17.3425 | 0
[48 empty] | 2017-07-19 05:00 | 7 | 19 | 5 | 143.6255 | 14.51% | 2017-06-18 05:00 | 6 | 18 | 5 | 6 | 18 | 4 | 16.9175 | 17.2525 | 0 | 17.295 | 16.43 | 0
[48 empty] | 2017-07-19 06:00 | 7 | 19 | 6 | 697.4225 | 70.45% | 2017-06-18 06:00 | 6 | 18 | 6 | 6 | 18 | 5 | 16.8525 | 17.2 | 0 | 17.2425 | 16.3725 | 0
[48 empty] | 2017-07-19 07:00 | 7 | 19 | 7 | 896.0402 | 90.51% | 2017-06-18 07:00 | 6 | 18 | 7 | 6 | 18 | 6 | 16.8025 | 17.185 | 0 | 17.225 | 16.325 | 0
[48 empty] | 2017-07-19 08:00 | 7 | 19 | 8 | 969.4095 | 97.92% | 2017-06-18 08:00 | 6 | 18 | 8 | 6 | 18 | 7 | 17.3775 | 17.77 | 0 | 17.815 | 16.8875 | 0
[48 empty] | 2017-07-19 09:00 | 7 | 19 | 9 | 966.6547 | 97.64% | 2017-06-18 09:00 | 6 | 18 | 9 | 6 | 18 | 8 | 19.5125 | 19.8125 | 0 | 19.8475 | 19.135 | 0
[48 empty] | 2017-07-19 10:00 | 7 | 19 | 10 | 955.4056 | 96.51% | 2017-06-18 10:00 | 6 | 18 | 10 | 6 | 18 | 9 | 20.4975 | 20.6625 | 0 | 20.6925 | 20.225 | 0
[48 empty] | 2017-07-19 11:00 | 7 | 19 | 11 | 972.9158 | 98.27% | 2017-06-18 11:00 | 6 | 18 | 11 | 6 | 18 | 10 | 21.675 | 20.8875 | 0 | 20.9375 | 21.4825 | 0
[48 empty] | 2017-07-19 12:00 | 7 | 19 | 12 | 982.4475 | 99.24% | 2017-06-18 12:00 | 6 | 18 | 12 | 6 | 18 | 11 | 25.0225 | 21.8125 | 0 | 21.93 | 24.2225 | 0
[48 empty] | 2017-07-19 13:00 | 7 | 19 | 13 | 976.5797 | 98.64% | 2017-06-18 13:00 | 6 | 18 | 13 | 6 | 18 | 12 | 27.995 | 22.0425 | 0 | 22.21 | 26.5575 | 0
[48 empty] | 2017-07-19 14:00 | 7 | 19 | 14 | 963.7319 | 97.35% | 2017-06-18 14:00 | 6 | 18 | 14 | 6 | 18 | 13 | 31.66 | 22.4625 | 0 | 22.7 | 29.43 | 0
[48 empty] | 2017-07-19 15:00 | 7 | 19 | 15 | 942.2189 | 95.17% | 2017-06-18 15:00 | 6 | 18 | 15 | 6 | 18 | 14 | 31.8275 | 21.7025 | 0 | 21.975 | 29.3675 | 0
[48 empty] | 2017-07-19 16:00 | 7 | 19 | 16 | 818.9182 | 82.72% | 2017-06-18 16:00 | 6 | 18 | 16 | 6 | 18 | 15 | 33.2375 | 24.005 | 0 | 24.2675 | 31.0525 | 0
[48 empty] | 2017-07-19 17:00 | 7 | 19 | 17 | 605.3631 | 61.15% | 2017-06-18 17:00 | 6 | 18 | 17 | 6 | 18 | 16 | 31.34 | 26.0125 | 0 | 26.5025 | 29.995 | 0
[48 empty] | 2017-07-19 18:00 | 7 | 19 | 18 | 63.4193 | 6.406% | 2017-06-18 18:00 | 6 | 18 | 18 | 6 | 18 | 17 | 28.795 | 26.02 | 0 | 26.325 | 28.0925 | 0
[48 empty] | 2017-07-19 19:00 | 7 | 19 | 19 | 0 | 0% | 2017-06-18 19:00 | 6 | 18 | 19 | 6 | 18 | 18 | 26.815 | 25.925 | 0 | 26.01 | 26.65 | 0
[48 empty] | 2017-07-19 20:00 | 7 | 19 | 20 | 0 | 0% | 2017-06-18 20:00 | 6 | 18 | 20 | 6 | 18 | 19 | 23.5275 | 23.51 | 0 | 23.52 | 23.62 | 0
[48 empty] | 2017-07-19 21:00 | 7 | 19 | 21 | 0 | 0% | 2017-06-18 21:00 | 6 | 18 | 21 | 6 | 18 | 20 | 26.165 | 23.76 | 0 | 23.845 | 25.9725 | 0
[48 empty] | 2017-07-19 22:00 | 7 | 19 | 22 | 0 | 0% | 2017-06-18 22:00 | 6 | 18 | 22 | 6 | 18 | 21 | 24.895 | 23.535 | 0 | 23.5775 | 24.6175 | 0
[48 empty] | 2017-07-19 23:00 | 7 | 19 | 23 | 0 | 0% | 2017-06-18 23:00 | 6 | 18 | 23 | 6 | 18 | 22 | 22.4975 | 21.3725 | 0 | 21.4425 | 22.12 | 0
[48 empty] | 2017-07-20 | 7 | 20 | 0 | 0 | 0% | 2017-06-19 | 6 | 19 | 0 | 6 | 18 | 23 | 21.5025 | 21.35 | 0 | 21.3575 | 21.46 | 0
[48 empty] | 2017-07-20 01:00 | 7 | 20 | 1 | 0 | 0% | 2017-06-19 01:00 | 6 | 19 | 1 | 6 | 19 | 0 | 20.9475 | 20.9225 | 0 | 20.925 | 20.9425 | 0
[48 empty] | 2017-07-20 02:00 | 7 | 20 | 2 | 0 | 0% | 2017-06-19 02:00 | 6 | 19 | 2 | 6 | 19 | 1 | 20.5525 | 20.5525 | 0 | 20.5525 | 20.5525 | 0
[48 empty] | 2017-07-20 03:00 | 7 | 20 | 3 | 0 | 0% | 2017-06-19 03:00 | 6 | 19 | 3 | 6 | 19 | 2 | 20.045 | 20.045 | 0 | 20.045 | 20.045 | 0
[48 empty] | 2017-07-20 04:00 | 7 | 20 | 4 | 0 | 0% | 2017-06-19 04:00 | 6 | 19 | 4 | 6 | 19 | 3 | 19.905 | 19.905 | 0 | 19.905 | 19.905 | 0
[48 empty] | 2017-07-20 05:00 | 7 | 20 | 5 | 155.5135 | 15.71% | 2017-06-19 05:00 | 6 | 19 | 5 | 6 | 19 | 4 | 20.2725 | 20.2725 | 0 | 20.2725 | 20.2725 | 0
[48 empty] | 2017-07-20 06:00 | 7 | 20 | 6 | 718.0614 | 72.53% | 2017-06-19 06:00 | 6 | 19 | 6 | 6 | 19 | 5 | 20.805 | 20.805 | 0 | 20.805 | 20.805 | 0
[48 empty] | 2017-07-20 07:00 | 7 | 20 | 7 | 789.1906 | 79.72% | 2017-06-19 07:00 | 6 | 19 | 7 | 6 | 19 | 6 | 21.36 | 21.36 | 0 | 21.36 | 21.36 | 0
[48 empty] | 2017-07-20 08:00 | 7 | 20 | 8 | 955.52 | 96.52% | 2017-06-19 08:00 | 6 | 19 | 8 | 6 | 19 | 7 | 21.9025 | 21.885 | 0 | 21.885 | 21.8925 | 0
[48 empty] | 2017-07-20 09:00 | 7 | 20 | 9 | 903.3816 | 91.25% | 2017-06-19 09:00 | 6 | 19 | 9 | 6 | 19 | 8 | 22.72 | 21.9675 | 0 | 22.0125 | 22.535 | 0
[48 empty] | 2017-07-20 10:00 | 7 | 20 | 10 | 825.2024 | 83.35% | 2017-06-19 10:00 | 6 | 19 | 10 | 6 | 19 | 9 | 23.5625 | 22.0225 | 0 | 22.1175 | 23.15 | 0
[48 empty] | 2017-07-20 11:00 | 7 | 20 | 11 | 773.0346 | 78.08% | 2017-06-19 11:00 | 6 | 19 | 11 | 6 | 19 | 10 | 27.645 | 23.7425 | 0 | 23.8475 | 26.5675 | 0
[48 empty] | 2017-07-20 12:00 | 7 | 20 | 12 | 968.0575 | 97.78% | 2017-06-19 12:00 | 6 | 19 | 12 | 6 | 19 | 11 | 31.65 | 23.345 | 0 | 23.55 | 29.57 | 0
[48 empty] | 2017-07-20 13:00 | 7 | 20 | 13 | 950.5935 | 96.02% | 2017-06-19 13:00 | 6 | 19 | 13 | 6 | 19 | 12 | 41.2975 | 25.1275 | 0 | 25.2925 | 38.8775 | 0
[48 empty] | 2017-07-20 14:00 | 7 | 20 | 14 | 951.5335 | 96.11% | 2017-06-19 14:00 | 6 | 19 | 14 | 6 | 19 | 13 | 83.535 | 27.7625 | 0 | 28.7225 | 70.805 | 0
[48 empty] | 2017-07-20 15:00 | 7 | 20 | 15 | 245.7614 | 24.82% | 2017-06-19 15:00 | 6 | 19 | 15 | 6 | 19 | 14 | 597.365 | 66.6325 | 0 | 77.44 | 476.9875 | 0
[48 empty] | 2017-07-20 16:00 | 7 | 20 | 16 | 685.5667 | 69.25% | 2017-06-19 16:00 | 6 | 19 | 16 | 6 | 19 | 15 | 633.3125 | 104.1825 | 0 | 113.64 | 527.6425 | 0
[48 empty] | 2017-07-20 17:00 | 7 | 20 | 17 | 110.109 | 11.12% | 2017-06-19 17:00 | 6 | 19 | 17 | 6 | 19 | 16 | 176.745 | 78.0475 | 0 | 79.575 | 152.9325 | 0
[48 empty] | 2017-07-20 18:00 | 7 | 20 | 18 | 53.1781 | 5.372% | 2017-06-19 18:00 | 6 | 19 | 18 | 6 | 19 | 17 | 73.4975 | 55.8625 | 0 | 56.39 | 69.5925 | 0
[48 empty] | 2017-07-20 19:00 | 7 | 20 | 19 | 0 | 0% | 2017-06-19 19:00 | 6 | 19 | 19 | 6 | 19 | 18 | 34.7625 | 35.55 | 0 | 35.575 | 34.97 | 0
[48 empty] | 2017-07-20 20:00 | 7 | 20 | 20 | 0 | 0% | 2017-06-19 20:00 | 6 | 19 | 20 | 6 | 19 | 19 | 31.6175 | 32.98 | 0 | 33.02 | 32.02 | 0
[48 empty] | 2017-07-20 21:00 | 7 | 20 | 21 | 0 | 0% | 2017-06-19 21:00 | 6 | 19 | 21 | 6 | 19 | 20 | 30.7475 | 29.8275 | 0 | 29.845 | 30.5225 | 0
[48 empty] | 2017-07-20 22:00 | 7 | 20 | 22 | 0 | 0% | 2017-06-19 22:00 | 6 | 19 | 22 | 6 | 19 | 21 | 28.1925 | 27.035 | 0 | 27.0575 | 27.91 | 0
[48 empty] | 2017-07-20 23:00 | 7 | 20 | 23 | 0 | 0% | 2017-06-19 23:00 | 6 | 19 | 23 | 6 | 19 | 22 | 23.3775 | 22.2175 | 0 | 22.28 | 23.085 | 0
[48 empty] | 2017-07-21 | 7 | 21 | 0 | 0 | 0% | 2017-06-20 | 6 | 20 | 0 | 6 | 19 | 23 | 22.925 | 21.27 | 0 | 21.345 | 22.4075 | 0
[48 empty] | 2017-07-21 01:00 | 7 | 21 | 1 | 0 | 0% | 2017-06-20 01:00 | 6 | 20 | 1 | 6 | 20 | 0 | 21.0225 | 20.16 | 0 | 20.2125 | 20.81 | 0
[48 empty] | 2017-07-21 02:00 | 7 | 21 | 2 | 0 | 0% | 2017-06-20 02:00 | 6 | 20 | 2 | 6 | 20 | 1 | 19.7025 | 19.415 | 0 | 19.435 | 19.6325 | 0
[48 empty] | 2017-07-21 03:00 | 7 | 21 | 3 | 0 | 0% | 2017-06-20 03:00 | 6 | 20 | 3 | 6 | 20 | 2 | 19.3425 | 19.34 | 0 | 19.34 | 19.3425 | 0
[48 empty] | 2017-07-21 04:00 | 7 | 21 | 4 | 0 | 0% | 2017-06-20 04:00 | 6 | 20 | 4 | 6 | 20 | 3 | 19.38 | 19.365 | 0 | 19.365 | 19.375 | 0
[48 empty] | 2017-07-21 05:00 | 7 | 21 | 5 | 59.6634 | 6.027% | 2017-06-20 05:00 | 6 | 20 | 5 | 6 | 20 | 4 | 19.565 | 19.565 | 0 | 19.565 | 19.565 | 0
[48 empty] | 2017-07-21 06:00 | 7 | 21 | 6 | 602.7664 | 60.89% | 2017-06-20 06:00 | 6 | 20 | 6 | 6 | 20 | 5 | 20.2475 | 20.2475 | 0 | 20.2475 | 20.2475 | 0
[48 empty] | 2017-07-21 07:00 | 7 | 21 | 7 | 221.6246 | 22.39% | 2017-06-20 07:00 | 6 | 20 | 7 | 6 | 20 | 6 | 20.4775 | 20.4775 | 0 | 20.4775 | 20.4775 | 0
[48 empty] | 2017-07-21 08:00 | 7 | 21 | 8 | 645.2146 | 65.17% | 2017-06-20 08:00 | 6 | 20 | 8 | 6 | 20 | 7 | 20.84 | 20.825 | 0 | 20.825 | 20.835 | 0
[48 empty] | 2017-07-21 09:00 | 7 | 21 | 9 | 340.4043 | 34.38% | 2017-06-20 09:00 | 6 | 20 | 9 | 6 | 20 | 8 | 21.9575 | 21.925 | 0 | 21.9275 | 21.955 | 0
[48 empty] | 2017-07-21 10:00 | 7 | 21 | 10 | 864.5046 | 87.32% | 2017-06-20 10:00 | 6 | 20 | 10 | 6 | 20 | 9 | 26.4525 | 26.4925 | 0 | 26.495 | 26.44 | 0
[48 empty] | 2017-07-21 11:00 | 7 | 21 | 11 | 699.0203 | 70.61% | 2017-06-20 11:00 | 6 | 20 | 11 | 6 | 20 | 10 | 31.7475 | 32.0975 | 0 | 32.1075 | 31.73 | 0
[48 empty] | 2017-07-21 12:00 | 7 | 21 | 12 | 962.9434 | 97.27% | 2017-06-20 12:00 | 6 | 20 | 12 | 6 | 20 | 11 | 33.49 | 35.5575 | 0 | 35.605 | 34.0875 | 0
[48 empty] | 2017-07-21 13:00 | 7 | 21 | 13 | 610.4991 | 61.67% | 2017-06-20 13:00 | 6 | 20 | 13 | 6 | 20 | 12 | 35.245 | 38.3675 | 0 | 38.4575 | 36.235 | 0
[48 empty] | 2017-07-21 14:00 | 7 | 21 | 14 | 672.9008 | 67.97% | 2017-06-20 14:00 | 6 | 20 | 14 | 6 | 20 | 13 | 47.325 | 36.405 | 0 | 37.0875 | 45.0525 | 0
[48 empty] | 2017-07-21 15:00 | 7 | 21 | 15 | 841.7529 | 85.03% | 2017-06-20 15:00 | 6 | 20 | 15 | 6 | 20 | 14 | 58.755 | 46.005 | 0 | 48.3525 | 56.73 | 0
[48 empty] | 2017-07-21 16:00 | 7 | 21 | 16 | 220.3234 | 22.25% | 2017-06-20 16:00 | 6 | 20 | 16 | 6 | 20 | 15 | 67.9225 | 73.4175 | 0 | 73.585 | 69.6525 | 0
[48 empty] | 2017-07-21 17:00 | 7 | 21 | 17 | 99.8838 | 10.09% | 2017-06-20 17:00 | 6 | 20 | 17 | 6 | 20 | 16 | 53.295 | 57.9275 | 0 | 58.0425 | 54.795 | 0
[48 empty] | 2017-07-21 18:00 | 7 | 21 | 18 | 86.241 | 8.711% | 2017-06-20 18:00 | 6 | 20 | 18 | 6 | 20 | 17 | 34.64 | 41.6925 | 0 | 41.8825 | 36.6825 | 0
[48 empty] | 2017-07-21 19:00 | 7 | 21 | 19 | 0 | 0% | 2017-06-20 19:00 | 6 | 20 | 19 | 6 | 20 | 18 | 32.375 | 36.3075 | 0 | 36.46 | 32.445 | 0
[48 empty] | 2017-07-21 20:00 | 7 | 21 | 20 | 0 | 0% | 2017-06-20 20:00 | 6 | 20 | 20 | 6 | 20 | 19 | 29.405 | 31.9825 | 0 | 32.09 | 28.7425 | 0
[48 empty] | 2017-07-21 21:00 | 7 | 21 | 21 | 0 | 0% | 2017-06-20 21:00 | 6 | 20 | 21 | 6 | 20 | 20 | 29.1275 | 28.2675 | 0 | 28.2725 | 27.8 | 0
[48 empty] | 2017-07-21 22:00 | 7 | 21 | 22 | 0 | 0% | 2017-06-20 22:00 | 6 | 20 | 22 | 6 | 20 | 21 | 30.5575 | 24.8975 | 0 | 24.855 | 25.995 | 0
[48 empty] | 2017-07-21 23:00 | 7 | 21 | 23 | 0 | 0% | 2017-06-20 23:00 | 6 | 20 | 23 | 6 | 20 | 22 | 26.0225 | 21.06 | 0 | 21.085 | 25.29 | 0
[48 empty] | 2017-07-22 | 7 | 22 | 0 | 0 | 0% | 2017-06-21 | 6 | 21 | 0 | 6 | 20 | 23 | 26.5725 | 19.3825 | 0 | 19.47 | 24.155 | 0
[48 empty] | 2017-07-22 01:00 | 7 | 22 | 1 | 0 | 0% | 2017-06-21 01:00 | 6 | 21 | 1 | 6 | 21 | 0 | 20.7225 | 18.7475 | 0 | 18.87 | 20.15 | 0
[48 empty] | 2017-07-22 02:00 | 7 | 22 | 2 | 0 | 0% | 2017-06-21 02:00 | 6 | 21 | 2 | 6 | 21 | 1 | 20.065 | 18.095 | 0 | 18.19 | 19.215 | 0
[48 empty] | 2017-07-22 03:00 | 7 | 22 | 3 | 0 | 0% | 2017-06-21 03:00 | 6 | 21 | 3 | 6 | 21 | 2 | 19.6475 | 17.7175 | 0 | 17.79 | 18.52 | 0
[48 empty] | 2017-07-22 04:00 | 7 | 22 | 4 | 0 | 0% | 2017-06-21 04:00 | 6 | 21 | 4 | 6 | 21 | 3 | 19.1 | 17.2375 | 0 | 17.31 | 18.12 | 0
[48 empty] | 2017-07-22 05:00 | 7 | 22 | 5 | 118.3021 | 11.95% | 2017-06-21 05:00 | 6 | 21 | 5 | 6 | 21 | 4 | 18.8575 | 17.7 | 0 | 17.7475 | 18.29 | 0
[48 empty] | 2017-07-22 06:00 | 7 | 22 | 6 | 674.3569 | 68.12% | 2017-06-21 06:00 | 6 | 21 | 6 | 6 | 21 | 5 | 19.5725 | 18.3875 | 0 | 18.4325 | 19.045 | 0
[48 empty] | 2017-07-22 07:00 | 7 | 22 | 7 | 883.4887 | 89.24% | 2017-06-21 07:00 | 6 | 21 | 7 | 6 | 21 | 6 | 20.17 | 19.0675 | 0 | 19.115 | 19.705 | 0
[48 empty] | 2017-07-22 08:00 | 7 | 22 | 8 | 934.4244 | 94.39% | 2017-06-21 08:00 | 6 | 21 | 8 | 6 | 21 | 7 | 19.8975 | 19.4475 | 0 | 19.4775 | 19.7875 | 0
[48 empty] | 2017-07-22 09:00 | 7 | 22 | 9 | 960.9322 | 97.06% | 2017-06-21 09:00 | 6 | 21 | 9 | 6 | 21 | 8 | 20.44 | 20.4025 | 0 | 20.4025 | 20.4 | 0
[48 empty] | 2017-07-22 10:00 | 7 | 22 | 10 | 943.8886 | 95.34% | 2017-06-21 10:00 | 6 | 21 | 10 | 6 | 21 | 9 | 20.945 | 20.9 | 0 | 20.9025 | 20.905 | 0
[48 empty] | 2017-07-22 11:00 | 7 | 22 | 11 | 979.8852 | 98.98% | 2017-06-21 11:00 | 6 | 21 | 11 | 6 | 21 | 10 | 22.59 | 21.7325 | 0 | 21.75 | 22.05 | 0
[48 empty] | 2017-07-22 12:00 | 7 | 22 | 12 | 974.9305 | 98.48% | 2017-06-21 12:00 | 6 | 21 | 12 | 6 | 21 | 11 | 27.14 | 26.47 | 0 | 26.5275 | 26.6925 | 0
[48 empty] | 2017-07-22 13:00 | 7 | 22 | 13 | 967.8152 | 97.76% | 2017-06-21 13:00 | 6 | 21 | 13 | 6 | 21 | 12 | 32.815 | 30.645 | 0 | 30.725 | 31.3275 | 0
[48 empty] | 2017-07-22 14:00 | 7 | 22 | 14 | 955.8089 | 96.55% | 2017-06-21 14:00 | 6 | 21 | 14 | 6 | 21 | 13 | 31.4375 | 32.2375 | 0 | 32.2575 | 31.6675 | 0
[48 empty] | 2017-07-22 15:00 | 7 | 22 | 15 | 926.9531 | 93.63% | 2017-06-21 15:00 | 6 | 21 | 15 | 6 | 21 | 14 | 31.4675 | 32.5075 | 0 | 32.5375 | 31.7825 | 0
[48 empty] | 2017-07-22 16:00 | 7 | 22 | 16 | 818.93 | 82.72% | 2017-06-21 16:00 | 6 | 21 | 16 | 6 | 21 | 15 | 32.94 | 38.755 | 0 | 38.91 | 34.7275 | 0
[48 empty] | 2017-07-22 17:00 | 7 | 22 | 17 | 544.9003 | 55.04% | 2017-06-21 17:00 | 6 | 21 | 17 | 6 | 21 | 16 | 29.4325 | 38.25 | 0 | 38.53 | 31.67 | 0
[48 empty] | 2017-07-22 18:00 | 7 | 22 | 18 | 69.6844 | 7.039% | 2017-06-21 18:00 | 6 | 21 | 18 | 6 | 21 | 17 | 29.43 | 32.88 | 0 | 32.965 | 30.385 | 0
[48 empty] | 2017-07-22 19:00 | 7 | 22 | 19 | 0 | 0% | 2017-06-21 19:00 | 6 | 21 | 19 | 6 | 21 | 18 | 34.14 | 28.025 | 0 | 27.9825 | 27.5275 | 0
[48 empty] | 2017-07-22 20:00 | 7 | 22 | 20 | 0 | 0% | 2017-06-21 20:00 | 6 | 21 | 20 | 6 | 21 | 19 | 35.865 | 24.6575 | 0 | 24.4225 | 30.4725 | 0
[48 empty] | 2017-07-22 21:00 | 7 | 22 | 21 | 0 | 0% | 2017-06-21 21:00 | 6 | 21 | 21 | 6 | 21 | 20 | 38.96 | 21.625 | 0 | 21.3 | 30.5175 | 0
[48 empty] | 2017-07-22 22:00 | 7 | 22 | 22 | 0 | 0% | 2017-06-21 22:00 | 6 | 21 | 22 | 6 | 21 | 21 | 29.9775 | 21.7975 | 0 | 21.7475 | 23.745 | 0
[48 empty] | 2017-07-22 23:00 | 7 | 22 | 23 | 0 | 0% | 2017-06-21 23:00 | 6 | 21 | 23 | 6 | 21 | 22 | 25.225 | 19.6875 | 0 | 19.5825 | 23.71 | 0
[48 empty] | 2017-07-23 | 7 | 23 | 0 | 0 | 0% | 2017-06-22 | 6 | 22 | 0 | 6 | 21 | 23 | 21.575 | 19.33 | 0 | 19.345 | 20.315 | 0
[48 empty] | 2017-07-23 01:00 | 7 | 23 | 1 | 0 | 0% | 2017-06-22 01:00 | 6 | 22 | 1 | 6 | 22 | 0 | 19.1475 | 18.19 | 0 | 18.2 | 18.495 | 0
[48 empty] | 2017-07-23 02:00 | 7 | 23 | 2 | 0 | 0% | 2017-06-22 02:00 | 6 | 22 | 2 | 6 | 22 | 1 | 18.1475 | 17.9825 | 0 | 17.9825 | 18.0275 | 0
[48 empty] | 2017-07-23 03:00 | 7 | 23 | 3 | 0 | 0% | 2017-06-22 03:00 | 6 | 22 | 3 | 6 | 22 | 2 | 18.195 | 18.195 | 0 | 18.195 | 18.195 | 0
[48 empty] | 2017-07-23 04:00 | 7 | 23 | 4 | 0 | 0% | 2017-06-22 04:00 | 6 | 22 | 4 | 6 | 22 | 3 | 18.725 | 18.7225 | 0 | 18.7225 | 18.725 | 0
[48 empty] | 2017-07-23 05:00 | 7 | 23 | 5 | 0 | 0% | 2017-06-22 05:00 | 6 | 22 | 5 | 6 | 22 | 4 | 18.925 | 18.925 | 0 | 18.925 | 18.925 | 0
[48 empty] | 2017-07-23 06:00 | 7 | 23 | 6 | 663.0933 | 66.98% | 2017-06-22 06:00 | 6 | 22 | 6 | 6 | 22 | 5 | 19.5025 | 19.5025 | 0 | 19.5025 | 19.5025 | 0
[48 empty] | 2017-07-23 07:00 | 7 | 23 | 7 | 898.9147 | 90.8% | 2017-06-22 07:00 | 6 | 22 | 7 | 6 | 22 | 6 | 19.3425 | 19.3425 | 0 | 19.3425 | 19.3425 | 0
[48 empty] | 2017-07-23 08:00 | 7 | 23 | 8 | 978.3622 | 98.82% | 2017-06-22 08:00 | 6 | 22 | 8 | 6 | 22 | 7 | 19.485 | 19.485 | 0 | 19.485 | 19.485 | 0
[48 empty] | 2017-07-23 09:00 | 7 | 23 | 9 | 990.0001 | 100% | 2017-06-22 09:00 | 6 | 22 | 9 | 6 | 22 | 8 | 20.31 | 20.31 | 0 | 20.31 | 20.31 | 0
[48 empty] | 2017-07-23 10:00 | 7 | 23 | 10 | 990.0001 | 100% | 2017-06-22 10:00 | 6 | 22 | 10 | 6 | 22 | 9 | 20.675 | 20.675 | 0 | 20.675 | 20.675 | 0
[48 empty] | 2017-07-23 11:00 | 7 | 23 | 11 | 978.9531 | 98.88% | 2017-06-22 11:00 | 6 | 22 | 11 | 6 | 22 | 10 | 21.9125 | 21.1875 | 0 | 21.1775 | 21.295 | 0
[48 empty] | 2017-07-23 12:00 | 7 | 23 | 12 | 977.6086 | 98.75% | 2017-06-22 12:00 | 6 | 22 | 12 | 6 | 22 | 11 | 33.785 | 21.0525 | 0 | 20.875 | 22.9225 | 0
[48 empty] | 2017-07-23 13:00 | 7 | 23 | 13 | 982.0861 | 99.2% | 2017-06-22 13:00 | 6 | 22 | 13 | 6 | 22 | 12 | 27.6675 | 25 | 0 | 24.9675 | 25.4075 | 0
[48 empty] | 2017-07-23 14:00 | 7 | 23 | 14 | 967.5806 | 97.74% | 2017-06-22 14:00 | 6 | 22 | 14 | 6 | 22 | 13 | 30.9775 | 28.38 | 0 | 28.33 | 29.23 | 0
[48 empty] | 2017-07-23 15:00 | 7 | 23 | 15 | 907.4701 | 91.66% | 2017-06-22 15:00 | 6 | 22 | 15 | 6 | 22 | 14 | 30.9475 | 30.9625 | 0 | 30.9125 | 31.8825 | 0
[48 empty] | 2017-07-23 16:00 | 7 | 23 | 16 | 831.1481 | 83.95% | 2017-06-22 16:00 | 6 | 22 | 16 | 6 | 22 | 15 | 34.3675 | 34.88 | 0 | 34.8275 | 35.8 | 0
[48 empty] | 2017-07-23 17:00 | 7 | 23 | 17 | 589.9474 | 59.59% | 2017-06-22 17:00 | 6 | 22 | 17 | 6 | 22 | 16 | 49.1525 | 53.665 | 0 | 53.675 | 53.9425 | 0
[48 empty] | 2017-07-23 18:00 | 7 | 23 | 18 | 107.0511 | 10.81% | 2017-06-22 18:00 | 6 | 22 | 18 | 6 | 22 | 17 | 36.5325 | 41.365 | 0 | 41.38 | 41.525 | 0
[48 empty] | 2017-07-23 19:00 | 7 | 23 | 19 | 0 | 0% | 2017-06-22 19:00 | 6 | 22 | 19 | 6 | 22 | 18 | 31.4475 | 32.8625 | 0 | 32.855 | 33.17 | 0
[48 empty] | 2017-07-23 20:00 | 7 | 23 | 20 | 0 | 0% | 2017-06-22 20:00 | 6 | 22 | 20 | 6 | 22 | 19 | 32.4375 | 32.785 | 0 | 32.79 | 32.785 | 0
[48 empty] | 2017-07-23 21:00 | 7 | 23 | 21 | 0 | 0% | 2017-06-22 21:00 | 6 | 22 | 21 | 6 | 22 | 20 | 29.57 | 30.115 | 0 | 30.1225 | 30.0675 | 0
[48 empty] | 2017-07-23 22:00 | 7 | 23 | 22 | 0 | 0% | 2017-06-22 22:00 | 6 | 22 | 22 | 6 | 22 | 21 | 24.415 | 26.0975 | 0 | 26.12 | 25.945 | 0
[48 empty] | 2017-07-23 23:00 | 7 | 23 | 23 | 0 | 0% | 2017-06-22 23:00 | 6 | 22 | 23 | 6 | 22 | 22 | 22.85 | 21.2925 | 0 | 21.4 | 22.5 | 0
[48 empty] | 2017-07-24 | 7 | 24 | 0 | 0 | 0% | 2017-06-23 | 6 | 23 | 0 | 6 | 22 | 23 | 22.0825 | 20.4475 | 0 | 20.555 | 21.675 | 0
[48 empty] | 2017-07-24 01:00 | 7 | 24 | 1 | 0 | 0% | 2017-06-23 01:00 | 6 | 23 | 1 | 6 | 23 | 0 | 21.025 | 20.69 | 0 | 20.71 | 20.94 | 0
[48 empty] | 2017-07-24 02:00 | 7 | 24 | 2 | 0 | 0% | 2017-06-23 02:00 | 6 | 23 | 2 | 6 | 23 | 1 | 20.5225 | 20.5225 | 0 | 20.5225 | 20.5225 | 0
[48 empty] | 2017-07-24 03:00 | 7 | 24 | 3 | 0 | 0% | 2017-06-23 03:00 | 6 | 23 | 3 | 6 | 23 | 2 | 19.5025 | 19.5025 | 0 | 19.5025 | 19.5025 | 0
[48 empty] | 2017-07-24 04:00 | 7 | 24 | 4 | 0 | 0% | 2017-06-23 04:00 | 6 | 23 | 4 | 6 | 23 | 3 | 18.3025 | 18.3025 | 0 | 18.3025 | 18.3025 | 0
[48 empty] | 2017-07-24 05:00 | 7 | 24 | 5 | 0 | 0% | 2017-06-23 05:00 | 6 | 23 | 5 | 6 | 23 | 4 | 19.09 | 19.305 | 0 | 19.3275 | 18.84 | 0
[48 empty] | 2017-07-24 06:00 | 7 | 24 | 6 | 618.1713 | 62.44% | 2017-06-23 06:00 | 6 | 23 | 6 | 6 | 23 | 5 | 20.1775 | 20.62 | 0 | 20.6625 | 19.66 | 0
[48 empty] | 2017-07-24 07:00 | 7 | 24 | 7 | 897.9711 | 90.7% | 2017-06-23 07:00 | 6 | 23 | 7 | 6 | 23 | 6 | 20.38 | 20.8225 | 0 | 20.87 | 19.8525 | 0
[48 empty] | 2017-07-24 08:00 | 7 | 24 | 8 | 981.03 | 99.09% | 2017-06-23 08:00 | 6 | 23 | 8 | 6 | 23 | 7 | 21.4025 | 21.6775 | 0 | 21.7025 | 21.0775 | 0
[48 empty] | 2017-07-24 09:00 | 7 | 24 | 9 | 979.7617 | 98.97% | 2017-06-23 09:00 | 6 | 23 | 9 | 6 | 23 | 8 | 22.9375 | 22.9525 | 0 | 22.9525 | 22.955 | 0
[48 empty] | 2017-07-24 10:00 | 7 | 24 | 10 | 990.0001 | 100% | 2017-06-23 10:00 | 6 | 23 | 10 | 6 | 23 | 9 | 25.1875 | 25.2175 | 0 | 25.2175 | 25.2225 | 0
[48 empty] | 2017-07-24 11:00 | 7 | 24 | 11 | 990.0001 | 100% | 2017-06-23 11:00 | 6 | 23 | 11 | 6 | 23 | 10 | 26.4375 | 26.03 | 0 | 26.055 | 26.3275 | 0
[48 empty] | 2017-07-24 12:00 | 7 | 24 | 12 | 988.4396 | 99.84% | 2017-06-23 12:00 | 6 | 23 | 12 | 6 | 23 | 11 | 32.025 | 32.425 | 0 | 32.435 | 32.06 | 0
[48 empty] | 2017-07-24 13:00 | 7 | 24 | 13 | 989.9464 | 99.99% | 2017-06-23 13:00 | 6 | 23 | 13 | 6 | 23 | 12 | 35.3775 | 35.3775 | 0 | 35.3775 | 35.3775 | 0
[48 empty] | 2017-07-24 14:00 | 7 | 24 | 14 | 974.0922 | 98.39% | 2017-06-23 14:00 | 6 | 23 | 14 | 6 | 23 | 13 | 46.0375 | 45.9625 | 0 | 45.9625 | 45.9625 | 0
[48 empty] | 2017-07-24 15:00 | 7 | 24 | 15 | 948.0806 | 95.77% | 2017-06-23 15:00 | 6 | 23 | 15 | 6 | 23 | 14 | 69.57 | 69.6725 | 0 | 69.685 | 69.515 | 0
[48 empty] | 2017-07-24 16:00 | 7 | 24 | 16 | 837.8799 | 84.63% | 2017-06-23 16:00 | 6 | 23 | 16 | 6 | 23 | 15 | 44.7675 | 51.8275 | 0 | 67.345 | 48.25 | 0
[48 empty] | 2017-07-24 17:00 | 7 | 24 | 17 | 587.6519 | 59.36% | 2017-06-23 17:00 | 6 | 23 | 17 | 6 | 23 | 16 | 37.7225 | 43.5275 | 0 | 72.455 | 37.405 | 0
[48 empty] | 2017-07-24 18:00 | 7 | 24 | 18 | 71.9981 | 7.273% | 2017-06-23 18:00 | 6 | 23 | 18 | 6 | 23 | 17 | 33.1875 | 39.715 | 0 | 68.18 | 32.7625 | 0
[48 empty] | 2017-07-24 19:00 | 7 | 24 | 19 | 0 | 0% | 2017-06-23 19:00 | 6 | 23 | 19 | 6 | 23 | 18 | 28.995 | 35.4825 | 0 | 53.765 | 30.1375 | 0
[48 empty] | 2017-07-24 20:00 | 7 | 24 | 20 | 0 | 0% | 2017-06-23 20:00 | 6 | 23 | 20 | 6 | 23 | 19 | 27.5225 | 29.0525 | 0 | 29.995 | 28.5825 | 0
[48 empty] | 2017-07-24 21:00 | 7 | 24 | 21 | 0 | 0% | 2017-06-23 21:00 | 6 | 23 | 21 | 6 | 23 | 20 | 27.6075 | 28.5225 | 0 | 29.1275 | 28.225 | 0
[48 empty] | 2017-07-24 22:00 | 7 | 24 | 22 | 0 | 0% | 2017-06-23 22:00 | 6 | 23 | 22 | 6 | 23 | 21 | 28.655 | 28.71 | 0 | 28.805 | 28.6525 | 0
[48 empty] | 2017-07-24 23:00 | 7 | 24 | 23 | 0 | 0% | 2017-06-23 23:00 | 6 | 23 | 23 | 6 | 23 | 22 | 27.3525 | 26.875 | 0 | 26.885 | 27.235 | 0
[48 empty] | 2017-07-25 | 7 | 25 | 0 | 0 | 0% | 2017-06-24 | 6 | 24 | 0 | 6 | 23 | 23 | 31.2275 | 23.105 | 0 | 23.0725 | 24.7225 | 0
[48 empty] | 2017-07-25 01:00 | 7 | 25 | 1 | 0 | 0% | 2017-06-24 01:00 | 6 | 24 | 1 | 6 | 24 | 0 | 29.2375 | 21.535 | 0 | 21.625 | 25.6025 | 0
[48 empty] | 2017-07-25 02:00 | 7 | 25 | 2 | 0 | 0% | 2017-06-24 02:00 | 6 | 24 | 2 | 6 | 24 | 1 | 27.7625 | 21.25 | 0 | 21.4025 | 24.34 | 0
[48 empty] | 2017-07-25 03:00 | 7 | 25 | 3 | 0 | 0% | 2017-06-24 03:00 | 6 | 24 | 3 | 6 | 24 | 2 | 30.725 | 20.9075 | 0 | 21.12 | 24.895 | 0
[48 empty] | 2017-07-25 04:00 | 7 | 25 | 4 | 0 | 0% | 2017-06-24 04:00 | 6 | 24 | 4 | 6 | 24 | 3 | 29.1575 | 17.985 | 0 | 17.975 | 20.055 | 0
[48 empty] | 2017-07-25 05:00 | 7 | 25 | 5 | 0 | 0% | 2017-06-24 05:00 | 6 | 24 | 5 | 6 | 24 | 4 | 24.0625 | 15.9525 | 0 | 15.905 | 17.1425 | 0
[48 empty] | 2017-07-25 06:00 | 7 | 25 | 6 | 635.9241 | 64.23% | 2017-06-24 06:00 | 6 | 24 | 6 | 6 | 24 | 5 | 30.55 | 12.3925 | 0 | 12.65 | 18.055 | 0
[48 empty] | 2017-07-25 07:00 | 7 | 25 | 7 | 857.3213 | 86.6% | 2017-06-24 07:00 | 6 | 24 | 7 | 6 | 24 | 6 | 22.6625 | 15.6 | 0 | 15.8175 | 18.945 | 0
[48 empty] | 2017-07-25 08:00 | 7 | 25 | 8 | 936.6406 | 94.61% | 2017-06-24 08:00 | 6 | 24 | 8 | 6 | 24 | 7 | 19.005 | 17.0075 | 0 | 17.1175 | 17.835 | 0
[48 empty] | 2017-07-25 09:00 | 7 | 25 | 9 | 979.6031 | 98.95% | 2017-06-24 09:00 | 6 | 24 | 9 | 6 | 24 | 8 | 18.9475 | 18.6125 | 0 | 18.6425 | 18.6 | 0
[48 empty] | 2017-07-25 10:00 | 7 | 25 | 10 | 990.0001 | 100% | 2017-06-24 10:00 | 6 | 24 | 10 | 6 | 24 | 9 | 19.145 | 19.2725 | 0 | 19.295 | 18.9275 | 0
[48 empty] | 2017-07-25 11:00 | 7 | 25 | 11 | 985.6961 | 99.57% | 2017-06-24 11:00 | 6 | 24 | 11 | 6 | 24 | 10 | 19.8175 | 19.7675 | 0 | 19.7675 | 19.7625 | 0
[48 empty] | 2017-07-25 12:00 | 7 | 25 | 12 | 958.5198 | 96.82% | 2017-06-24 12:00 | 6 | 24 | 12 | 6 | 24 | 11 | 20.92 | 19.985 | 0 | 20.02 | 20.1 | 0
[48 empty] | 2017-07-25 13:00 | 7 | 25 | 13 | 980.1928 | 99.01% | 2017-06-24 13:00 | 6 | 24 | 13 | 6 | 24 | 12 | 22.36 | 20.4025 | 0 | 20.4475 | 20.9425 | 0
[48 empty] | 2017-07-25 14:00 | 7 | 25 | 14 | 968.9904 | 97.88% | 2017-06-24 14:00 | 6 | 24 | 14 | 6 | 24 | 13 | 22.1675 | 20.8325 | 0 | 20.8575 | 21.3375 | 0
[48 empty] | 2017-07-25 15:00 | 7 | 25 | 15 | 948.0421 | 95.76% | 2017-06-24 15:00 | 6 | 24 | 15 | 6 | 24 | 14 | 21.93 | 20.965 | 0 | 21.0225 | 21.64 | 0
[48 empty] | 2017-07-25 16:00 | 7 | 25 | 16 | 813.513 | 82.17% | 2017-06-24 16:00 | 6 | 24 | 16 | 6 | 24 | 15 | 22.4375 | 21.9 | 0 | 21.9375 | 22.31 | 0
[48 empty] | 2017-07-25 17:00 | 7 | 25 | 17 | 544.2453 | 54.97% | 2017-06-24 17:00 | 6 | 24 | 17 | 6 | 24 | 16 | 23.78 | 23.68 | 0 | 23.6875 | 23.755 | 0
[48 empty] | 2017-07-25 18:00 | 7 | 25 | 18 | 66.9468 | 6.762% | 2017-06-24 18:00 | 6 | 24 | 18 | 6 | 24 | 17 | 25.2125 | 25.2125 | 0 | 25.2125 | 25.2125 | 0
[48 empty] | 2017-07-25 19:00 | 7 | 25 | 19 | 0 | 0% | 2017-06-24 19:00 | 6 | 24 | 19 | 6 | 24 | 18 | 24.26 | 24.26 | 0 | 24.26 | 24.26 | 0
[48 empty] | 2017-07-25 20:00 | 7 | 25 | 20 | 0 | 0% | 2017-06-24 20:00 | 6 | 24 | 20 | 6 | 24 | 19 | 21.69 | 21.4025 | 0 | 21.4225 | 21.62 | 0
[48 empty] | 2017-07-25 21:00 | 7 | 25 | 21 | 0 | 0% | 2017-06-24 21:00 | 6 | 24 | 21 | 6 | 24 | 20 | 22.36 | 20.84 | 0 | 20.9425 | 21.9925 | 0
[48 empty] | 2017-07-25 22:00 | 7 | 25 | 22 | 0 | 0% | 2017-06-24 22:00 | 6 | 24 | 22 | 6 | 24 | 21 | 22.015 | 20.27 | 0 | 20.3675 | 21.595 | 0
[48 empty] | 2017-07-25 23:00 | 7 | 25 | 23 | 0 | 0% | 2017-06-24 23:00 | 6 | 24 | 23 | 6 | 24 | 22 | 21.505 | 19.8625 | 0 | 19.97 | 21.08 | 0
[48 empty] | 2017-07-26 | 7 | 26 | 0 | 0 | 0% | 2017-06-25 | 6 | 25 | 0 | 6 | 24 | 23 | 36.85 | 19.8025 | 0 | 20.095 | 26.8625 | 0
[48 empty] | 2017-07-26 01:00 | 7 | 26 | 1 | 0 | 0% | 2017-06-25 01:00 | 6 | 25 | 1 | 6 | 25 | 0 | 20.0575 | 19.9525 | 0 | 19.96 | 20.0325 | 0
[48 empty] | 2017-07-26 02:00 | 7 | 26 | 2 | 0 | 0% | 2017-06-25 02:00 | 6 | 25 | 2 | 6 | 25 | 1 | 19.8325 | 19.8325 | 0 | 19.8325 | 19.8325 | 0
[48 empty] | 2017-07-26 03:00 | 7 | 26 | 3 | 0 | 0% | 2017-06-25 03:00 | 6 | 25 | 3 | 6 | 25 | 2 | 19.255 | 19.255 | 0 | 19.255 | 19.255 | 0
[48 empty] | 2017-07-26 04:00 | 7 | 26 | 4 | 0 | 0% | 2017-06-25 04:00 | 6 | 25 | 4 | 6 | 25 | 3 | 18.965 | 18.965 | 0 | 18.965 | 18.965 | 0
[48 empty] | 2017-07-26 05:00 | 7 | 26 | 5 | 0 | 0% | 2017-06-25 05:00 | 6 | 25 | 5 | 6 | 25 | 4 | 19.1125 | 19.1125 | 0 | 19.1125 | 19.1125 | 0
[48 empty] | 2017-07-26 06:00 | 7 | 26 | 6 | 203.3055 | 20.54% | 2017-06-25 06:00 | 6 | 25 | 6 | 6 | 25 | 5 | 19.2825 | 19.2825 | 0 | 19.2825 | 19.2825 | 0
[48 empty] | 2017-07-26 07:00 | 7 | 26 | 7 | 829.0088 | 83.74% | 2017-06-25 07:00 | 6 | 25 | 7 | 6 | 25 | 6 | 19.305 | 19.305 | 0 | 19.305 | 19.305 | 0
[48 empty] | 2017-07-26 08:00 | 7 | 26 | 8 | 951.0578 | 96.07% | 2017-06-25 08:00 | 6 | 25 | 8 | 6 | 25 | 7 | 19.7 | 19.7 | 0 | 19.7 | 19.7 | 0
[48 empty] | 2017-07-26 09:00 | 7 | 26 | 9 | 983.1089 | 99.3% | 2017-06-25 09:00 | 6 | 25 | 9 | 6 | 25 | 8 | 20.0525 | 20.0525 | 0 | 20.0525 | 20.0525 | 0
[48 empty] | 2017-07-26 10:00 | 7 | 26 | 10 | 979.9226 | 98.98% | 2017-06-25 10:00 | 6 | 25 | 10 | 6 | 25 | 9 | 20.6725 | 20.6725 | 0 | 20.6725 | 20.6725 | 0
[48 empty] | 2017-07-26 11:00 | 7 | 26 | 11 | 979.2023 | 98.91% | 2017-06-25 11:00 | 6 | 25 | 11 | 6 | 25 | 10 | 21.265 | 21.135 | 0 | 21.1575 | 21.265 | 0
[48 empty] | 2017-07-26 12:00 | 7 | 26 | 12 | 976.9816 | 98.69% | 2017-06-25 12:00 | 6 | 25 | 12 | 6 | 25 | 11 | 24.01 | 23.9175 | 0 | 23.93 | 24.005 | 0
[48 empty] | 2017-07-26 13:00 | 7 | 26 | 13 | 987.7984 | 99.78% | 2017-06-25 13:00 | 6 | 25 | 13 | 6 | 25 | 12 | 27.9925 | 27.9925 | 0 | 27.9925 | 27.9925 | 0
[48 empty] | 2017-07-26 14:00 | 7 | 26 | 14 | 969.864 | 97.97% | 2017-06-25 14:00 | 6 | 25 | 14 | 6 | 25 | 13 | 29.6125 | 29.6125 | 0 | 29.6125 | 29.6125 | 0
[48 empty] | 2017-07-26 15:00 | 7 | 26 | 15 | 941.9003 | 95.14% | 2017-06-25 15:00 | 6 | 25 | 15 | 6 | 25 | 14 | 30.41 | 30.41 | 0 | 30.41 | 30.41 | 0
[48 empty] | 2017-07-26 16:00 | 7 | 26 | 16 | 838.1863 | 84.67% | 2017-06-25 16:00 | 6 | 25 | 16 | 6 | 25 | 15 | 31.1925 | 31.1925 | 0 | 31.1925 | 31.1925 | 0
[48 empty] | 2017-07-26 17:00 | 7 | 26 | 17 | 492.6353 | 49.76% | 2017-06-25 17:00 | 6 | 25 | 17 | 6 | 25 | 16 | 32.1275 | 32.1275 | 0 | 32.1275 | 32.1275 | 0
[48 empty] | 2017-07-26 18:00 | 7 | 26 | 18 | 70.6026 | 7.132% | 2017-06-25 18:00 | 6 | 25 | 18 | 6 | 25 | 17 | 32.39 | 32.39 | 0 | 32.39 | 32.39 | 0
[48 empty] | 2017-07-26 19:00 | 7 | 26 | 19 | 0 | 0% | 2017-06-25 19:00 | 6 | 25 | 19 | 6 | 25 | 18 | 29.41 | 29.38 | 0 | 29.38 | 29.4025 | 0
[48 empty] | 2017-07-26 20:00 | 7 | 26 | 20 | 0 | 0% | 2017-06-25 20:00 | 6 | 25 | 20 | 6 | 25 | 19 | 24.7625 | 24.385 | 0 | 24.4075 | 24.6975 | 0
[48 empty] | 2017-07-26 21:00 | 7 | 26 | 21 | 0 | 0% | 2017-06-25 21:00 | 6 | 25 | 21 | 6 | 25 | 20 | 22.96 | 21.2075 | 0 | 21.2875 | 22.5375 | 0
[48 empty] | 2017-07-26 22:00 | 7 | 26 | 22 | 0 | 0% | 2017-06-25 22:00 | 6 | 25 | 22 | 6 | 25 | 21 | 22.98 | 21.0425 | 0 | 21.1225 | 22.5075 | 0
[48 empty] | 2017-07-26 23:00 | 7 | 26 | 23 | 0 | 0% | 2017-06-25 23:00 | 6 | 25 | 23 | 6 | 25 | 22 | 21.3475 | 20.7025 | 0 | 20.7575 | 21.22 | 0
[48 empty] | 2017-07-27 | 7 | 27 | 0 | 0 | 0% | 2017-06-26 | 6 | 26 | 0 | 6 | 25 | 23 | 20.3725 | 20.03 | 0 | 20.0725 | 20.335 | 0
[48 empty] | 2017-07-27 01:00 | 7 | 27 | 1 | 0 | 0% | 2017-06-26 01:00 | 6 | 26 | 1 | 6 | 26 | 0 | 19.885 | 19.7725 | 0 | 19.79 | 19.88 | 0
[48 empty] | 2017-07-27 02:00 | 7 | 27 | 2 | 0 | 0% | 2017-06-26 02:00 | 6 | 26 | 2 | 6 | 26 | 1 | 18.5075 | 18.405 | 0 | 18.42 | 18.505 | 0
[48 empty] | 2017-07-27 03:00 | 7 | 27 | 3 | 0 | 0% | 2017-06-26 03:00 | 6 | 26 | 3 | 6 | 26 | 2 | 17.74 | 17.6625 | 0 | 17.6775 | 17.735 | 0
[48 empty] | 2017-07-27 04:00 | 7 | 27 | 4 | 0 | 0% | 2017-06-26 04:00 | 6 | 26 | 4 | 6 | 26 | 3 | 18.2875 | 18.2125 | 0 | 18.2225 | 18.2875 | 0
[48 empty] | 2017-07-27 05:00 | 7 | 27 | 5 | 0 | 0% | 2017-06-26 05:00 | 6 | 26 | 5 | 6 | 26 | 4 | 19.08 | 19.03 | 0 | 19.04 | 19.08 | 0
[48 empty] | 2017-07-27 06:00 | 7 | 27 | 6 | 670.9468 | 67.77% | 2017-06-26 06:00 | 6 | 26 | 6 | 6 | 26 | 5 | 20.65 | 20.53 | 0 | 20.5525 | 20.65 | 0
[48 empty] | 2017-07-27 07:00 | 7 | 27 | 7 | 889.4915 | 89.85% | 2017-06-26 07:00 | 6 | 26 | 7 | 6 | 26 | 6 | 20.9425 | 20.71 | 0 | 20.755 | 20.94 | 0
[48 empty] | 2017-07-27 08:00 | 7 | 27 | 8 | 939.7478 | 94.92% | 2017-06-26 08:00 | 6 | 26 | 8 | 6 | 26 | 7 | 21.715 | 21.435 | 0 | 21.485 | 21.7125 | 0
[48 empty] | 2017-07-27 09:00 | 7 | 27 | 9 | 970.9681 | 98.08% | 2017-06-26 09:00 | 6 | 26 | 9 | 6 | 26 | 8 | 26.325 | 26.1075 | 0 | 26.15 | 26.32 | 0
[48 empty] | 2017-07-27 10:00 | 7 | 27 | 10 | 981.13 | 99.1% | 2017-06-26 10:00 | 6 | 26 | 10 | 6 | 26 | 9 | 27.06 | 27.01 | 0 | 27.0175 | 27.06 | 0
[48 empty] | 2017-07-27 11:00 | 7 | 27 | 11 | 959.3603 | 96.91% | 2017-06-26 11:00 | 6 | 26 | 11 | 6 | 26 | 10 | 28.81 | 28.81 | 0 | 28.81 | 28.81 | 0
[48 empty] | 2017-07-27 12:00 | 7 | 27 | 12 | 984.4421 | 99.44% | 2017-06-26 12:00 | 6 | 26 | 12 | 6 | 26 | 11 | 30.8725 | 30.72 | 0 | 30.7225 | 30.8375 | 0
[48 empty] | 2017-07-27 13:00 | 7 | 27 | 13 | 963.2356 | 97.3% | 2017-06-26 13:00 | 6 | 26 | 13 | 6 | 26 | 12 | 40.36 | 40.36 | 0 | 40.36 | 40.36 | 0
[48 empty] | 2017-07-27 14:00 | 7 | 27 | 14 | 959.9534 | 96.96% | 2017-06-26 14:00 | 6 | 26 | 14 | 6 | 26 | 13 | 66.4425 | 66.4425 | 0 | 66.4425 | 66.4425 | 0
[48 empty] | 2017-07-27 15:00 | 7 | 27 | 15 | 934.41 | 94.38% | 2017-06-26 15:00 | 6 | 26 | 15 | 6 | 26 | 14 | 46.78 | 46.78 | 0 | 46.78 | 46.78 | 0
[48 empty] | 2017-07-27 16:00 | 7 | 27 | 16 | 843.2719 | 85.18% | 2017-06-26 16:00 | 6 | 26 | 16 | 6 | 26 | 15 | 72.2675 | 72.2675 | 0 | 72.2675 | 72.2675 | 0
[48 empty] | 2017-07-27 17:00 | 7 | 27 | 17 | 602.4127 | 60.85% | 2017-06-26 17:00 | 6 | 26 | 17 | 6 | 26 | 16 | 33.185 | 33.185 | 0 | 33.185 | 33.185 | 0
[48 empty] | 2017-07-27 18:00 | 7 | 27 | 18 | 82.7947 | 8.363% | 2017-06-26 18:00 | 6 | 26 | 18 | 6 | 26 | 17 | 32.1275 | 32.1275 | 0 | 32.1275 | 32.1275 | 0
[48 empty] | 2017-07-27 19:00 | 7 | 27 | 19 | 0 | 0% | 2017-06-26 19:00 | 6 | 26 | 19 | 6 | 26 | 18 | 30.25 | 30.25 | 0 | 30.25 | 30.25 | 0
[48 empty] | 2017-07-27 20:00 | 7 | 27 | 20 | 0 | 0% | 2017-06-26 20:00 | 6 | 26 | 20 | 6 | 26 | 19 | 28.9625 | 28.9625 | 0 | 28.9625 | 28.9625 | 0
[48 empty] | 2017-07-27 21:00 | 7 | 27 | 21 | 0 | 0% | 2017-06-26 21:00 | 6 | 26 | 21 | 6 | 26 | 20 | 27.2775 | 27.2775 | 0 | 27.2775 | 27.2775 | 0
[48 empty] | 2017-07-27 22:00 | 7 | 27 | 22 | 0 | 0% | 2017-06-26 22:00 | 6 | 26 | 22 | 6 | 26 | 21 | 26.045 | 26.045 | 0 | 26.045 | 26.045 | 0
[48 empty] | 2017-07-27 23:00 | 7 | 27 | 23 | 0 | 0% | 2017-06-26 23:00 | 6 | 26 | 23 | 6 | 26 | 22 | 21.7075 | 21.7075 | 0 | 21.7075 | 21.7075 | 0
[48 empty] | 2017-07-28 | 7 | 28 | 0 | 0 | 0% | 2017-06-27 | 6 | 27 | 0 | 6 | 26 | 23 | 21.11 | 21.11 | 0 | 21.11 | 21.11 | 0
[48 empty] | 2017-07-28 01:00 | 7 | 28 | 1 | 0 | 0% | 2017-06-27 01:00 | 6 | 27 | 1 | 6 | 27 | 0 | 21.36 | 20.9175 | 0 | 20.9475 | 21.2575 | 0
[48 empty] | 2017-07-28 02:00 | 7 | 28 | 2 | 0 | 0% | 2017-06-27 02:00 | 6 | 27 | 2 | 6 | 27 | 1 | 20.845 | 20.81 | 0 | 20.81 | 20.8175 | 0
[48 empty] | 2017-07-28 03:00 | 7 | 28 | 3 | 0 | 0% | 2017-06-27 03:00 | 6 | 27 | 3 | 6 | 27 | 2 | 20.1625 | 20.1625 | 0 | 20.1625 | 20.1625 | 0
[48 empty] | 2017-07-28 04:00 | 7 | 28 | 4 | 0 | 0% | 2017-06-27 04:00 | 6 | 27 | 4 | 6 | 27 | 3 | 20.045 | 20.045 | 0 | 20.045 | 20.045 | 0
[48 empty] | 2017-07-28 05:00 | 7 | 28 | 5 | 0 | 0% | 2017-06-27 05:00 | 6 | 27 | 5 | 6 | 27 | 4 | 20.2175 | 20.2175 | 0 | 20.2175 | 20.2175 | 0
[48 empty] | 2017-07-28 06:00 | 7 | 28 | 6 | 626.3312 | 63.27% | 2017-06-27 06:00 | 6 | 27 | 6 | 6 | 27 | 5 | 20.9275 | 20.8125 | 0 | 20.8175 | 20.9025 | 0
[48 empty] | 2017-07-28 07:00 | 7 | 28 | 7 | 863.5404 | 87.23% | 2017-06-27 07:00 | 6 | 27 | 7 | 6 | 27 | 6 | 21.515 | 21.035 | 0 | 21.065 | 21.405 | 0
[48 empty] | 2017-07-28 08:00 | 7 | 28 | 8 | 952.5244 | 96.21% | 2017-06-27 08:00 | 6 | 27 | 8 | 6 | 27 | 7 | 21.9975 | 21.945 | 0 | 21.9475 | 21.985 | 0
[48 empty] | 2017-07-28 09:00 | 7 | 28 | 9 | 983.0037 | 99.29% | 2017-06-27 09:00 | 6 | 27 | 9 | 6 | 27 | 8 | 25.755 | 25.755 | 0 | 25.755 | 25.755 | 0
[48 empty] | 2017-07-28 10:00 | 7 | 28 | 10 | 957.5618 | 96.72% | 2017-06-27 10:00 | 6 | 27 | 10 | 6 | 27 | 9 | 30.1925 | 29.745 | 0 | 29.7525 | 30.095 | 0
[48 empty] | 2017-07-28 11:00 | 7 | 28 | 11 | 874.5935 | 88.34% | 2017-06-27 11:00 | 6 | 27 | 11 | 6 | 27 | 10 | 33.0575 | 33.0575 | 0 | 33.0575 | 33.0575 | 0
[48 empty] | 2017-07-28 12:00 | 7 | 28 | 12 | 977.4452 | 98.73% | 2017-06-27 12:00 | 6 | 27 | 12 | 6 | 27 | 11 | 42.67 | 42.67 | 0 | 42.67 | 42.67 | 0
[48 empty] | 2017-07-28 13:00 | 7 | 28 | 13 | 969.9975 | 97.98% | 2017-06-27 13:00 | 6 | 27 | 13 | 6 | 27 | 12 | 33.4775 | 33.4775 | 0 | 33.4775 | 33.4775 | 0
[48 empty] | 2017-07-28 14:00 | 7 | 28 | 14 | 976.652 | 98.65% | 2017-06-27 14:00 | 6 | 27 | 14 | 6 | 27 | 13 | 40.2075 | 40.2075 | 0 | 40.2075 | 40.2075 | 0
[48 empty] | 2017-07-28 15:00 | 7 | 28 | 15 | 896.9385 | 90.6% | 2017-06-27 15:00 | 6 | 27 | 15 | 6 | 27 | 14 | 31.775 | 31.775 | 0 | 31.775 | 31.775 | 0
[48 empty] | 2017-07-28 16:00 | 7 | 28 | 16 | 843.8181 | 85.23% | 2017-06-27 16:00 | 6 | 27 | 16 | 6 | 27 | 15 | 31.89 | 31.89 | 0 | 31.89 | 31.89 | 0
[48 empty] | 2017-07-28 17:00 | 7 | 28 | 17 | 582.4144 | 58.83% | 2017-06-27 17:00 | 6 | 27 | 17 | 6 | 27 | 16 | 32.095 | 32.19 | 0 | 32.1925 | 32.1975 | 0
[48 empty] | 2017-07-28 18:00 | 7 | 28 | 18 | 73.895 | 7.464% | 2017-06-27 18:00 | 6 | 27 | 18 | 6 | 27 | 17 | 29.22 | 29.225 | 0 | 29.225 | 29.225 | 0
[48 empty] | 2017-07-28 19:00 | 7 | 28 | 19 | 0 | 0% | 2017-06-27 19:00 | 6 | 27 | 19 | 6 | 27 | 18 | 24.5775 | 23.67 | 0 | 23.73 | 25.2575 | 0
[48 empty] | 2017-07-28 20:00 | 7 | 28 | 20 | 0 | 0% | 2017-06-27 20:00 | 6 | 27 | 20 | 6 | 27 | 19 | 22.6325 | 21.33 | 0 | 21.4225 | 22.3225 | 0
[48 empty] | 2017-07-28 21:00 | 7 | 28 | 21 | 0 | 0% | 2017-06-27 21:00 | 6 | 27 | 21 | 6 | 27 | 20 | 22.405 | 20.75 | 0 | 20.845 | 22.08 | 0
[48 empty] | 2017-07-28 22:00 | 7 | 28 | 22 | 0 | 0% | 2017-06-27 22:00 | 6 | 27 | 22 | 6 | 27 | 21 | 21.9875 | 20.805 | 0 | 20.905 | 22.14 | 0
[48 empty] | 2017-07-28 23:00 | 7 | 28 | 23 | 0 | 0% | 2017-06-27 23:00 | 6 | 27 | 23 | 6 | 27 | 22 | 21.8275 | 20.1425 | 0 | 20.2475 | 21.6325 | 0
[48 empty] | 2017-07-29 | 7 | 29 | 0 | 0 | 0% | 2017-06-28 | 6 | 28 | 0 | 6 | 27 | 23 | 21.3575 | 17.94 | 0 | 18.075 | 20.38 | 0
[48 empty] | 2017-07-29 01:00 | 7 | 29 | 1 | 0 | 0% | 2017-06-28 01:00 | 6 | 28 | 1 | 6 | 28 | 0 | 21.5875 | 18.24 | 0 | 18.3225 | 19.785 | 0
[48 empty] | 2017-07-29 02:00 | 7 | 29 | 2 | 0 | 0% | 2017-06-28 02:00 | 6 | 28 | 2 | 6 | 28 | 1 | 20.1225 | 17.1125 | 0 | 17.1675 | 18.73 | 0
[48 empty] | 2017-07-29 03:00 | 7 | 29 | 3 | 0 | 0% | 2017-06-28 03:00 | 6 | 28 | 3 | 6 | 28 | 2 | 19.0575 | 17.045 | 0 | 17.07 | 17.6575 | 0
[48 empty] | 2017-07-29 04:00 | 7 | 29 | 4 | 0 | 0% | 2017-06-28 04:00 | 6 | 28 | 4 | 6 | 28 | 3 | 18.5475 | 17.015 | 0 | 17.02 | 16.8275 | 0
[48 empty] | 2017-07-29 05:00 | 7 | 29 | 5 | 0 | 0% | 2017-06-28 05:00 | 6 | 28 | 5 | 6 | 28 | 4 | 18.645 | 17.1225 | 0 | 17.12 | 16.8575 | 0
[48 empty] | 2017-07-29 06:00 | 7 | 29 | 6 | 184.5594 | 18.64% | 2017-06-28 06:00 | 6 | 28 | 6 | 6 | 28 | 5 | 19.33 | 17.685 | 0 | 17.6825 | 17.425 | 0
[48 empty] | 2017-07-29 07:00 | 7 | 29 | 7 | 803.0985 | 81.12% | 2017-06-28 07:00 | 6 | 28 | 7 | 6 | 28 | 6 | 20.2875 | 18.5 | 0 | 18.5 | 18.275 | 0
[48 empty] | 2017-07-29 08:00 | 7 | 29 | 8 | 916.2436 | 92.55% | 2017-06-28 08:00 | 6 | 28 | 8 | 6 | 28 | 7 | 20.6875 | 18.92 | 0 | 18.9475 | 19.0925 | 0
[48 empty] | 2017-07-29 09:00 | 7 | 29 | 9 | 915.4026 | 92.46% | 2017-06-28 09:00 | 6 | 28 | 9 | 6 | 28 | 8 | 21.485 | 19.4775 | 0 | 19.525 | 19.925 | 0
[48 empty] | 2017-07-29 10:00 | 7 | 29 | 10 | 973.7873 | 98.36% | 2017-06-28 10:00 | 6 | 28 | 10 | 6 | 28 | 9 | 28.765 | 22.205 | 0 | 22.25 | 21.685 | 0
[48 empty] | 2017-07-29 11:00 | 7 | 29 | 11 | 963.154 | 97.29% | 2017-06-28 11:00 | 6 | 28 | 11 | 6 | 28 | 10 | 22.795 | 21.2625 | 0 | 21.35 | 22.3625 | 0
[48 empty] | 2017-07-29 12:00 | 7 | 29 | 12 | 920.3175 | 92.96% | 2017-06-28 12:00 | 6 | 28 | 12 | 6 | 28 | 11 | 26.475 | 21.64 | 0 | 21.73 | 23.885 | 0
[48 empty] | 2017-07-29 13:00 | 7 | 29 | 13 | 953.6231 | 96.33% | 2017-06-28 13:00 | 6 | 28 | 13 | 6 | 28 | 12 | 26.37 | 22.08 | 0 | 22.175 | 24.27 | 0
[48 empty] | 2017-07-29 14:00 | 7 | 29 | 14 | 948.6051 | 95.82% | 2017-06-28 14:00 | 6 | 28 | 14 | 6 | 28 | 13 | 63.8325 | 27.17 | 0 | 27.165 | 27.38 | 0
[48 empty] | 2017-07-29 15:00 | 7 | 29 | 15 | 847.5908 | 85.62% | 2017-06-28 15:00 | 6 | 28 | 15 | 6 | 28 | 14 | 21.15 | 27.49 | 0 | 27.55 | 28.9775 | 0
[48 empty] | 2017-07-29 16:00 | 7 | 29 | 16 | 799.8757 | 80.8% | 2017-06-28 16:00 | 6 | 28 | 16 | 6 | 28 | 15 | 29.595 | 28.7725 | 0 | 28.7575 | 34.455 | 0
[48 empty] | 2017-07-29 17:00 | 7 | 29 | 17 | 454.7592 | 45.94% | 2017-06-28 17:00 | 6 | 28 | 17 | 6 | 28 | 16 | 36.165 | 30.6075 | 0 | 30.5375 | 36.5325 | 0
[48 empty] | 2017-07-29 18:00 | 7 | 29 | 18 | 32.809 | 3.314% | 2017-06-28 18:00 | 6 | 28 | 18 | 6 | 28 | 17 | 35.1225 | 29.5775 | 0 | 29.5075 | 34.6975 | 0
[48 empty] | 2017-07-29 19:00 | 7 | 29 | 19 | 0 | 0% | 2017-06-28 19:00 | 6 | 28 | 19 | 6 | 28 | 18 | 31.5625 | 26.45 | 0 | 26.355 | 33.25 | 0
[48 empty] | 2017-07-29 20:00 | 7 | 29 | 20 | 0 | 0% | 2017-06-28 20:00 | 6 | 28 | 20 | 6 | 28 | 19 | 30.61 | 22.64 | 0 | 22.78 | 33.7025 | 0
[48 empty] | 2017-07-29 21:00 | 7 | 29 | 21 | 0 | 0% | 2017-06-28 21:00 | 6 | 28 | 21 | 6 | 28 | 20 | 24.41 | 23.2325 | 0 | 23.3 | 24.11 | 0
[48 empty] | 2017-07-29 22:00 | 7 | 29 | 22 | 0 | 0% | 2017-06-28 22:00 | 6 | 28 | 22 | 6 | 28 | 21 | 22.93 | 21.3 | 0 | 21.3825 | 22.5375 | 0
[48 empty] | 2017-07-29 23:00 | 7 | 29 | 23 | 0 | 0% | 2017-06-28 23:00 | 6 | 28 | 23 | 6 | 28 | 22 | 25.61 | 20.8425 | 0 | 20.895 | 21.9125 | 0
[48 empty] | 2017-07-30 | 7 | 30 | 0 | 0 | 0% | 2017-06-29 | 6 | 29 | 0 | 6 | 28 | 23 | 139.965 | 16.67 | 0 | 16.315 | -3.3175 | 0
[48 empty] | 2017-07-30 01:00 | 7 | 30 | 1 | 0 | 0% | 2017-06-29 01:00 | 6 | 29 | 1 | 6 | 29 | 0 | 23.7425 | 19.56 | 0 | 19.6175 | 21.4625 | 0
[48 empty] | 2017-07-30 02:00 | 7 | 30 | 2 | 0 | 0% | 2017-06-29 02:00 | 6 | 29 | 2 | 6 | 29 | 1 | 21.4675 | 17.3325 | 0 | 17.4075 | 19.5025 | 0
[48 empty] | 2017-07-30 03:00 | 7 | 30 | 3 | 0 | 0% | 2017-06-29 03:00 | 6 | 29 | 3 | 6 | 29 | 2 | 20.4275 | 16.865 | 0 | 16.93 | 18.92 | 0
[48 empty] | 2017-07-30 04:00 | 7 | 30 | 4 | 0 | 0% | 2017-06-29 04:00 | 6 | 29 | 4 | 6 | 29 | 3 | 19.0475 | 16.725 | 0 | 16.7975 | 17.78 | 0
[48 empty] | 2017-07-30 05:00 | 7 | 30 | 5 | 0 | 0% | 2017-06-29 05:00 | 6 | 29 | 5 | 6 | 29 | 4 | 19.395 | 17.1375 | 0 | 17.21 | 18.085 | 0
[48 empty] | 2017-07-30 06:00 | 7 | 30 | 6 | 57.3316 | 5.791% | 2017-06-29 06:00 | 6 | 29 | 6 | 6 | 29 | 5 | 19.49 | 17.8025 | 0 | 17.8125 | 18.6575 | 0
[48 empty] | 2017-07-30 07:00 | 7 | 30 | 7 | 162.0697 | 16.37% | 2017-06-29 07:00 | 6 | 29 | 7 | 6 | 29 | 6 | 19.83 | 18.36 | 0 | 18.335 | 19.225 | 0
[48 empty] | 2017-07-30 08:00 | 7 | 30 | 8 | 808.0186 | 81.62% | 2017-06-29 08:00 | 6 | 29 | 8 | 6 | 29 | 7 | 19.975 | 19.205 | 0 | 19.1925 | 19.51 | 0
[48 empty] | 2017-07-30 09:00 | 7 | 30 | 9 | 220.6013 | 22.28% | 2017-06-29 09:00 | 6 | 29 | 9 | 6 | 29 | 8 | 19.735 | 18.08 | 0 | 18.055 | 19.1175 | 0
[48 empty] | 2017-07-30 10:00 | 7 | 30 | 10 | 474.558 | 47.94% | 2017-06-29 10:00 | 6 | 29 | 10 | 6 | 29 | 9 | 19.0175 | 17.8725 | 0 | 17.9 | 18.66 | 0
[48 empty] | 2017-07-30 11:00 | 7 | 30 | 11 | 856.3364 | 86.5% | 2017-06-29 11:00 | 6 | 29 | 11 | 6 | 29 | 10 | 21.0375 | 20.4925 | 0 | 20.53 | 20.9 | 0
[48 empty] | 2017-07-30 12:00 | 7 | 30 | 12 | 658.1453 | 66.48% | 2017-06-29 12:00 | 6 | 29 | 12 | 6 | 29 | 11 | 23.9175 | 21.95 | 0 | 22.065 | 23.4375 | 0
[48 empty] | 2017-07-30 13:00 | 7 | 30 | 13 | 980.4697 | 99.04% | 2017-06-29 13:00 | 6 | 29 | 13 | 6 | 29 | 12 | 28.4175 | 28.3575 | 0 | 28.3575 | 28.4025 | 0
[48 empty] | 2017-07-30 14:00 | 7 | 30 | 14 | 942.0482 | 95.16% | 2017-06-29 14:00 | 6 | 29 | 14 | 6 | 29 | 13 | 32.14 | 32.16 | 0 | 32.16 | 32.14 | 0
[48 empty] | 2017-07-30 15:00 | 7 | 30 | 15 | 908.0361 | 91.72% | 2017-06-29 15:00 | 6 | 29 | 15 | 6 | 29 | 14 | 36.7525 | 36.8025 | 0 | 36.8025 | 36.75 | 0
[48 empty] | 2017-07-30 16:00 | 7 | 30 | 16 | 806.4113 | 81.46% | 2017-06-29 16:00 | 6 | 29 | 16 | 6 | 29 | 15 | 52.63 | 52.6425 | 0 | 52.6425 | 52.6275 | 0
[48 empty] | 2017-07-30 17:00 | 7 | 30 | 17 | 524.3487 | 52.96% | 2017-06-29 17:00 | 6 | 29 | 17 | 6 | 29 | 16 | 68.5875 | 68.5875 | 0 | 68.5875 | 68.5875 | 0
[48 empty] | 2017-07-30 18:00 | 7 | 30 | 18 | 80.2233 | 8.103% | 2017-06-29 18:00 | 6 | 29 | 18 | 6 | 29 | 17 | 41.68 | 41.68 | 0 | 41.68 | 41.68 | 0
[48 empty] | 2017-07-30 19:00 | 7 | 30 | 19 | 0 | 0% | 2017-06-29 19:00 | 6 | 29 | 19 | 6 | 29 | 18 | 33.4 | 33.875 | 0 | 33.9175 | 32.85 | 0
[48 empty] | 2017-07-30 20:00 | 7 | 30 | 20 | 0 | 0% | 2017-06-29 20:00 | 6 | 29 | 20 | 6 | 29 | 19 | 29.8375 | 30.035 | 0 | 30.0525 | 29.62 | 0
[48 empty] | 2017-07-30 21:00 | 7 | 30 | 21 | 0 | 0% | 2017-06-29 21:00 | 6 | 29 | 21 | 6 | 29 | 20 | 29.7375 | 29.385 | 0 | 29.39 | 29.6525 | 0
[48 empty] | 2017-07-30 22:00 | 7 | 30 | 22 | 0 | 0% | 2017-06-29 22:00 | 6 | 29 | 22 | 6 | 29 | 21 | 26.07 | 25.86 | 0 | 25.8975 | 25.55 | 0
[48 empty] | 2017-07-30 23:00 | 7 | 30 | 23 | 0 | 0% | 2017-06-29 23:00 | 6 | 29 | 23 | 6 | 29 | 22 | 23.02 | 21.4275 | 0 | 21.44 | 21.9325 | 0
[48 empty] | 2017-07-31 | 7 | 31 | 0 | 0 | 0% | 2017-06-30 | 6 | 30 | 0 | 6 | 29 | 23 | 22.405 | 21.16 | 0 | 21.165 | 21.435 | 0
[48 empty] | 2017-07-31 01:00 | 7 | 31 | 1 | 0 | 0% | 2017-06-30 01:00 | 6 | 30 | 1 | 6 | 30 | 0 | 23.2075 | 21.7725 | 0 | 21.8025 | 21.9425 | 0
[48 empty] | 2017-07-31 02:00 | 7 | 31 | 2 | 0 | 0% | 2017-06-30 02:00 | 6 | 30 | 2 | 6 | 30 | 1 | 22.615 | 21.385 | 0 | 21.4 | 21.41 | 0
[48 empty] | 2017-07-31 03:00 | 7 | 31 | 3 | 0 | 0% | 2017-06-30 03:00 | 6 | 30 | 3 | 6 | 30 | 2 | 21.6075 | 21.3075 | 0 | 21.34 | 20.7525 | 0
[48 empty] | 2017-07-31 04:00 | 7 | 31 | 4 | 0 | 0% | 2017-06-30 04:00 | 6 | 30 | 4 | 6 | 30 | 3 | 20.875 | 21.14 | 0 | 21.2 | 20.26 | 0
[48 empty] | 2017-07-31 05:00 | 7 | 31 | 5 | 0 | 0% | 2017-06-30 05:00 | 6 | 30 | 5 | 6 | 30 | 4 | 21.0725 | 21.3075 | 0 | 21.3675 | 20.445 | 0
[48 empty] | 2017-07-31 06:00 | 7 | 31 | 6 | 548.4661 | 55.4% | 2017-06-30 06:00 | 6 | 30 | 6 | 6 | 30 | 5 | 20.68 | 20.675 | 0 | 20.745 | 20.0125 | 0
[48 empty] | 2017-07-31 07:00 | 7 | 31 | 7 | 746.6832 | 75.42% | 2017-06-30 07:00 | 6 | 30 | 7 | 6 | 30 | 6 | 20.42 | 20.565 | 0 | 20.6275 | 19.7875 | 0
[48 empty] | 2017-07-31 08:00 | 7 | 31 | 8 | 942.6965 | 95.22% | 2017-06-30 08:00 | 6 | 30 | 8 | 6 | 30 | 7 | 20.6775 | 20.965 | 0 | 21.02 | 20.0675 | 0
[48 empty] | 2017-07-31 09:00 | 7 | 31 | 9 | 953.5327 | 96.32% | 2017-06-30 09:00 | 6 | 30 | 9 | 6 | 30 | 8 | 20.86 | 21.1625 | 0 | 21.195 | 20.435 | 0
[48 empty] | 2017-07-31 10:00 | 7 | 31 | 10 | 956.397 | 96.61% | 2017-06-30 10:00 | 6 | 30 | 10 | 6 | 30 | 9 | 21.0125 | 20.7775 | 0 | 20.845 | 20.4725 | 0
[48 empty] | 2017-07-31 11:00 | 7 | 31 | 11 | 950.7189 | 96.03% | 2017-06-30 11:00 | 6 | 30 | 11 | 6 | 30 | 10 | 22.6175 | 21.3275 | 0 | 21.46 | 22.455 | 0
[48 empty] | 2017-07-31 12:00 | 7 | 31 | 12 | 894.7502 | 90.38% | 2017-06-30 12:00 | 6 | 30 | 12 | 6 | 30 | 11 | 24.8725 | 21.9875 | 0 | 22.1025 | 24.995 | 0
[48 empty] | 2017-07-31 13:00 | 7 | 31 | 13 | 972.0624 | 98.19% | 2017-06-30 13:00 | 6 | 30 | 13 | 6 | 30 | 12 | 29.155 | 26.7025 | 0 | 26.765 | 29.0375 | 0
[48 empty] | 2017-07-31 14:00 | 7 | 31 | 14 | 926.5676 | 93.59% | 2017-06-30 14:00 | 6 | 30 | 14 | 6 | 30 | 13 | 44.18 | 37.825 | 0 | 37.9125 | 42.6825 | 0
[48 empty] | 2017-07-31 15:00 | 7 | 31 | 15 | 892.7248 | 90.17% | 2017-06-30 15:00 | 6 | 30 | 15 | 6 | 30 | 14 | 43.55 | 35.7 | 0 | 35.8075 | 41.775 | 0
[48 empty] | 2017-07-31 16:00 | 7 | 31 | 16 | 776.3323 | 78.42% | 2017-06-30 16:00 | 6 | 30 | 16 | 6 | 30 | 15 | 41.5425 | 35.7975 | 0 | 35.935 | 49.6075 | 0
[48 empty] | 2017-07-31 17:00 | 7 | 31 | 17 | 552.0252 | 55.76% | 2017-06-30 17:00 | 6 | 30 | 17 | 6 | 30 | 16 | 35.3525 | 31.625 | 0 | 32.1625 | 38.625 | 0
[48 empty] | 2017-07-31 18:00 | 7 | 31 | 18 | 62.0338 | 6.266% | 2017-06-30 18:00 | 6 | 30 | 18 | 6 | 30 | 17 | 31.48 | 29.755 | 0 | 32.475 | 31.48 | 0
[48 empty] | 2017-07-31 19:00 | 7 | 31 | 19 | 0 | 0% | 2017-06-30 19:00 | 6 | 30 | 19 | 6 | 30 | 18 | 26.53 | 30.4275 | 0 | 37.3125 | 26.3075 | 0
[48 empty] | 2017-07-31 20:00 | 7 | 31 | 20 | 0 | 0% | 2017-06-30 20:00 | 6 | 30 | 20 | 6 | 30 | 19 | 25.6625 | 27.965 | 0 | 32.19 | 25.91 | 0
[48 empty] | 2017-07-31 21:00 | 7 | 31 | 21 | 0 | 0% | 2017-06-30 21:00 | 6 | 30 | 21 | 6 | 30 | 20 | 24.475 | 22.2625 | 0 | 23.295 | 24.22 | 0
[48 empty] | 2017-07-31 22:00 | 7 | 31 | 22 | 0 | 0% | 2017-06-30 22:00 | 6 | 30 | 22 | 6 | 30 | 21 | 24.175 | 23.445 | 0 | 23.8475 | 24.3375 | 0
[48 empty] | 2017-07-31 23:00 | 7 | 31 | 23 | 0 | 0% | 2017-06-30 23:00 | 6 | 30 | 23 | 6 | 30 | 22 | 22.55 | 22.4325 | 0 | 22.5 | 22.72 | 0
[48 empty] | 2017-08-01 | 8 | 1 | 0 | 0 | 0% | 2017-07-01 | 7 | 1 | 0 | 6 | 30 | 23 | 22.495 | 22.55 | 0 | 22.57 | 22.8025 | 0
[48 empty] | 2017-08-01 01:00 | 8 | 1 | 1 | 0 | 0% | 2017-07-01 01:00 | 7 | 1 | 1 | 7 | 1 | 0 | 21.5275 | 21.4525 | 0 | 21.46 | 21.51 | 0
[48 empty] | 2017-08-01 02:00 | 8 | 1 | 2 | 0 | 0% | 2017-07-01 02:00 | 7 | 1 | 2 | 7 | 1 | 1 | 21.3075 | 20.95 | 0 | 20.98 | 21.22 | 0
[48 empty] | 2017-08-01 03:00 | 8 | 1 | 3 | 0 | 0% | 2017-07-01 03:00 | 7 | 1 | 3 | 7 | 1 | 2 | 19.475 | 19.2325 | 0 | 19.2525 | 19.415 | 0
[48 empty] | 2017-08-01 04:00 | 8 | 1 | 4 | 0 | 0% | 2017-07-01 04:00 | 7 | 1 | 4 | 7 | 1 | 3 | 18.79 | 18.7525 | 0 | 18.7575 | 18.78 | 0
[48 empty] | 2017-08-01 05:00 | 8 | 1 | 5 | 0 | 0% | 2017-07-01 05:00 | 7 | 1 | 5 | 7 | 1 | 4 | 18.7025 | 18.7025 | 0 | 18.7025 | 18.7025 | 0
[48 empty] | 2017-08-01 06:00 | 8 | 1 | 6 | 552.5033 | 55.81% | 2017-07-01 06:00 | 7 | 1 | 6 | 7 | 1 | 5 | 18.63 | 18.63 | 0 | 18.63 | 18.63 | 0
[48 empty] | 2017-08-01 07:00 | 8 | 1 | 7 | 836.3008 | 84.47% | 2017-07-01 07:00 | 7 | 1 | 7 | 7 | 1 | 6 | 18.4825 | 18.4825 | 0 | 18.4825 | 18.4825 | 0
[48 empty] | 2017-08-01 08:00 | 8 | 1 | 8 | 941.7653 | 95.13% | 2017-07-01 08:00 | 7 | 1 | 8 | 7 | 1 | 7 | 18.61 | 18.61 | 0 | 18.61 | 18.61 | 0
[48 empty] | 2017-08-01 09:00 | 8 | 1 | 9 | 990.0001 | 100% | 2017-07-01 09:00 | 7 | 1 | 9 | 7 | 1 | 8 | 19.1475 | 19.24 | 0 | 19.245 | 18.97 | 0
[48 empty] | 2017-08-01 10:00 | 8 | 1 | 10 | 979.4352 | 98.93% | 2017-07-01 10:00 | 7 | 1 | 10 | 7 | 1 | 9 | 20.4525 | 20.235 | 0 | 20.255 | 20.405 | 0
[48 empty] | 2017-08-01 11:00 | 8 | 1 | 11 | 910.6427 | 91.98% | 2017-07-01 11:00 | 7 | 1 | 11 | 7 | 1 | 10 | 22.5925 | 20.9625 | 0 | 21.11 | 22.2375 | 0
[48 empty] | 2017-08-01 12:00 | 8 | 1 | 12 | 928.4275 | 93.78% | 2017-07-01 12:00 | 7 | 1 | 12 | 7 | 1 | 11 | 24.8875 | 20.73 | 0 | 20.8975 | 24.555 | 0
[48 empty] | 2017-08-01 13:00 | 8 | 1 | 13 | 960.712 | 97.04% | 2017-07-01 13:00 | 7 | 1 | 13 | 7 | 1 | 12 | 26.5675 | 21.24 | 0 | 21.4375 | 26.3325 | 0
[48 empty] | 2017-08-01 14:00 | 8 | 1 | 14 | 954.3999 | 96.4% | 2017-07-01 14:00 | 7 | 1 | 14 | 7 | 1 | 13 | 28.9425 | 21.3675 | 0 | 21.65 | 27.1925 | 0
[48 empty] | 2017-08-01 15:00 | 8 | 1 | 15 | 887.1871 | 89.61% | 2017-07-01 15:00 | 7 | 1 | 15 | 7 | 1 | 14 | 28.055 | 21.58 | 0 | 21.8475 | 26.545 | 0
[48 empty] | 2017-08-01 16:00 | 8 | 1 | 16 | 817.5836 | 82.58% | 2017-07-01 16:00 | 7 | 1 | 16 | 7 | 1 | 15 | 29.4825 | 21.63 | 0 | 21.9425 | 27.62 | 0
[48 empty] | 2017-08-01 17:00 | 8 | 1 | 17 | 526.0474 | 53.14% | 2017-07-01 17:00 | 7 | 1 | 17 | 7 | 1 | 16 | 30.7225 | 21.8175 | 0 | 22.165 | 28.5925 | 0
[48 empty] | 2017-08-01 18:00 | 8 | 1 | 18 | 62.5143 | 6.315% | 2017-07-01 18:00 | 7 | 1 | 18 | 7 | 1 | 17 | 29.31 | 22.82 | 0 | 23.095 | 27.835 | 0
[48 empty] | 2017-08-01 19:00 | 8 | 1 | 19 | 0 | 0% | 2017-07-01 19:00 | 7 | 1 | 19 | 7 | 1 | 18 | 27.43 | 25.825 | 0 | 25.975 | 27.2225 | 0
[48 empty] | 2017-08-01 20:00 | 8 | 1 | 20 | 0 | 0% | 2017-07-01 20:00 | 7 | 1 | 20 | 7 | 1 | 19 | 24.7725 | 23.3825 | 0 | 23.5175 | 24.88 | 0
[48 empty] | 2017-08-01 21:00 | 8 | 1 | 21 | 0 | 0% | 2017-07-01 21:00 | 7 | 1 | 21 | 7 | 1 | 20 | 22.4625 | 21.5125 | 0 | 21.6075 | 22.505 | 0
[48 empty] | 2017-08-01 22:00 | 8 | 1 | 22 | 0 | 0% | 2017-07-01 22:00 | 7 | 1 | 22 | 7 | 1 | 21 | 22.1525 | 21.2225 | 0 | 21.31 | 22.1175 | 0
[48 empty] | 2017-08-01 23:00 | 8 | 1 | 23 | 0 | 0% | 2017-07-01 23:00 | 7 | 1 | 23 | 7 | 1 | 22 | 21.18 | 20.685 | 0 | 20.7225 | 21.0825 | 0
[48 empty] | 2017-08-02 | 8 | 2 | 0 | 0 | 0% | 2017-07-02 | 7 | 2 | 0 | 7 | 1 | 23 | 21.7125 | 20.465 | 0 | 20.565 | 21.4075 | 0
[48 empty] | 2017-08-02 01:00 | 8 | 2 | 1 | 0 | 0% | 2017-07-02 01:00 | 7 | 2 | 1 | 7 | 2 | 0 | 21.1525 | 20.13 | 0 | 20.215 | 20.905 | 0
[48 empty] | 2017-08-02 02:00 | 8 | 2 | 2 | 0 | 0% | 2017-07-02 02:00 | 7 | 2 | 2 | 7 | 2 | 1 | 20.245 | 19.9375 | 0 | 19.9625 | 20.1675 | 0
[48 empty] | 2017-08-02 03:00 | 8 | 2 | 3 | 0 | 0% | 2017-07-02 03:00 | 7 | 2 | 3 | 7 | 2 | 2 | 19.8025 | 19.8325 | 0 | 19.8325 | 19.8 | 0
[48 empty] | 2017-08-02 04:00 | 8 | 2 | 4 | 0 | 0% | 2017-07-02 04:00 | 7 | 2 | 4 | 7 | 2 | 3 | 18.915 | 18.9325 | 0 | 18.935 | 18.9125 | 0
[48 empty] | 2017-08-02 05:00 | 8 | 2 | 5 | 0 | 0% | 2017-07-02 05:00 | 7 | 2 | 5 | 7 | 2 | 4 | 18.5575 | 18.5575 | 0 | 18.5575 | 18.5575 | 0
[48 empty] | 2017-08-02 06:00 | 8 | 2 | 6 | 611.5576 | 61.77% | 2017-07-02 06:00 | 7 | 2 | 6 | 7 | 2 | 5 | 19.435 | 19.435 | 0 | 19.435 | 19.435 | 0
[48 empty] | 2017-08-02 07:00 | 8 | 2 | 7 | 866.0786 | 87.48% | 2017-07-02 07:00 | 7 | 2 | 7 | 7 | 2 | 6 | 19.9725 | 19.9725 | 0 | 19.9725 | 19.9725 | 0
[48 empty] | 2017-08-02 08:00 | 8 | 2 | 8 | 946.8104 | 95.64% | 2017-07-02 08:00 | 7 | 2 | 8 | 7 | 2 | 7 | 21.0025 | 21.0025 | 0 | 21.0025 | 21.0025 | 0
[48 empty] | 2017-08-02 09:00 | 8 | 2 | 9 | 941.4193 | 95.09% | 2017-07-02 09:00 | 7 | 2 | 9 | 7 | 2 | 8 | 21.4775 | 21.4775 | 0 | 21.4775 | 21.4775 | 0
[48 empty] | 2017-08-02 10:00 | 8 | 2 | 10 | 948.2961 | 95.79% | 2017-07-02 10:00 | 7 | 2 | 10 | 7 | 2 | 9 | 22.905 | 21.56 | 0 | 21.65 | 22.58 | 0
[48 empty] | 2017-08-02 11:00 | 8 | 2 | 11 | 946.5928 | 95.62% | 2017-07-02 11:00 | 7 | 2 | 11 | 7 | 2 | 10 | 22.13 | 21.355 | 0 | 21.405 | 21.93 | 0
[48 empty] | 2017-08-02 12:00 | 8 | 2 | 12 | 958.3745 | 96.81% | 2017-07-02 12:00 | 7 | 2 | 12 | 7 | 2 | 11 | 24.665 | 21.54 | 0 | 21.68 | 23.9025 | 0
[48 empty] | 2017-08-02 13:00 | 8 | 2 | 13 | 946.4797 | 95.6% | 2017-07-02 13:00 | 7 | 2 | 13 | 7 | 2 | 12 | 26.4925 | 21.675 | 0 | 21.83 | 25.8575 | 0
[48 empty] | 2017-08-02 14:00 | 8 | 2 | 14 | 940.7946 | 95.03% | 2017-07-02 14:00 | 7 | 2 | 14 | 7 | 2 | 13 | 31.9025 | 21.995 | 0 | 22.28 | 29.535 | 0
[48 empty] | 2017-08-02 15:00 | 8 | 2 | 15 | 901.7379 | 91.08% | 2017-07-02 15:00 | 7 | 2 | 15 | 7 | 2 | 14 | 33.1175 | 23.92 | 0 | 24.1525 | 30.91 | 0
[48 empty] | 2017-08-02 16:00 | 8 | 2 | 16 | 795.4764 | 80.35% | 2017-07-02 16:00 | 7 | 2 | 16 | 7 | 2 | 15 | 42.5275 | 27.22 | 0 | 27.5475 | 38.8425 | 0
[48 empty] | 2017-08-02 17:00 | 8 | 2 | 17 | 465.5777 | 47.03% | 2017-07-02 17:00 | 7 | 2 | 17 | 7 | 2 | 16 | 35.3325 | 29.53 | 0 | 29.62 | 33.9325 | 0
[48 empty] | 2017-08-02 18:00 | 8 | 2 | 18 | 45.5979 | 4.606% | 2017-07-02 18:00 | 7 | 2 | 18 | 7 | 2 | 17 | 32.275 | 29.695 | 0 | 29.7375 | 31.6525 | 0
[48 empty] | 2017-08-02 19:00 | 8 | 2 | 19 | 0 | 0% | 2017-07-02 19:00 | 7 | 2 | 19 | 7 | 2 | 18 | 28.8975 | 28.655 | 0 | 28.6625 | 28.875 | 0
[48 empty] | 2017-08-02 20:00 | 8 | 2 | 20 | 0 | 0% | 2017-07-02 20:00 | 7 | 2 | 20 | 7 | 2 | 19 | 28.13 | 28.54 | 0 | 28.5475 | 28.585 | 0
[48 empty] | 2017-08-02 21:00 | 8 | 2 | 21 | 0 | 0% | 2017-07-02 21:00 | 7 | 2 | 21 | 7 | 2 | 20 | 29.5175 | 29.7875 | 0 | 29.795 | 29.81 | 0
[48 empty] | 2017-08-02 22:00 | 8 | 2 | 22 | 0 | 0% | 2017-07-02 22:00 | 7 | 2 | 22 | 7 | 2 | 21 | 31.9275 | 31.9275 | 0 | 31.9275 | 31.9275 | 0
[48 empty] | 2017-08-02 23:00 | 8 | 2 | 23 | 0 | 0% | 2017-07-02 23:00 | 7 | 2 | 23 | 7 | 2 | 22 | 24.7425 | 24.7425 | 0 | 24.7425 | 24.7425 | 0
[48 empty] | 2017-08-03 | 8 | 3 | 0 | 0 | 0% | 2017-07-03 | 7 | 3 | 0 | 7 | 2 | 23 | 23.5575 | 23.4175 | 0 | 23.425 | 23.5225 | 0
[48 empty] | 2017-08-03 01:00 | 8 | 3 | 1 | 0 | 0% | 2017-07-03 01:00 | 7 | 3 | 1 | 7 | 3 | 0 | 20.805 | 20.255 | 0 | 20.2925 | 20.67 | 0
[48 empty] | 2017-08-03 02:00 | 8 | 3 | 2 | 0 | 0% | 2017-07-03 02:00 | 7 | 3 | 2 | 7 | 3 | 1 | 19.6175 | 19.49 | 0 | 19.4975 | 19.585 | 0
[48 empty] | 2017-08-03 03:00 | 8 | 3 | 3 | 0 | 0% | 2017-07-03 03:00 | 7 | 3 | 3 | 7 | 3 | 2 | 19.0025 | 18.945 | 0 | 18.9475 | 18.9825 | 0
[48 empty] | 2017-08-03 04:00 | 8 | 3 | 4 | 0 | 0% | 2017-07-03 04:00 | 7 | 3 | 4 | 7 | 3 | 3 | 19.29 | 19.29 | 0 | 19.29 | 19.29 | 0
[48 empty] | 2017-08-03 05:00 | 8 | 3 | 5 | 0 | 0% | 2017-07-03 05:00 | 7 | 3 | 5 | 7 | 3 | 4 | 19.8075 | 19.8075 | 0 | 19.8075 | 19.8075 | 0
[48 empty] | 2017-08-03 06:00 | 8 | 3 | 6 | 486.2235 | 49.11% | 2017-07-03 06:00 | 7 | 3 | 6 | 7 | 3 | 5 | 20.0075 | 20.0425 | 0 | 20.0425 | 20.005 | 0
[48 empty] | 2017-08-03 07:00 | 8 | 3 | 7 | 810.8768 | 81.91% | 2017-07-03 07:00 | 7 | 3 | 7 | 7 | 3 | 6 | 20.4775 | 20.4825 | 0 | 20.4825 | 20.4775 | 0
[48 empty] | 2017-08-03 08:00 | 8 | 3 | 8 | 956.798 | 96.65% | 2017-07-03 08:00 | 7 | 3 | 8 | 7 | 3 | 7 | 20.585 | 20.585 | 0 | 20.585 | 20.585 | 0
[48 empty] | 2017-08-03 09:00 | 8 | 3 | 9 | 978.2214 | 98.81% | 2017-07-03 09:00 | 7 | 3 | 9 | 7 | 3 | 8 | 21.03 | 21.03 | 0 | 21.03 | 21.03 | 0
[48 empty] | 2017-08-03 10:00 | 8 | 3 | 10 | 958.5528 | 96.82% | 2017-07-03 10:00 | 7 | 3 | 10 | 7 | 3 | 9 | 20.475 | 21.015 | 0 | 21.07 | 21.5875 | 0
[48 empty] | 2017-08-03 11:00 | 8 | 3 | 11 | 949.8778 | 95.95% | 2017-07-03 11:00 | 7 | 3 | 11 | 7 | 3 | 10 | 22.5225 | 21.7925 | 0 | 21.9225 | 23.4475 | 0
[48 empty] | 2017-08-03 12:00 | 8 | 3 | 12 | 936.6474 | 94.61% | 2017-07-03 12:00 | 7 | 3 | 12 | 7 | 3 | 11 | 24.6925 | 22.4725 | 0 | 22.585 | 25.1675 | 0
[48 empty] | 2017-08-03 13:00 | 8 | 3 | 13 | 952.7997 | 96.24% | 2017-07-03 13:00 | 7 | 3 | 13 | 7 | 3 | 12 | 28.3225 | 28.6125 | 0 | 28.6275 | 29.1 | 0
[48 empty] | 2017-08-03 14:00 | 8 | 3 | 14 | 902.0618 | 91.12% | 2017-07-03 14:00 | 7 | 3 | 14 | 7 | 3 | 13 | 30.42 | 29.9275 | 0 | 29.9075 | 30.8575 | 0
[48 empty] | 2017-08-03 15:00 | 8 | 3 | 15 | 884.0642 | 89.3% | 2017-07-03 15:00 | 7 | 3 | 15 | 7 | 3 | 14 | 31.5725 | 31.6675 | 0 | 31.6675 | 31.67 | 0
[48 empty] | 2017-08-03 16:00 | 8 | 3 | 16 | 691.8943 | 69.89% | 2017-07-03 16:00 | 7 | 3 | 16 | 7 | 3 | 15 | 31.815 | 33.0575 | 0 | 33.0625 | 33.11 | 0
[48 empty] | 2017-08-03 17:00 | 8 | 3 | 17 | 295.8508 | 29.88% | 2017-07-03 17:00 | 7 | 3 | 17 | 7 | 3 | 16 | 31.4475 | 31.8125 | 0 | 31.815 | 31.825 | 0
[48 empty] | 2017-08-03 18:00 | 8 | 3 | 18 | 28.7737 | 2.906% | 2017-07-03 18:00 | 7 | 3 | 18 | 7 | 3 | 17 | 29.4725 | 28.4425 | 0 | 28.7 | 29.2175 | 0
[48 empty] | 2017-08-03 19:00 | 8 | 3 | 19 | 0 | 0% | 2017-07-03 19:00 | 7 | 3 | 19 | 7 | 3 | 18 | 26.8225 | 25.85 | 0 | 26.02 | 26.845 | 0
[48 empty] | 2017-08-03 20:00 | 8 | 3 | 20 | 0 | 0% | 2017-07-03 20:00 | 7 | 3 | 20 | 7 | 3 | 19 | 26.255 | 25.63 | 0 | 25.8725 | 26.2575 | 0
[48 empty] | 2017-08-03 21:00 | 8 | 3 | 21 | 0 | 0% | 2017-07-03 21:00 | 7 | 3 | 21 | 7 | 3 | 20 | 27.45 | 27.89 | 0 | 27.8975 | 27.9975 | 0
[48 empty] | 2017-08-03 22:00 | 8 | 3 | 22 | 0 | 0% | 2017-07-03 22:00 | 7 | 3 | 22 | 7 | 3 | 21 | 25.9375 | 26.435 | 0 | 26.4425 | 26.4725 | 0
[48 empty] | 2017-08-03 23:00 | 8 | 3 | 23 | 0 | 0% | 2017-07-03 23:00 | 7 | 3 | 23 | 7 | 3 | 22 | 25.9325 | 26.19 | 0 | 26.195 | 26.21 | 0
[48 empty] | 2017-08-04 | 8 | 4 | 0 | 0 | 0% | 2017-07-04 | 7 | 4 | 0 | 7 | 3 | 23 | 23.9125 | 22.595 | 0 | 22.645 | 23.59 | 0
[48 empty] | 2017-08-04 01:00 | 8 | 4 | 1 | 0 | 0% | 2017-07-04 01:00 | 7 | 4 | 1 | 7 | 4 | 0 | 21.7725 | 21.5175 | 0 | 21.5375 | 21.71 | 0
[48 empty] | 2017-08-04 02:00 | 8 | 4 | 2 | 0 | 0% | 2017-07-04 02:00 | 7 | 4 | 2 | 7 | 4 | 1 | 22.115 | 22.355 | 0 | 22.365 | 21.775 | 0
[48 empty] | 2017-08-04 03:00 | 8 | 4 | 3 | 0 | 0% | 2017-07-04 03:00 | 7 | 4 | 3 | 7 | 4 | 2 | 21.09 | 21.09 | 0 | 21.09 | 21.09 | 0
[48 empty] | 2017-08-04 04:00 | 8 | 4 | 4 | 0 | 0% | 2017-07-04 04:00 | 7 | 4 | 4 | 7 | 4 | 3 | 20.92 | 20.92 | 0 | 20.92 | 20.92 | 0
[48 empty] | 2017-08-04 05:00 | 8 | 4 | 5 | 0 | 0% | 2017-07-04 05:00 | 7 | 4 | 5 | 7 | 4 | 4 | 20.9125 | 20.9125 | 0 | 20.9125 | 20.9125 | 0
[48 empty] | 2017-08-04 06:00 | 8 | 4 | 6 | 323.0117 | 32.63% | 2017-07-04 06:00 | 7 | 4 | 6 | 7 | 4 | 5 | 20.7025 | 20.8975 | 0 | 20.9075 | 20.4425 | 0
[48 empty] | 2017-08-04 07:00 | 8 | 4 | 7 | 493.5307 | 49.85% | 2017-07-04 07:00 | 7 | 4 | 7 | 7 | 4 | 6 | 20.41 | 20.41 | 0 | 20.41 | 20.41 | 0
[48 empty] | 2017-08-04 08:00 | 8 | 4 | 8 | 847.9078 | 85.65% | 2017-07-04 08:00 | 7 | 4 | 8 | 7 | 4 | 7 | 19.355 | 19.355 | 0 | 19.355 | 19.355 | 0
[48 empty] | 2017-08-04 09:00 | 8 | 4 | 9 | 945.6749 | 95.52% | 2017-07-04 09:00 | 7 | 4 | 9 | 7 | 4 | 8 | 19.7425 | 19.7425 | 0 | 19.7425 | 19.7425 | 0
[48 empty] | 2017-08-04 10:00 | 8 | 4 | 10 | 864.8733 | 87.36% | 2017-07-04 10:00 | 7 | 4 | 10 | 7 | 4 | 9 | 20.595 | 19.8775 | 0 | 19.925 | 20.42 | 0
[48 empty] | 2017-08-04 11:00 | 8 | 4 | 11 | 845.83 | 85.44% | 2017-07-04 11:00 | 7 | 4 | 11 | 7 | 4 | 10 | 22.3875 | 20.2675 | 0 | 20.37 | 21.8725 | 0
[48 empty] | 2017-08-04 12:00 | 8 | 4 | 12 | 856.7117 | 86.54% | 2017-07-04 12:00 | 7 | 4 | 12 | 7 | 4 | 11 | 23 | 21.125 | 0 | 21.21 | 22.545 | 0
[48 empty] | 2017-08-04 13:00 | 8 | 4 | 13 | 872.8746 | 88.17% | 2017-07-04 13:00 | 7 | 4 | 13 | 7 | 4 | 12 | 26.0875 | 23.8425 | 0 | 23.92 | 25.5425 | 0
[48 empty] | 2017-08-04 14:00 | 8 | 4 | 14 | 883.0623 | 89.2% | 2017-07-04 14:00 | 7 | 4 | 14 | 7 | 4 | 13 | 30.1175 | 29.71 | 0 | 29.7125 | 30.005 | 0
[48 empty] | 2017-08-04 15:00 | 8 | 4 | 15 | 859.5381 | 86.82% | 2017-07-04 15:00 | 7 | 4 | 15 | 7 | 4 | 14 | 37.625 | 37.625 | 0 | 37.625 | 37.625 | 0
[48 empty] | 2017-08-04 16:00 | 8 | 4 | 16 | 642.2239 | 64.87% | 2017-07-04 16:00 | 7 | 4 | 16 | 7 | 4 | 15 | 33.0125 | 33.015 | 0 | 33.015 | 33.015 | 0
[48 empty] | 2017-08-04 17:00 | 8 | 4 | 17 | 303.8428 | 30.69% | 2017-07-04 17:00 | 7 | 4 | 17 | 7 | 4 | 16 | 32.0975 | 32.24 | 0 | 32.24 | 32.245 | 0
[48 empty] | 2017-08-04 18:00 | 8 | 4 | 18 | 8.8035 | 0.8892% | 2017-07-04 18:00 | 7 | 4 | 18 | 7 | 4 | 17 | 30.78 | 30.8525 | 0 | 30.8525 | 30.9175 | 0
[48 empty] | 2017-08-04 19:00 | 8 | 4 | 19 | 0 | 0% | 2017-07-04 19:00 | 7 | 4 | 19 | 7 | 4 | 18 | 27.7075 | 25.67 | 0 | 25.71 | 27.27 | 0
[48 empty] | 2017-08-04 20:00 | 8 | 4 | 20 | 0 | 0% | 2017-07-04 20:00 | 7 | 4 | 20 | 7 | 4 | 19 | 24.4525 | 21.895 | 0 | 21.995 | 23.87 | 0
[48 empty] | 2017-08-04 21:00 | 8 | 4 | 21 | 0 | 0% | 2017-07-04 21:00 | 7 | 4 | 21 | 7 | 4 | 20 | 23.265 | 21.15 | 0 | 21.25 | 22.8475 | 0
[48 empty] | 2017-08-04 22:00 | 8 | 4 | 22 | 0 | 0% | 2017-07-04 22:00 | 7 | 4 | 22 | 7 | 4 | 21 | 23.06 | 21.3775 | 0 | 21.4625 | 22.6475 | 0
[48 empty] | 2017-08-04 23:00 | 8 | 4 | 23 | 0 | 0% | 2017-07-04 23:00 | 7 | 4 | 23 | 7 | 4 | 22 | 23.51 | 21.455 | 0 | 21.56 | 23.005 | 0
[48 empty] | 2017-08-05 | 8 | 5 | 0 | 0 | 0% | 2017-07-05 | 7 | 5 | 0 | 7 | 4 | 23 | 25.8275 | 21.5225 | 0 | 21.6625 | 24.7825 | 0
[48 empty] | 2017-08-05 01:00 | 8 | 5 | 1 | 0 | 0% | 2017-07-05 01:00 | 7 | 5 | 1 | 7 | 5 | 0 | 21.4875 | 21.285 | 0 | 21.295 | 21.4375 | 0
[48 empty] | 2017-08-05 02:00 | 8 | 5 | 2 | 0 | 0% | 2017-07-05 02:00 | 7 | 5 | 2 | 7 | 5 | 1 | 20.475 | 20.475 | 0 | 20.475 | 20.475 | 0
[48 empty] | 2017-08-05 03:00 | 8 | 5 | 3 | 0 | 0% | 2017-07-05 03:00 | 7 | 5 | 3 | 7 | 5 | 2 | 20.4325 | 20.66 | 0 | 20.6675 | 20.1175 | 0
[48 empty] | 2017-08-05 04:00 | 8 | 5 | 4 | 0 | 0% | 2017-07-05 04:00 | 7 | 5 | 4 | 7 | 5 | 3 | 21.11 | 21.145 | 0 | 21.145 | 21.0625 | 0
[48 empty] | 2017-08-05 05:00 | 8 | 5 | 5 | 0 | 0% | 2017-07-05 05:00 | 7 | 5 | 5 | 7 | 5 | 4 | 21.2925 | 21.2925 | 0 | 21.2925 | 21.2925 | 0
[48 empty] | 2017-08-05 06:00 | 8 | 5 | 6 | 194.7878 | 19.68% | 2017-07-05 06:00 | 7 | 5 | 6 | 7 | 5 | 5 | 22.0825 | 22.0825 | 0 | 22.0825 | 22.0825 | 0
[48 empty] | 2017-08-05 07:00 | 8 | 5 | 7 | 765.5862 | 77.33% | 2017-07-05 07:00 | 7 | 5 | 7 | 7 | 5 | 6 | 23.3575 | 23.3575 | 0 | 23.3575 | 23.3575 | 0
[48 empty] | 2017-08-05 08:00 | 8 | 5 | 8 | 714.9628 | 72.22% | 2017-07-05 08:00 | 7 | 5 | 8 | 7 | 5 | 7 | 26.7275 | 26.7275 | 0 | 26.7275 | 26.7275 | 0
[48 empty] | 2017-08-05 09:00 | 8 | 5 | 9 | 958.3684 | 96.8% | 2017-07-05 09:00 | 7 | 5 | 9 | 7 | 5 | 8 | 26.44 | 25.905 | 0 | 25.9125 | 26.3175 | 0
[48 empty] | 2017-08-05 10:00 | 8 | 5 | 10 | 963.8552 | 97.36% | 2017-07-05 10:00 | 7 | 5 | 10 | 7 | 5 | 9 | 26.41 | 24.3 | 0 | 24.335 | 25.9075 | 0
[48 empty] | 2017-08-05 11:00 | 8 | 5 | 11 | 981.9307 | 99.18% | 2017-07-05 11:00 | 7 | 5 | 11 | 7 | 5 | 10 | 32.94 | 32.7825 | 0 | 32.785 | 32.9025 | 0
[48 empty] | 2017-08-05 12:00 | 8 | 5 | 12 | 954.2871 | 96.39% | 2017-07-05 12:00 | 7 | 5 | 12 | 7 | 5 | 11 | 36.9725 | 36.9725 | 0 | 36.9725 | 36.9725 | 0
[48 empty] | 2017-08-05 13:00 | 8 | 5 | 13 | 940.3326 | 94.98% | 2017-07-05 13:00 | 7 | 5 | 13 | 7 | 5 | 12 | 41.725 | 41.725 | 0 | 41.725 | 41.725 | 0
[48 empty] | 2017-08-05 14:00 | 8 | 5 | 14 | 413.1754 | 41.73% | 2017-07-05 14:00 | 7 | 5 | 14 | 7 | 5 | 13 | 43.8725 | 43.8725 | 0 | 43.8725 | 43.8725 | 0
[48 empty] | 2017-08-05 15:00 | 8 | 5 | 15 | 547.3695 | 55.29% | 2017-07-05 15:00 | 7 | 5 | 15 | 7 | 5 | 14 | 108.6125 | 90.33 | 0 | 90.615 | 104.2625 | 0
[48 empty] | 2017-08-05 16:00 | 8 | 5 | 16 | 169.2373 | 17.09% | 2017-07-05 16:00 | 7 | 5 | 16 | 7 | 5 | 15 | 79.0825 | 80.3725 | 0 | 80.3775 | 80.43 | 0
[48 empty] | 2017-08-05 17:00 | 8 | 5 | 17 | 156.2229 | 15.78% | 2017-07-05 17:00 | 7 | 5 | 17 | 7 | 5 | 16 | 128.2225 | 130.525 | 0 | 130.5325 | 130.62 | 0
[48 empty] | 2017-08-05 18:00 | 8 | 5 | 18 | 33.6457 | 3.399% | 2017-07-05 18:00 | 7 | 5 | 18 | 7 | 5 | 17 | 36.0975 | 36.265 | 0 | 36.2675 | 35.8725 | 0
[48 empty] | 2017-08-05 19:00 | 8 | 5 | 19 | 0 | 0% | 2017-07-05 19:00 | 7 | 5 | 19 | 7 | 5 | 18 | 31.515 | 31.515 | 0 | 31.515 | 31.515 | 0
[48 empty] | 2017-08-05 20:00 | 8 | 5 | 20 | 0 | 0% | 2017-07-05 20:00 | 7 | 5 | 20 | 7 | 5 | 19 | 30.4925 | 30.4925 | 0 | 30.4925 | 30.4925 | 0
[48 empty] | 2017-08-05 21:00 | 8 | 5 | 21 | 0 | 0% | 2017-07-05 21:00 | 7 | 5 | 21 | 7 | 5 | 20 | 28.76 | 28.62 | 0 | 28.66 | 29.0775 | 0
[48 empty] | 2017-08-05 22:00 | 8 | 5 | 22 | 0 | 0% | 2017-07-05 22:00 | 7 | 5 | 22 | 7 | 5 | 21 | 25.15 | 23.345 | 0 | 23.5025 | 25.0125 | 0
[48 empty] | 2017-08-05 23:00 | 8 | 5 | 23 | 0 | 0% | 2017-07-05 23:00 | 7 | 5 | 23 | 7 | 5 | 22 | 24.355 | 22.9 | 0 | 23.0275 | 24.005 | 0
[48 empty] | 2017-08-06 | 8 | 6 | 0 | 0 | 0% | 2017-07-06 | 7 | 6 | 0 | 7 | 5 | 23 | 24.51 | 21.715 | 0 | 21.965 | 23.835 | 0
[48 empty] | 2017-08-06 01:00 | 8 | 6 | 1 | 0 | 0% | 2017-07-06 01:00 | 7 | 6 | 1 | 7 | 6 | 0 | 21.855 | 20.94 | 0 | 21.02 | 21.635 | 0
[48 empty] | 2017-08-06 02:00 | 8 | 6 | 2 | 0 | 0% | 2017-07-06 02:00 | 7 | 6 | 2 | 7 | 6 | 1 | 20.725 | 19.6525 | 0 | 19.745 | 20.47 | 0
[48 empty] | 2017-08-06 03:00 | 8 | 6 | 3 | 0 | 0% | 2017-07-06 03:00 | 7 | 6 | 3 | 7 | 6 | 2 | 19.9375 | 19.6125 | 0 | 19.6375 | 19.8575 | 0
[48 empty] | 2017-08-06 04:00 | 8 | 6 | 4 | 0 | 0% | 2017-07-06 04:00 | 7 | 6 | 4 | 7 | 6 | 3 | 19.695 | 19.6875 | 0 | 19.6875 | 19.6925 | 0
[48 empty] | 2017-08-06 05:00 | 8 | 6 | 5 | 0 | 0% | 2017-07-06 05:00 | 7 | 6 | 5 | 7 | 6 | 4 | 19.825 | 19.825 | 0 | 19.825 | 19.825 | 0
[48 empty] | 2017-08-06 06:00 | 8 | 6 | 6 | 490.0749 | 49.5% | 2017-07-06 06:00 | 7 | 6 | 6 | 7 | 6 | 5 | 20.545 | 20.545 | 0 | 20.545 | 20.545 | 0
[48 empty] | 2017-08-06 07:00 | 8 | 6 | 7 | 801.2532 | 80.93% | 2017-07-06 07:00 | 7 | 6 | 7 | 7 | 6 | 6 | 20.905 | 20.905 | 0 | 20.905 | 20.905 | 0
[48 empty] | 2017-08-06 08:00 | 8 | 6 | 8 | 865.0969 | 87.38% | 2017-07-06 08:00 | 7 | 6 | 8 | 7 | 6 | 7 | 21.0275 | 21.025 | 0 | 21.025 | 21.0275 | 0
[48 empty] | 2017-08-06 09:00 | 8 | 6 | 9 | 544.5943 | 55.01% | 2017-07-06 09:00 | 7 | 6 | 9 | 7 | 6 | 8 | 22.2175 | 21.3525 | 0 | 21.425 | 22.01 | 0
[48 empty] | 2017-08-06 10:00 | 8 | 6 | 10 | 574.7006 | 58.05% | 2017-07-06 10:00 | 7 | 6 | 10 | 7 | 6 | 9 | 25.25 | 23.235 | 0 | 23.4025 | 24.7675 | 0
[48 empty] | 2017-08-06 11:00 | 8 | 6 | 11 | 796.4043 | 80.44% | 2017-07-06 11:00 | 7 | 6 | 11 | 7 | 6 | 10 | 32.81 | 31.8125 | 0 | 31.895 | 32.5675 | 0
[48 empty] | 2017-08-06 12:00 | 8 | 6 | 12 | 680.5745 | 68.74% | 2017-07-06 12:00 | 7 | 6 | 12 | 7 | 6 | 11 | 35.2725 | 34.9275 | 0 | 34.955 | 35.19 | 0
[48 empty] | 2017-08-06 13:00 | 8 | 6 | 13 | 900.5031 | 90.96% | 2017-07-06 13:00 | 7 | 6 | 13 | 7 | 6 | 12 | 37.2575 | 37.2575 | 0 | 37.2575 | 37.2575 | 0
[48 empty] | 2017-08-06 14:00 | 8 | 6 | 14 | 864.9895 | 87.37% | 2017-07-06 14:00 | 7 | 6 | 14 | 7 | 6 | 13 | 42.46 | 42.46 | 0 | 42.46 | 42.46 | 0
[48 empty] | 2017-08-06 15:00 | 8 | 6 | 15 | 909.3126 | 91.85% | 2017-07-06 15:00 | 7 | 6 | 15 | 7 | 6 | 14 | 46.09 | 46.09 | 0 | 46.09 | 46.09 | 0
[48 empty] | 2017-08-06 16:00 | 8 | 6 | 16 | 810.1409 | 81.83% | 2017-07-06 16:00 | 7 | 6 | 16 | 7 | 6 | 15 | 47.225 | 47.225 | 0 | 47.225 | 47.225 | 0
[48 empty] | 2017-08-06 17:00 | 8 | 6 | 17 | 414.5441 | 41.87% | 2017-07-06 17:00 | 7 | 6 | 17 | 7 | 6 | 16 | 38.815 | 38.815 | 0 | 38.815 | 38.815 | 0
[48 empty] | 2017-08-06 18:00 | 8 | 6 | 18 | 16.6094 | 1.678% | 2017-07-06 18:00 | 7 | 6 | 18 | 7 | 6 | 17 | 34.1 | 34.105 | 0 | 34.105 | 34.105 | 0
[48 empty] | 2017-08-06 19:00 | 8 | 6 | 19 | 0 | 0% | 2017-07-06 19:00 | 7 | 6 | 19 | 7 | 6 | 18 | 32.3875 | 32.87 | 0 | 32.8725 | 32.8975 | 0
[48 empty] | 2017-08-06 20:00 | 8 | 6 | 20 | 0 | 0% | 2017-07-06 20:00 | 7 | 6 | 20 | 7 | 6 | 19 | 30.5675 | 30.805 | 0 | 30.8075 | 30.8175 | 0
[48 empty] | 2017-08-06 21:00 | 8 | 6 | 21 | 0 | 0% | 2017-07-06 21:00 | 7 | 6 | 21 | 7 | 6 | 20 | 29.72 | 29.7225 | 0 | 29.7225 | 29.7225 | 0
[48 empty] | 2017-08-06 22:00 | 8 | 6 | 22 | 0 | 0% | 2017-07-06 22:00 | 7 | 6 | 22 | 7 | 6 | 21 | 28.3925 | 28.3925 | 0 | 28.3925 | 28.3925 | 0
[48 empty] | 2017-08-06 23:00 | 8 | 6 | 23 | 0 | 0% | 2017-07-06 23:00 | 7 | 6 | 23 | 7 | 6 | 22 | 24.9575 | 24.9575 | 0 | 24.9575 | 24.9575 | 0
[48 empty] | 2017-08-07 | 8 | 7 | 0 | 0 | 0% | 2017-07-07 | 7 | 7 | 0 | 7 | 6 | 23 | 22.5325 | 22.2775 | 0 | 22.2925 | 22.47 | 0
[48 empty] | 2017-08-07 01:00 | 8 | 7 | 1 | 0 | 0% | 2017-07-07 01:00 | 7 | 7 | 1 | 7 | 7 | 0 | 21.305 | 21.1325 | 0 | 21.145 | 21.2625 | 0
[48 empty] | 2017-08-07 02:00 | 8 | 7 | 2 | 0 | 0% | 2017-07-07 02:00 | 7 | 7 | 2 | 7 | 7 | 1 | 20.8475 | 20.8475 | 0 | 20.8475 | 20.8475 | 0
[48 empty] | 2017-08-07 03:00 | 8 | 7 | 3 | 0 | 0% | 2017-07-07 03:00 | 7 | 7 | 3 | 7 | 7 | 2 | 20.2675 | 20.2675 | 0 | 20.2675 | 20.2675 | 0
[48 empty] | 2017-08-07 04:00 | 8 | 7 | 4 | 0 | 0% | 2017-07-07 04:00 | 7 | 7 | 4 | 7 | 7 | 3 | 19.7275 | 19.7275 | 0 | 19.7275 | 19.7275 | 0
[48 empty] | 2017-08-07 05:00 | 8 | 7 | 5 | 0 | 0% | 2017-07-07 05:00 | 7 | 7 | 5 | 7 | 7 | 4 | 19.745 | 19.745 | 0 | 19.745 | 19.745 | 0
[48 empty] | 2017-08-07 06:00 | 8 | 7 | 6 | 299.2456 | 30.23% | 2017-07-07 06:00 | 7 | 7 | 6 | 7 | 7 | 5 | 20.32 | 20.32 | 0 | 20.32 | 20.32 | 0
[48 empty] | 2017-08-07 07:00 | 8 | 7 | 7 | 490.1243 | 49.51% | 2017-07-07 07:00 | 7 | 7 | 7 | 7 | 7 | 6 | 20.4825 | 20.4825 | 0 | 20.4825 | 20.4825 | 0
[48 empty] | 2017-08-07 08:00 | 8 | 7 | 8 | 501.6918 | 50.68% | 2017-07-07 08:00 | 7 | 7 | 8 | 7 | 7 | 7 | 21.0125 | 21.0125 | 0 | 21.0125 | 21.0125 | 0
[48 empty] | 2017-08-07 09:00 | 8 | 7 | 9 | 491.3153 | 49.63% | 2017-07-07 09:00 | 7 | 7 | 9 | 7 | 7 | 8 | 23.775 | 23.775 | 0 | 23.775 | 23.775 | 0
[48 empty] | 2017-08-07 10:00 | 8 | 7 | 10 | 970.2862 | 98.01% | 2017-07-07 10:00 | 7 | 7 | 10 | 7 | 7 | 9 | 27.8 | 27.8 | 0 | 27.8 | 27.8 | 0
[48 empty] | 2017-08-07 11:00 | 8 | 7 | 11 | 798.4377 | 80.65% | 2017-07-07 11:00 | 7 | 7 | 11 | 7 | 7 | 10 | 30.9575 | 30.9575 | 0 | 30.9575 | 30.9575 | 0
[48 empty] | 2017-08-07 12:00 | 8 | 7 | 12 | 910.7523 | 92% | 2017-07-07 12:00 | 7 | 7 | 12 | 7 | 7 | 11 | 38.2775 | 38.2775 | 0 | 38.2775 | 38.2775 | 0
[48 empty] | 2017-08-07 13:00 | 8 | 7 | 13 | 738.734 | 74.62% | 2017-07-07 13:00 | 7 | 7 | 13 | 7 | 7 | 12 | 56.505 | 56.505 | 0 | 56.505 | 56.505 | 0
[48 empty] | 2017-08-07 14:00 | 8 | 7 | 14 | 908.6444 | 91.78% | 2017-07-07 14:00 | 7 | 7 | 14 | 7 | 7 | 13 | 45.695 | 45.695 | 0 | 45.695 | 45.695 | 0
[48 empty] | 2017-08-07 15:00 | 8 | 7 | 15 | 459.8648 | 46.45% | 2017-07-07 15:00 | 7 | 7 | 15 | 7 | 7 | 14 | 35.0825 | 35.0825 | 0 | 35.0825 | 35.0825 | 0
[48 empty] | 2017-08-07 16:00 | 8 | 7 | 16 | 697.0673 | 70.41% | 2017-07-07 16:00 | 7 | 7 | 16 | 7 | 7 | 15 | 33.68 | 33.7125 | 0 | 33.7125 | 33.715 | 0
[48 empty] | 2017-08-07 17:00 | 8 | 7 | 17 | 501.5699 | 50.66% | 2017-07-07 17:00 | 7 | 7 | 17 | 7 | 7 | 16 | 32.255 | 32.255 | 0 | 32.255 | 32.255 | 0
[48 empty] | 2017-08-07 18:00 | 8 | 7 | 18 | 40.985 | 4.14% | 2017-07-07 18:00 | 7 | 7 | 18 | 7 | 7 | 17 | 31.815 | 31.815 | 0 | 31.815 | 31.815 | 0
[48 empty] | 2017-08-07 19:00 | 8 | 7 | 19 | 0 | 0% | 2017-07-07 19:00 | 7 | 7 | 19 | 7 | 7 | 18 | 31.2825 | 31.2825 | 0 | 31.2825 | 31.2825 | 0
[48 empty] | 2017-08-07 20:00 | 8 | 7 | 20 | 0 | 0% | 2017-07-07 20:00 | 7 | 7 | 20 | 7 | 7 | 19 | 29.365 | 29.365 | 0 | 29.365 | 29.365 | 0
[48 empty] | 2017-08-07 21:00 | 8 | 7 | 21 | 0 | 0% | 2017-07-07 21:00 | 7 | 7 | 21 | 7 | 7 | 20 | 28.59 | 28.59 | 0 | 28.59 | 28.59 | 0
[48 empty] | 2017-08-07 22:00 | 8 | 7 | 22 | 0 | 0% | 2017-07-07 22:00 | 7 | 7 | 22 | 7 | 7 | 21 | 29.6275 | 29.6275 | 0 | 29.6275 | 29.6275 | 0
[48 empty] | 2017-08-07 23:00 | 8 | 7 | 23 | 0 | 0% | 2017-07-07 23:00 | 7 | 7 | 23 | 7 | 7 | 22 | 25.2275 | 25.2275 | 0 | 25.2275 | 25.2275 | 0
[48 empty] | 2017-08-08 | 8 | 8 | 0 | 0 | 0% | 2017-07-08 | 7 | 8 | 0 | 7 | 7 | 23 | 22.0225 | 22.0225 | 0 | 22.0225 | 22.0225 | 0
[48 empty] | 2017-08-08 01:00 | 8 | 8 | 1 | 0 | 0% | 2017-07-08 01:00 | 7 | 8 | 1 | 7 | 8 | 0 | 22.8475 | 22.8475 | 0 | 22.8475 | 22.8475 | 0
[48 empty] | 2017-08-08 02:00 | 8 | 8 | 2 | 0 | 0% | 2017-07-08 02:00 | 7 | 8 | 2 | 7 | 8 | 1 | 21.025 | 21.025 | 0 | 21.025 | 21.025 | 0
[48 empty] | 2017-08-08 03:00 | 8 | 8 | 3 | 0 | 0% | 2017-07-08 03:00 | 7 | 8 | 3 | 7 | 8 | 2 | 20.4575 | 20.4575 | 0 | 20.4575 | 20.4575 | 0
[48 empty] | 2017-08-08 04:00 | 8 | 8 | 4 | 0 | 0% | 2017-07-08 04:00 | 7 | 8 | 4 | 7 | 8 | 3 | 19.395 | 19.395 | 0 | 19.395 | 19.395 | 0
[48 empty] | 2017-08-08 05:00 | 8 | 8 | 5 | 0 | 0% | 2017-07-08 05:00 | 7 | 8 | 5 | 7 | 8 | 4 | 19.44 | 19.44 | 0 | 19.44 | 19.44 | 0
[48 empty] | 2017-08-08 06:00 | 8 | 8 | 6 | 581.6287 | 58.75% | 2017-07-08 06:00 | 7 | 8 | 6 | 7 | 8 | 5 | 19.4625 | 19.4625 | 0 | 19.4625 | 19.4625 | 0
[48 empty] | 2017-08-08 07:00 | 8 | 8 | 7 | 844.7253 | 85.33% | 2017-07-08 07:00 | 7 | 8 | 7 | 7 | 8 | 6 | 19.3 | 19.3 | 0 | 19.3 | 19.3 | 0
[48 empty] | 2017-08-08 08:00 | 8 | 8 | 8 | 952.1933 | 96.18% | 2017-07-08 08:00 | 7 | 8 | 8 | 7 | 8 | 7 | 20.305 | 20.305 | 0 | 20.305 | 20.305 | 0
[48 empty] | 2017-08-08 09:00 | 8 | 8 | 9 | 893.2336 | 90.23% | 2017-07-08 09:00 | 7 | 8 | 9 | 7 | 8 | 8 | 21.44 | 21.44 | 0 | 21.44 | 21.44 | 0
[48 empty] | 2017-08-08 10:00 | 8 | 8 | 10 | 971.6903 | 98.15% | 2017-07-08 10:00 | 7 | 8 | 10 | 7 | 8 | 9 | 26.2175 | 26.2175 | 0 | 26.2175 | 26.2175 | 0
[48 empty] | 2017-08-08 11:00 | 8 | 8 | 11 | 948.4425 | 95.8% | 2017-07-08 11:00 | 7 | 8 | 11 | 7 | 8 | 10 | 30.8 | 30.8 | 0 | 30.8 | 30.8 | 0
[48 empty] | 2017-08-08 12:00 | 8 | 8 | 12 | 953.5019 | 96.31% | 2017-07-08 12:00 | 7 | 8 | 12 | 7 | 8 | 11 | 38.765 | 38.765 | 0 | 38.765 | 38.765 | 0
[48 empty] | 2017-08-08 13:00 | 8 | 8 | 13 | 603.0453 | 60.91% | 2017-07-08 13:00 | 7 | 8 | 13 | 7 | 8 | 12 | 43.1825 | 43.1825 | 0 | 43.1825 | 43.1825 | 0
[48 empty] | 2017-08-08 14:00 | 8 | 8 | 14 | 574.7438 | 58.05% | 2017-07-08 14:00 | 7 | 8 | 14 | 7 | 8 | 13 | 53.5125 | 53.5125 | 0 | 53.5125 | 53.5125 | 0
[48 empty] | 2017-08-08 15:00 | 8 | 8 | 15 | 155.0291 | 15.66% | 2017-07-08 15:00 | 7 | 8 | 15 | 7 | 8 | 14 | 53.015 | 53.015 | 0 | 53.015 | 53.015 | 0
[48 empty] | 2017-08-08 16:00 | 8 | 8 | 16 | 55.5322 | 5.609% | 2017-07-08 16:00 | 7 | 8 | 16 | 7 | 8 | 15 | 51.4725 | 51.4725 | 0 | 51.4725 | 51.4725 | 0
[48 empty] | 2017-08-08 17:00 | 8 | 8 | 17 | 84.6375 | 8.549% | 2017-07-08 17:00 | 7 | 8 | 17 | 7 | 8 | 16 | 34.1125 | 33.8675 | 0 | 34.01 | 34.1175 | 0
[48 empty] | 2017-08-08 18:00 | 8 | 8 | 18 | 1.5718 | 0.1588% | 2017-07-08 18:00 | 7 | 8 | 18 | 7 | 8 | 17 | 33.0425 | 32.455 | 0 | 32.8275 | 33.0525 | 0
[48 empty] | 2017-08-08 19:00 | 8 | 8 | 19 | 0 | 0% | 2017-07-08 19:00 | 7 | 8 | 19 | 7 | 8 | 18 | 32.3225 | 31.9575 | 0 | 32.2625 | 32.31 | 0
[48 empty] | 2017-08-08 20:00 | 8 | 8 | 20 | 0 | 0% | 2017-07-08 20:00 | 7 | 8 | 20 | 7 | 8 | 19 | 30.7675 | 30.6425 | 0 | 30.745 | 30.7625 | 0
[48 empty] | 2017-08-08 21:00 | 8 | 8 | 21 | 0 | 0% | 2017-07-08 21:00 | 7 | 8 | 21 | 7 | 8 | 20 | 29.1225 | 29.11 | 0 | 29.12 | 29.1225 | 0
[48 empty] | 2017-08-08 22:00 | 8 | 8 | 22 | 0 | 0% | 2017-07-08 22:00 | 7 | 8 | 22 | 7 | 8 | 21 | 28.45 | 28.1275 | 0 | 28.1325 | 28.3725 | 0
[48 empty] | 2017-08-08 23:00 | 8 | 8 | 23 | 0 | 0% | 2017-07-08 23:00 | 7 | 8 | 23 | 7 | 8 | 22 | 25.325 | 23.865 | 0 | 23.9075 | 24.9725 | 0
[48 empty] | 2017-08-09 | 8 | 9 | 0 | 0 | 0% | 2017-07-09 | 7 | 9 | 0 | 7 | 8 | 23 | 22.0525 | 21.195 | 0 | 21.2675 | 21.845 | 0
[48 empty] | 2017-08-09 01:00 | 8 | 9 | 1 | 0 | 0% | 2017-07-09 01:00 | 7 | 9 | 1 | 7 | 9 | 0 | 21.3275 | 21.2675 | 0 | 21.2725 | 21.3125 | 0
[48 empty] | 2017-08-09 02:00 | 8 | 9 | 2 | 0 | 0% | 2017-07-09 02:00 | 7 | 9 | 2 | 7 | 9 | 1 | 21.0225 | 21.0225 | 0 | 21.0225 | 21.0225 | 0
[48 empty] | 2017-08-09 03:00 | 8 | 9 | 3 | 0 | 0% | 2017-07-09 03:00 | 7 | 9 | 3 | 7 | 9 | 2 | 20.385 | 20.385 | 0 | 20.385 | 20.385 | 0
[48 empty] | 2017-08-09 04:00 | 8 | 9 | 4 | 0 | 0% | 2017-07-09 04:00 | 7 | 9 | 4 | 7 | 9 | 3 | 19.725 | 19.725 | 0 | 19.725 | 19.725 | 0
[48 empty] | 2017-08-09 05:00 | 8 | 9 | 5 | 0 | 0% | 2017-07-09 05:00 | 7 | 9 | 5 | 7 | 9 | 4 | 19.2025 | 19.2025 | 0 | 19.2025 | 19.2025 | 0
[48 empty] | 2017-08-09 06:00 | 8 | 9 | 6 | 95.8649 | 9.683% | 2017-07-09 06:00 | 7 | 9 | 6 | 7 | 9 | 5 | 18.9125 | 18.9125 | 0 | 18.9125 | 18.9125 | 0
[48 empty] | 2017-08-09 07:00 | 8 | 9 | 7 | 132.3711 | 13.37% | 2017-07-09 07:00 | 7 | 9 | 7 | 7 | 9 | 6 | 18.925 | 18.925 | 0 | 18.925 | 18.925 | 0
[48 empty] | 2017-08-09 08:00 | 8 | 9 | 8 | 885.2053 | 89.41% | 2017-07-09 08:00 | 7 | 9 | 8 | 7 | 9 | 7 | 19.1725 | 19.1725 | 0 | 19.1725 | 19.1725 | 0
[48 empty] | 2017-08-09 09:00 | 8 | 9 | 9 | 984.3303 | 99.43% | 2017-07-09 09:00 | 7 | 9 | 9 | 7 | 9 | 8 | 20.3225 | 20.3225 | 0 | 20.3225 | 20.3225 | 0
[48 empty] | 2017-08-09 10:00 | 8 | 9 | 10 | 951.6001 | 96.12% | 2017-07-09 10:00 | 7 | 9 | 10 | 7 | 9 | 9 | 21.185 | 21.185 | 0 | 21.185 | 21.185 | 0
[48 empty] | 2017-08-09 11:00 | 8 | 9 | 11 | 943.6204 | 95.32% | 2017-07-09 11:00 | 7 | 9 | 11 | 7 | 9 | 10 | 22.5075 | 21.965 | 0 | 22.01 | 22.375 | 0
[48 empty] | 2017-08-09 12:00 | 8 | 9 | 12 | 969.0195 | 97.88% | 2017-07-09 12:00 | 7 | 9 | 12 | 7 | 9 | 11 | 27.6525 | 27.265 | 0 | 27.28 | 27.56 | 0
[48 empty] | 2017-08-09 13:00 | 8 | 9 | 13 | 978.4589 | 98.83% | 2017-07-09 13:00 | 7 | 9 | 13 | 7 | 9 | 12 | 30.19 | 30.19 | 0 | 30.19 | 30.19 | 0
[48 empty] | 2017-08-09 14:00 | 8 | 9 | 14 | 973.5758 | 98.34% | 2017-07-09 14:00 | 7 | 9 | 14 | 7 | 9 | 13 | 31.59 | 31.575 | 0 | 31.575 | 31.5825 | 0
[48 empty] | 2017-08-09 15:00 | 8 | 9 | 15 | 953.0573 | 96.27% | 2017-07-09 15:00 | 7 | 9 | 15 | 7 | 9 | 14 | 31.3425 | 31.1025 | 0 | 31.0975 | 31.215 | 0
[48 empty] | 2017-08-09 16:00 | 8 | 9 | 16 | 821.8223 | 83.01% | 2017-07-09 16:00 | 7 | 9 | 16 | 7 | 9 | 15 | 31.145 | 30.8975 | 0 | 30.8925 | 31.0525 | 0
[48 empty] | 2017-08-09 17:00 | 8 | 9 | 17 | 486.4887 | 49.14% | 2017-07-09 17:00 | 7 | 9 | 17 | 7 | 9 | 16 | 30.2175 | 30.11 | 0 | 30.1075 | 30.2175 | 0
[48 empty] | 2017-08-09 18:00 | 8 | 9 | 18 | 28.3896 | 2.868% | 2017-07-09 18:00 | 7 | 9 | 18 | 7 | 9 | 17 | 29.525 | 29.13 | 0 | 29.1275 | 29.5275 | 0
[48 empty] | 2017-08-09 19:00 | 8 | 9 | 19 | 0 | 0% | 2017-07-09 19:00 | 7 | 9 | 19 | 7 | 9 | 18 | 26.905 | 24.9875 | 0 | 25.03 | 26.665 | 0
[48 empty] | 2017-08-09 20:00 | 8 | 9 | 20 | 0 | 0% | 2017-07-09 20:00 | 7 | 9 | 20 | 7 | 9 | 19 | 23.32 | 21.095 | 0 | 21.195 | 23.1625 | 0
[48 empty] | 2017-08-09 21:00 | 8 | 9 | 21 | 0 | 0% | 2017-07-09 21:00 | 7 | 9 | 21 | 7 | 9 | 20 | 21.5725 | 20.495 | 0 | 20.5725 | 21.375 | 0
[48 empty] | 2017-08-09 22:00 | 8 | 9 | 22 | 0 | 0% | 2017-07-09 22:00 | 7 | 9 | 22 | 7 | 9 | 21 | 21.2075 | 20.8925 | 0 | 20.915 | 21.13 | 0
[48 empty] | 2017-08-09 23:00 | 8 | 9 | 23 | 0 | 0% | 2017-07-09 23:00 | 7 | 9 | 23 | 7 | 9 | 22 | 21.1125 | 20.9675 | 0 | 20.9775 | 21.0775 | 0
[48 empty] | 2017-08-10 | 8 | 10 | 0 | 0 | 0% | 2017-07-10 | 7 | 10 | 0 | 7 | 9 | 23 | 20.6825 | 20.6825 | 0 | 20.6825 | 20.6825 | 0
[48 empty] | 2017-08-10 01:00 | 8 | 10 | 1 | 0 | 0% | 2017-07-10 01:00 | 7 | 10 | 1 | 7 | 10 | 0 | 19.38 | 19.38 | 0 | 19.38 | 19.38 | 0
[48 empty] | 2017-08-10 02:00 | 8 | 10 | 2 | 0 | 0% | 2017-07-10 02:00 | 7 | 10 | 2 | 7 | 10 | 1 | 17.7625 | 17.7625 | 0 | 17.7625 | 17.7625 | 0
[48 empty] | 2017-08-10 03:00 | 8 | 10 | 3 | 0 | 0% | 2017-07-10 03:00 | 7 | 10 | 3 | 7 | 10 | 2 | 16.825 | 16.825 | 0 | 16.825 | 16.825 | 0
[48 empty] | 2017-08-10 04:00 | 8 | 10 | 4 | 0 | 0% | 2017-07-10 04:00 | 7 | 10 | 4 | 7 | 10 | 3 | 16.4575 | 16.4575 | 0 | 16.4575 | 16.4575 | 0
[48 empty] | 2017-08-10 05:00 | 8 | 10 | 5 | 0 | 0% | 2017-07-10 05:00 | 7 | 10 | 5 | 7 | 10 | 4 | 16.3875 | 16.3875 | 0 | 16.3875 | 16.3875 | 0
[48 empty] | 2017-08-10 06:00 | 8 | 10 | 6 | 493.5428 | 49.85% | 2017-07-10 06:00 | 7 | 10 | 6 | 7 | 10 | 5 | 17.415 | 17.415 | 0 | 17.415 | 17.415 | 0
[48 empty] | 2017-08-10 07:00 | 8 | 10 | 7 | 802.9406 | 81.11% | 2017-07-10 07:00 | 7 | 10 | 7 | 7 | 10 | 6 | 17.7475 | 17.7475 | 0 | 17.7475 | 17.7475 | 0
[48 empty] | 2017-08-10 08:00 | 8 | 10 | 8 | 926.1047 | 93.55% | 2017-07-10 08:00 | 7 | 10 | 8 | 7 | 10 | 7 | 18.3725 | 18.3725 | 0 | 18.3725 | 18.3725 | 0
[48 empty] | 2017-08-10 09:00 | 8 | 10 | 9 | 970.1823 | 98% | 2017-07-10 09:00 | 7 | 10 | 9 | 7 | 10 | 8 | 19.8925 | 19.8925 | 0 | 19.8925 | 19.8925 | 0
[48 empty] | 2017-08-10 10:00 | 8 | 10 | 10 | 937.7855 | 94.73% | 2017-07-10 10:00 | 7 | 10 | 10 | 7 | 10 | 9 | 20.5525 | 20.5525 | 0 | 20.5525 | 20.5525 | 0
[48 empty] | 2017-08-10 11:00 | 8 | 10 | 11 | 969.1092 | 97.89% | 2017-07-10 11:00 | 7 | 10 | 11 | 7 | 10 | 10 | 21.0775 | 21.0775 | 0 | 21.0775 | 21.0775 | 0
[48 empty] | 2017-08-10 12:00 | 8 | 10 | 12 | 964.6683 | 97.44% | 2017-07-10 12:00 | 7 | 10 | 12 | 7 | 10 | 11 | 21.605 | 21.605 | 0 | 21.605 | 21.605 | 0
[48 empty] | 2017-08-10 13:00 | 8 | 10 | 13 | 949.3692 | 95.9% | 2017-07-10 13:00 | 7 | 10 | 13 | 7 | 10 | 12 | 24.81 | 24.81 | 0 | 24.81 | 24.81 | 0
[48 empty] | 2017-08-10 14:00 | 8 | 10 | 14 | 959.0991 | 96.88% | 2017-07-10 14:00 | 7 | 10 | 14 | 7 | 10 | 13 | 28.3525 | 28.3525 | 0 | 28.3525 | 28.3525 | 0
[48 empty] | 2017-08-10 15:00 | 8 | 10 | 15 | 931.6177 | 94.1% | 2017-07-10 15:00 | 7 | 10 | 15 | 7 | 10 | 14 | 29.99 | 29.99 | 0 | 29.9925 | 29.99 | 0
[48 empty] | 2017-08-10 16:00 | 8 | 10 | 16 | 797.8839 | 80.59% | 2017-07-10 16:00 | 7 | 10 | 16 | 7 | 10 | 15 | 30.8025 | 30.8025 | 0 | 30.8025 | 30.8025 | 0
[48 empty] | 2017-08-10 17:00 | 8 | 10 | 17 | 479.0537 | 48.39% | 2017-07-10 17:00 | 7 | 10 | 17 | 7 | 10 | 16 | 31.72 | 32.905 | 0 | 35.0475 | 31.6275 | 0
[48 empty] | 2017-08-10 18:00 | 8 | 10 | 18 | 20.4358 | 2.064% | 2017-07-10 18:00 | 7 | 10 | 18 | 7 | 10 | 17 | 31.825 | 34.3 | 0 | 37.925 | 31.7025 | 0
[48 empty] | 2017-08-10 19:00 | 8 | 10 | 19 | 0 | 0% | 2017-07-10 19:00 | 7 | 10 | 19 | 7 | 10 | 18 | 28.68 | 30.475 | 0 | 32.9975 | 28.595 | 0
[48 empty] | 2017-08-10 20:00 | 8 | 10 | 20 | 0 | 0% | 2017-07-10 20:00 | 7 | 10 | 20 | 7 | 10 | 19 | 24.955 | 25.0325 | 0 | 25.155 | 24.96 | 0
[48 empty] | 2017-08-10 21:00 | 8 | 10 | 21 | 0 | 0% | 2017-07-10 21:00 | 7 | 10 | 21 | 7 | 10 | 20 | 24.94 | 24.9575 | 0 | 24.9575 | 24.97 | 0
[48 empty] | 2017-08-10 22:00 | 8 | 10 | 22 | 0 | 0% | 2017-07-10 22:00 | 7 | 10 | 22 | 7 | 10 | 21 | 21.985 | 21.985 | 0 | 21.985 | 21.985 | 0
[48 empty] | 2017-08-10 23:00 | 8 | 10 | 23 | 0 | 0% | 2017-07-10 23:00 | 7 | 10 | 23 | 7 | 10 | 22 | 21.0325 | 21.0325 | 0 | 21.0325 | 21.0325 | 0
[48 empty] | 2017-08-11 | 8 | 11 | 0 | 0 | 0% | 2017-07-11 | 7 | 11 | 0 | 7 | 10 | 23 | 20.095 | 20.095 | 0 | 20.095 | 20.095 | 0
[48 empty] | 2017-08-11 01:00 | 8 | 11 | 1 | 0 | 0% | 2017-07-11 01:00 | 7 | 11 | 1 | 7 | 11 | 0 | 19.655 | 19.655 | 0 | 19.655 | 19.655 | 0
[48 empty] | 2017-08-11 02:00 | 8 | 11 | 2 | 0 | 0% | 2017-07-11 02:00 | 7 | 11 | 2 | 7 | 11 | 1 | 19.0575 | 19.01 | 0 | 19.01 | 19.04 | 0
[48 empty] | 2017-08-11 03:00 | 8 | 11 | 3 | 0 | 0% | 2017-07-11 03:00 | 7 | 11 | 3 | 7 | 11 | 2 | 18.225 | 18.225 | 0 | 18.225 | 18.225 | 0
[48 empty] | 2017-08-11 04:00 | 8 | 11 | 4 | 0 | 0% | 2017-07-11 04:00 | 7 | 11 | 4 | 7 | 11 | 3 | 17.7275 | 17.7275 | 0 | 17.7275 | 17.7275 | 0
[48 empty] | 2017-08-11 05:00 | 8 | 11 | 5 | 0 | 0% | 2017-07-11 05:00 | 7 | 11 | 5 | 7 | 11 | 4 | 17.445 | 17.445 | 0 | 17.445 | 17.445 | 0
[48 empty] | 2017-08-11 06:00 | 8 | 11 | 6 | 436.9017 | 44.13% | 2017-07-11 06:00 | 7 | 11 | 6 | 7 | 11 | 5 | 18.09 | 18.09 | 0 | 18.09 | 18.09 | 0
[48 empty] | 2017-08-11 07:00 | 8 | 11 | 7 | 847.1455 | 85.57% | 2017-07-11 07:00 | 7 | 11 | 7 | 7 | 11 | 6 | 18.6325 | 18.6325 | 0 | 18.6325 | 18.6325 | 0
[48 empty] | 2017-08-11 08:00 | 8 | 11 | 8 | 947.9771 | 95.76% | 2017-07-11 08:00 | 7 | 11 | 8 | 7 | 11 | 7 | 19.3075 | 19.2625 | 0 | 19.2675 | 19.295 | 0
[48 empty] | 2017-08-11 09:00 | 8 | 11 | 9 | 957.5328 | 96.72% | 2017-07-11 09:00 | 7 | 11 | 9 | 7 | 11 | 8 | 20.3475 | 20.2225 | 0 | 20.225 | 20.31 | 0
[48 empty] | 2017-08-11 10:00 | 8 | 11 | 10 | 949.7923 | 95.94% | 2017-07-11 10:00 | 7 | 11 | 10 | 7 | 11 | 9 | 20.7925 | 19.595 | 0 | 19.6475 | 20.37 | 0
[48 empty] | 2017-08-11 11:00 | 8 | 11 | 11 | 929.3728 | 93.88% | 2017-07-11 11:00 | 7 | 11 | 11 | 7 | 11 | 10 | 21.6775 | 20.0625 | 0 | 20.185 | 21.3825 | 0
[48 empty] | 2017-08-11 12:00 | 8 | 11 | 12 | 918.7397 | 92.8% | 2017-07-11 12:00 | 7 | 11 | 12 | 7 | 11 | 11 | 23.8725 | 21.1 | 0 | 22.1225 | 23.0125 | 0
[48 empty] | 2017-08-11 13:00 | 8 | 11 | 13 | 946.374 | 95.59% | 2017-07-11 13:00 | 7 | 11 | 13 | 7 | 11 | 12 | 27.6975 | 22.8775 | 0 | 26.2375 | 25.935 | 0
[48 empty] | 2017-08-11 14:00 | 8 | 11 | 14 | 956.7957 | 96.65% | 2017-07-11 14:00 | 7 | 11 | 14 | 7 | 11 | 13 | 39.375 | 29.1325 | 0 | 36.5875 | 45.485 | 0
[48 empty] | 2017-08-11 15:00 | 8 | 11 | 15 | 936.285 | 94.57% | 2017-07-11 15:00 | 7 | 11 | 15 | 7 | 11 | 14 | 33.1825 | 32.96 | 0 | 33.4325 | 35.1325 | 0
[48 empty] | 2017-08-11 16:00 | 8 | 11 | 16 | 838.6096 | 84.71% | 2017-07-11 16:00 | 7 | 11 | 16 | 7 | 11 | 15 | 30.905 | 31.32 | 0 | 31.3325 | 31.015 | 0
[48 empty] | 2017-08-11 17:00 | 8 | 11 | 17 | 469.5107 | 47.43% | 2017-07-11 17:00 | 7 | 11 | 17 | 7 | 11 | 16 | 30.745 | 31.3175 | 0 | 31.33 | 30.7975 | 0
[48 empty] | 2017-08-11 18:00 | 8 | 11 | 18 | 24.4841 | 2.473% | 2017-07-11 18:00 | 7 | 11 | 18 | 7 | 11 | 17 | 31.5625 | 32.6375 | 0 | 33.54 | 31.5725 | 0
[48 empty] | 2017-08-11 19:00 | 8 | 11 | 19 | 0 | 0% | 2017-07-11 19:00 | 7 | 11 | 19 | 7 | 11 | 18 | 30.8225 | 32.2675 | 0 | 33.8375 | 30.8025 | 0
[48 empty] | 2017-08-11 20:00 | 8 | 11 | 20 | 0 | 0% | 2017-07-11 20:00 | 7 | 11 | 20 | 7 | 11 | 19 | 29.61 | 30.95 | 0 | 33.25 | 29.505 | 0
[48 empty] | 2017-08-11 21:00 | 8 | 11 | 21 | 0 | 0% | 2017-07-11 21:00 | 7 | 11 | 21 | 7 | 11 | 20 | 28.935 | 28.9375 | 0 | 28.945 | 28.935 | 0
[48 empty] | 2017-08-11 22:00 | 8 | 11 | 22 | 0 | 0% | 2017-07-11 22:00 | 7 | 11 | 22 | 7 | 11 | 21 | 27.28 | 27.0725 | 0 | 27.0725 | 27.0775 | 0
[48 empty] | 2017-08-11 23:00 | 8 | 11 | 23 | 0 | 0% | 2017-07-11 23:00 | 7 | 11 | 23 | 7 | 11 | 22 | 23.46 | 23.34 | 0 | 23.34 | 23.335 | 0
[48 empty] | 2017-08-12 | 8 | 12 | 0 | 0 | 0% | 2017-07-12 | 7 | 12 | 0 | 7 | 11 | 23 | 21.9125 | 21.8975 | 0 | 21.8975 | 21.895 | 0
[48 empty] | 2017-08-12 01:00 | 8 | 12 | 1 | 0 | 0% | 2017-07-12 01:00 | 7 | 12 | 1 | 7 | 12 | 0 | 21.3 | 21.27 | 0 | 21.27 | 21.2625 | 0
[48 empty] | 2017-08-12 02:00 | 8 | 12 | 2 | 0 | 0% | 2017-07-12 02:00 | 7 | 12 | 2 | 7 | 12 | 1 | 21.0875 | 21.0875 | 0 | 21.0875 | 21.0875 | 0
[48 empty] | 2017-08-12 03:00 | 8 | 12 | 3 | 0 | 0% | 2017-07-12 03:00 | 7 | 12 | 3 | 7 | 12 | 2 | 20.8125 | 20.8125 | 0 | 20.8125 | 20.8125 | 0
[48 empty] | 2017-08-12 04:00 | 8 | 12 | 4 | 0 | 0% | 2017-07-12 04:00 | 7 | 12 | 4 | 7 | 12 | 3 | 20.4475 | 20.4475 | 0 | 20.4475 | 20.4475 | 0
[48 empty] | 2017-08-12 05:00 | 8 | 12 | 5 | 0 | 0% | 2017-07-12 05:00 | 7 | 12 | 5 | 7 | 12 | 4 | 20.44 | 20.44 | 0 | 20.44 | 20.44 | 0
[48 empty] | 2017-08-12 06:00 | 8 | 12 | 6 | 508.9098 | 51.41% | 2017-07-12 06:00 | 7 | 12 | 6 | 7 | 12 | 5 | 20.885 | 20.885 | 0 | 20.885 | 20.885 | 0
[48 empty] | 2017-08-12 07:00 | 8 | 12 | 7 | 846.6356 | 85.52% | 2017-07-12 07:00 | 7 | 12 | 7 | 7 | 12 | 6 | 21.18 | 21.18 | 0 | 21.18 | 21.18 | 0
[48 empty] | 2017-08-12 08:00 | 8 | 12 | 8 | 955.9255 | 96.56% | 2017-07-12 08:00 | 7 | 12 | 8 | 7 | 12 | 7 | 21.2225 | 21.2225 | 0 | 21.2225 | 21.2225 | 0
[48 empty] | 2017-08-12 09:00 | 8 | 12 | 9 | 937.5755 | 94.7% | 2017-07-12 09:00 | 7 | 12 | 9 | 7 | 12 | 8 | 21.1775 | 21.3325 | 0 | 21.335 | 21.1925 | 0
[48 empty] | 2017-08-12 10:00 | 8 | 12 | 10 | 958.887 | 96.86% | 2017-07-12 10:00 | 7 | 12 | 10 | 7 | 12 | 9 | 21.845 | 21.145 | 0 | 21.22 | 21.6375 | 0
[48 empty] | 2017-08-12 11:00 | 8 | 12 | 11 | 921.131 | 93.04% | 2017-07-12 11:00 | 7 | 12 | 11 | 7 | 12 | 10 | 24.0175 | 22.55 | 0 | 22.675 | 23.6125 | 0
[48 empty] | 2017-08-12 12:00 | 8 | 12 | 12 | 927.3349 | 93.67% | 2017-07-12 12:00 | 7 | 12 | 12 | 7 | 12 | 11 | 27.3475 | 26.465 | 0 | 26.5225 | 27.08 | 0
[48 empty] | 2017-08-12 13:00 | 8 | 12 | 13 | 934.6972 | 94.41% | 2017-07-12 13:00 | 7 | 12 | 13 | 7 | 12 | 12 | 32.3775 | 32.705 | 0 | 32.7125 | 32.4125 | 0
[48 empty] | 2017-08-12 14:00 | 8 | 12 | 14 | 905.4983 | 91.46% | 2017-07-12 14:00 | 7 | 12 | 14 | 7 | 12 | 13 | 32.3875 | 32.57 | 0 | 32.595 | 32.4125 | 0
[48 empty] | 2017-08-12 15:00 | 8 | 12 | 15 | 927.3169 | 93.67% | 2017-07-12 15:00 | 7 | 12 | 15 | 7 | 12 | 14 | 33.23 | 33.47 | 0 | 33.7675 | 33.23 | 0
[48 empty] | 2017-08-12 16:00 | 8 | 12 | 16 | 795.3116 | 80.33% | 2017-07-12 16:00 | 7 | 12 | 16 | 7 | 12 | 15 | 30.6525 | 30.8925 | 0 | 31.3225 | 30.635 | 0
[48 empty] | 2017-08-12 17:00 | 8 | 12 | 17 | 458.8978 | 46.35% | 2017-07-12 17:00 | 7 | 12 | 17 | 7 | 12 | 16 | 31.7825 | 32.96 | 0 | 35.0425 | 31.7 | 0
[48 empty] | 2017-08-12 18:00 | 8 | 12 | 18 | 18.807 | 1.9% | 2017-07-12 18:00 | 7 | 12 | 18 | 7 | 12 | 17 | 30.235 | 30.3975 | 0 | 30.6925 | 30.22 | 0
[48 empty] | 2017-08-12 19:00 | 8 | 12 | 19 | 0 | 0% | 2017-07-12 19:00 | 7 | 12 | 19 | 7 | 12 | 18 | 29.265 | 29.4475 | 0 | 29.7625 | 29.255 | 0
[48 empty] | 2017-08-12 20:00 | 8 | 12 | 20 | 0 | 0% | 2017-07-12 20:00 | 7 | 12 | 20 | 7 | 12 | 19 | 27.44 | 28.475 | 0 | 30.2575 | 27.365 | 0
[48 empty] | 2017-08-12 21:00 | 8 | 12 | 21 | 0 | 0% | 2017-07-12 21:00 | 7 | 12 | 21 | 7 | 12 | 20 | 27.4 | 27.95 | 0 | 28.8975 | 27.36 | 0
[48 empty] | 2017-08-12 22:00 | 8 | 12 | 22 | 0 | 0% | 2017-07-12 22:00 | 7 | 12 | 22 | 7 | 12 | 21 | 27.52 | 27.52 | 0 | 27.52 | 27.52 | 0
[48 empty] | 2017-08-12 23:00 | 8 | 12 | 23 | 0 | 0% | 2017-07-12 23:00 | 7 | 12 | 23 | 7 | 12 | 22 | 22.56 | 22.44 | 0 | 22.4475 | 22.53 | 0
[48 empty] | 2017-08-13 | 8 | 13 | 0 | 0 | 0% | 2017-07-13 | 7 | 13 | 0 | 7 | 12 | 23 | 21.22 | 20.9625 | 0 | 20.98 | 21.1575 | 0
[48 empty] | 2017-08-13 01:00 | 8 | 13 | 1 | 0 | 0% | 2017-07-13 01:00 | 7 | 13 | 1 | 7 | 13 | 0 | 20.6675 | 20.6675 | 0 | 20.6675 | 20.6675 | 0
[48 empty] | 2017-08-13 02:00 | 8 | 13 | 2 | 0 | 0% | 2017-07-13 02:00 | 7 | 13 | 2 | 7 | 13 | 1 | 20.6525 | 20.6525 | 0 | 20.6525 | 20.6525 | 0
[48 empty] | 2017-08-13 03:00 | 8 | 13 | 3 | 0 | 0% | 2017-07-13 03:00 | 7 | 13 | 3 | 7 | 13 | 2 | 20.2975 | 20.2975 | 0 | 20.2975 | 20.2975 | 0
[48 empty] | 2017-08-13 04:00 | 8 | 13 | 4 | 0 | 0% | 2017-07-13 04:00 | 7 | 13 | 4 | 7 | 13 | 3 | 20.0475 | 20.0475 | 0 | 20.0475 | 20.0475 | 0
[48 empty] | 2017-08-13 05:00 | 8 | 13 | 5 | 0 | 0% | 2017-07-13 05:00 | 7 | 13 | 5 | 7 | 13 | 4 | 19.8725 | 19.8725 | 0 | 19.8725 | 19.8725 | 0
[48 empty] | 2017-08-13 06:00 | 8 | 13 | 6 | 523.8524 | 52.91% | 2017-07-13 06:00 | 7 | 13 | 6 | 7 | 13 | 5 | 20.38 | 20.38 | 0 | 20.38 | 20.38 | 0
[48 empty] | 2017-08-13 07:00 | 8 | 13 | 7 | 787.4442 | 79.54% | 2017-07-13 07:00 | 7 | 13 | 7 | 7 | 13 | 6 | 21.0125 | 21.0125 | 0 | 21.0125 | 21.0125 | 0
[48 empty] | 2017-08-13 08:00 | 8 | 13 | 8 | 921.5873 | 93.09% | 2017-07-13 08:00 | 7 | 13 | 8 | 7 | 13 | 7 | 21.0475 | 21.0475 | 0 | 21.0475 | 21.0475 | 0
[48 empty] | 2017-08-13 09:00 | 8 | 13 | 9 | 934.3768 | 94.38% | 2017-07-13 09:00 | 7 | 13 | 9 | 7 | 13 | 8 | 21.6725 | 21.6725 | 0 | 21.6725 | 21.6725 | 0
[48 empty] | 2017-08-13 10:00 | 8 | 13 | 10 | 942.4575 | 95.2% | 2017-07-13 10:00 | 7 | 13 | 10 | 7 | 13 | 9 | 23.35 | 23.39 | 0 | 23.3925 | 23.3525 | 0
[48 empty] | 2017-08-13 11:00 | 8 | 13 | 11 | 926.5528 | 93.59% | 2017-07-13 11:00 | 7 | 13 | 11 | 7 | 13 | 10 | 28.965 | 29.3225 | 0 | 29.3325 | 29 | 0
[48 empty] | 2017-08-13 12:00 | 8 | 13 | 12 | 932.1162 | 94.15% | 2017-07-13 12:00 | 7 | 13 | 12 | 7 | 13 | 11 | 31.92 | 32.0675 | 0 | 32.0725 | 31.935 | 0
[48 empty] | 2017-08-13 13:00 | 8 | 13 | 13 | 948.5639 | 95.81% | 2017-07-13 13:00 | 7 | 13 | 13 | 7 | 13 | 12 | 44.64 | 45.36 | 0 | 45.38 | 44.71 | 0
[48 empty] | 2017-08-13 14:00 | 8 | 13 | 14 | 924.6883 | 93.4% | 2017-07-13 14:00 | 7 | 13 | 14 | 7 | 13 | 13 | 36.71 | 37.365 | 0 | 37.385 | 36.7525 | 0
[48 empty] | 2017-08-13 15:00 | 8 | 13 | 15 | 874.1025 | 88.29% | 2017-07-13 15:00 | 7 | 13 | 15 | 7 | 13 | 14 | 42.4025 | 42.17 | 0 | 42.17 | 42.1625 | 0
[48 empty] | 2017-08-13 16:00 | 8 | 13 | 16 | 738.3569 | 74.58% | 2017-07-13 16:00 | 7 | 13 | 16 | 7 | 13 | 15 | 39.7575 | 40.085 | 0 | 40.09 | 39.79 | 0
[48 empty] | 2017-08-13 17:00 | 8 | 13 | 17 | 373.1224 | 37.69% | 2017-07-13 17:00 | 7 | 13 | 17 | 7 | 13 | 16 | 33.4125 | 33.6325 | 0 | 33.665 | 33.43 | 0
[48 empty] | 2017-08-13 18:00 | 8 | 13 | 18 | 12.7406 | 1.287% | 2017-07-13 18:00 | 7 | 13 | 18 | 7 | 13 | 17 | 32.73 | 32.87 | 0 | 32.95 | 33.305 | 0
[48 empty] | 2017-08-13 19:00 | 8 | 13 | 19 | 0 | 0% | 2017-07-13 19:00 | 7 | 13 | 19 | 7 | 13 | 18 | 31.065 | 31.685 | 0 | 32.7525 | 31.02 | 0
[48 empty] | 2017-08-13 20:00 | 8 | 13 | 20 | 0 | 0% | 2017-07-13 20:00 | 7 | 13 | 20 | 7 | 13 | 19 | 29.7575 | 30.145 | 0 | 30.82 | 29.73 | 0
[48 empty] | 2017-08-13 21:00 | 8 | 13 | 21 | 0 | 0% | 2017-07-13 21:00 | 7 | 13 | 21 | 7 | 13 | 20 | 29.4325 | 29.4325 | 0 | 29.4325 | 29.4325 | 0
[48 empty] | 2017-08-13 22:00 | 8 | 13 | 22 | 0 | 0% | 2017-07-13 22:00 | 7 | 13 | 22 | 7 | 13 | 21 | 29.8825 | 29.8825 | 0 | 29.8825 | 29.8825 | 0
[48 empty] | 2017-08-13 23:00 | 8 | 13 | 23 | 0 | 0% | 2017-07-13 23:00 | 7 | 13 | 23 | 7 | 13 | 22 | 27.275 | 27.275 | 0 | 27.275 | 27.275 | 0
[48 empty] | 2017-08-14 | 8 | 14 | 0 | 0 | 0% | 2017-07-14 | 7 | 14 | 0 | 7 | 13 | 23 | 22.685 | 22.685 | 0 | 22.685 | 22.685 | 0
[48 empty] | 2017-08-14 01:00 | 8 | 14 | 1 | 0 | 0% | 2017-07-14 01:00 | 7 | 14 | 1 | 7 | 14 | 0 | 21.4225 | 21.4225 | 0 | 21.4225 | 21.4225 | 0
[48 empty] | 2017-08-14 02:00 | 8 | 14 | 2 | 0 | 0% | 2017-07-14 02:00 | 7 | 14 | 2 | 7 | 14 | 1 | 21.0025 | 21.0025 | 0 | 21.0025 | 21.0025 | 0
[48 empty] | 2017-08-14 03:00 | 8 | 14 | 3 | 0 | 0% | 2017-07-14 03:00 | 7 | 14 | 3 | 7 | 14 | 2 | 20.5225 | 20.5225 | 0 | 20.5225 | 20.5225 | 0
[48 empty] | 2017-08-14 04:00 | 8 | 14 | 4 | 0 | 0% | 2017-07-14 04:00 | 7 | 14 | 4 | 7 | 14 | 3 | 20.335 | 20.335 | 0 | 20.335 | 20.335 | 0
[48 empty] | 2017-08-14 05:00 | 8 | 14 | 5 | 0 | 0% | 2017-07-14 05:00 | 7 | 14 | 5 | 7 | 14 | 4 | 20.41 | 20.41 | 0 | 20.41 | 20.41 | 0
[48 empty] | 2017-08-14 06:00 | 8 | 14 | 6 | 464.6743 | 46.94% | 2017-07-14 06:00 | 7 | 14 | 6 | 7 | 14 | 5 | 20.865 | 20.865 | 0 | 20.865 | 20.865 | 0
[48 empty] | 2017-08-14 07:00 | 8 | 14 | 7 | 777.9457 | 78.58% | 2017-07-14 07:00 | 7 | 14 | 7 | 7 | 14 | 6 | 21.15 | 21.15 | 0 | 21.15 | 21.15 | 0
[48 empty] | 2017-08-14 08:00 | 8 | 14 | 8 | 914.0369 | 92.33% | 2017-07-14 08:00 | 7 | 14 | 8 | 7 | 14 | 7 | 21.9225 | 21.9225 | 0 | 21.9225 | 21.9225 | 0
[48 empty] | 2017-08-14 09:00 | 8 | 14 | 9 | 946.3229 | 95.59% | 2017-07-14 09:00 | 7 | 14 | 9 | 7 | 14 | 8 | 28.1475 | 28.1475 | 0 | 28.1475 | 28.1475 | 0
[48 empty] | 2017-08-14 10:00 | 8 | 14 | 10 | 920.6329 | 92.99% | 2017-07-14 10:00 | 7 | 14 | 10 | 7 | 14 | 9 | 29.61 | 29.61 | 0 | 29.61 | 29.61 | 0
[48 empty] | 2017-08-14 11:00 | 8 | 14 | 11 | 915.7066 | 92.5% | 2017-07-14 11:00 | 7 | 14 | 11 | 7 | 14 | 10 | 34.07 | 34.07 | 0 | 34.07 | 34.07 | 0
[48 empty] | 2017-08-14 12:00 | 8 | 14 | 12 | 924.1388 | 93.35% | 2017-07-14 12:00 | 7 | 14 | 12 | 7 | 14 | 11 | 106.1325 | 106.1325 | 0 | 106.1325 | 106.1325 | 0
[48 empty] | 2017-08-14 13:00 | 8 | 14 | 13 | 927.7135 | 93.71% | 2017-07-14 13:00 | 7 | 14 | 13 | 7 | 14 | 12 | 47.7975 | 47.7975 | 0 | 47.7975 | 47.7975 | 0
[48 empty] | 2017-08-14 14:00 | 8 | 14 | 14 | 931.4548 | 94.09% | 2017-07-14 14:00 | 7 | 14 | 14 | 7 | 14 | 13 | 44.16 | 44.16 | 0 | 44.16 | 44.16 | 0
[48 empty] | 2017-08-14 15:00 | 8 | 14 | 15 | 836.8541 | 84.53% | 2017-07-14 15:00 | 7 | 14 | 15 | 7 | 14 | 14 | 42.3825 | 42.3825 | 0 | 42.3825 | 42.3825 | 0
[48 empty] | 2017-08-14 16:00 | 8 | 14 | 16 | 681.3932 | 68.83% | 2017-07-14 16:00 | 7 | 14 | 16 | 7 | 14 | 15 | 34.6275 | 34.6275 | 0 | 34.6275 | 34.6275 | 0
[48 empty] | 2017-08-14 17:00 | 8 | 14 | 17 | 351.8007 | 35.54% | 2017-07-14 17:00 | 7 | 14 | 17 | 7 | 14 | 16 | 35.47 | 35.5625 | 0 | 35.56 | 35.5025 | 0
[48 empty] | 2017-08-14 18:00 | 8 | 14 | 18 | 11.1054 | 1.122% | 2017-07-14 18:00 | 7 | 14 | 18 | 7 | 14 | 17 | 34.6975 | 34.8075 | 0 | 34.8075 | 34.7325 | 0
[48 empty] | 2017-08-14 19:00 | 8 | 14 | 19 | 0 | 0% | 2017-07-14 19:00 | 7 | 14 | 19 | 7 | 14 | 18 | 35.305 | 35.3275 | 0 | 35.3275 | 35.3275 | 0
[48 empty] | 2017-08-14 20:00 | 8 | 14 | 20 | 0 | 0% | 2017-07-14 20:00 | 7 | 14 | 20 | 7 | 14 | 19 | 31.82 | 31.96 | 0 | 31.96 | 31.9625 | 0
[48 empty] | 2017-08-14 21:00 | 8 | 14 | 21 | 0 | 0% | 2017-07-14 21:00 | 7 | 14 | 21 | 7 | 14 | 20 | 31.9075 | 31.9075 | 0 | 31.9075 | 31.9075 | 0
[48 empty] | 2017-08-14 22:00 | 8 | 14 | 22 | 0 | 0% | 2017-07-14 22:00 | 7 | 14 | 22 | 7 | 14 | 21 | 31.67 | 31.67 | 0 | 31.67 | 31.67 | 0
[48 empty] | 2017-08-14 23:00 | 8 | 14 | 23 | 0 | 0% | 2017-07-14 23:00 | 7 | 14 | 23 | 7 | 14 | 22 | 31.595 | 31.595 | 0 | 31.595 | 31.595 | 0
[48 empty] | 2017-08-15 | 8 | 15 | 0 | 0 | 0% | 2017-07-15 | 7 | 15 | 0 | 7 | 14 | 23 | 27.7125 | 27.685 | 0 | 27.685 | 27.7 | 0
[48 empty] | 2017-08-15 01:00 | 8 | 15 | 1 | 0 | 0% | 2017-07-15 01:00 | 7 | 15 | 1 | 7 | 15 | 0 | 23.9825 | 23.9825 | 0 | 23.9825 | 23.9825 | 0
[48 empty] | 2017-08-15 02:00 | 8 | 15 | 2 | 0 | 0% | 2017-07-15 02:00 | 7 | 15 | 2 | 7 | 15 | 1 | 21.415 | 21.415 | 0 | 21.415 | 21.415 | 0
[48 empty] | 2017-08-15 03:00 | 8 | 15 | 3 | 0 | 0% | 2017-07-15 03:00 | 7 | 15 | 3 | 7 | 15 | 2 | 21.0025 | 21.0025 | 0 | 21.0025 | 21.0025 | 0
[48 empty] | 2017-08-15 04:00 | 8 | 15 | 4 | 0 | 0% | 2017-07-15 04:00 | 7 | 15 | 4 | 7 | 15 | 3 | 20.825 | 20.825 | 0 | 20.825 | 20.825 | 0
[48 empty] | 2017-08-15 05:00 | 8 | 15 | 5 | 0 | 0% | 2017-07-15 05:00 | 7 | 15 | 5 | 7 | 15 | 4 | 20.6025 | 20.6025 | 0 | 20.6025 | 20.6025 | 0
[48 empty] | 2017-08-15 06:00 | 8 | 15 | 6 | 434.0801 | 43.85% | 2017-07-15 06:00 | 7 | 15 | 6 | 7 | 15 | 5 | 20.8475 | 20.8475 | 0 | 20.8475 | 20.8475 | 0
[48 empty] | 2017-08-15 07:00 | 8 | 15 | 7 | 813.0639 | 82.13% | 2017-07-15 07:00 | 7 | 15 | 7 | 7 | 15 | 6 | 20.9125 | 20.9125 | 0 | 20.9125 | 20.9125 | 0
[48 empty] | 2017-08-15 08:00 | 8 | 15 | 8 | 903.4172 | 91.25% | 2017-07-15 08:00 | 7 | 15 | 8 | 7 | 15 | 7 | 21.1375 | 21.1375 | 0 | 21.1375 | 21.1375 | 0
[48 empty] | 2017-08-15 09:00 | 8 | 15 | 9 | 930.7223 | 94.01% | 2017-07-15 09:00 | 7 | 15 | 9 | 7 | 15 | 8 | 24.985 | 24.985 | 0 | 24.985 | 24.985 | 0
[48 empty] | 2017-08-15 10:00 | 8 | 15 | 10 | 935.6101 | 94.51% | 2017-07-15 10:00 | 7 | 15 | 10 | 7 | 15 | 9 | 28.2825 | 28.2825 | 0 | 28.2825 | 28.2825 | 0
[48 empty] | 2017-08-15 11:00 | 8 | 15 | 11 | 923.3254 | 93.27% | 2017-07-15 11:00 | 7 | 15 | 11 | 7 | 15 | 10 | 28.9275 | 28.9275 | 0 | 28.9275 | 28.9275 | 0
[48 empty] | 2017-08-15 12:00 | 8 | 15 | 12 | 926.6286 | 93.6% | 2017-07-15 12:00 | 7 | 15 | 12 | 7 | 15 | 11 | 31.085 | 31.085 | 0 | 31.085 | 31.085 | 0
[48 empty] | 2017-08-15 13:00 | 8 | 15 | 13 | 953.9547 | 96.36% | 2017-07-15 13:00 | 7 | 15 | 13 | 7 | 15 | 12 | 32.8825 | 32.8825 | 0 | 32.8825 | 32.8825 | 0
[48 empty] | 2017-08-15 14:00 | 8 | 15 | 14 | 930.4445 | 93.98% | 2017-07-15 14:00 | 7 | 15 | 14 | 7 | 15 | 13 | 35.205 | 35.205 | 0 | 35.205 | 35.205 | 0
[48 empty] | 2017-08-15 15:00 | 8 | 15 | 15 | 887.7042 | 89.67% | 2017-07-15 15:00 | 7 | 15 | 15 | 7 | 15 | 14 | 36.445 | 36.4775 | 0 | 36.4775 | 36.455 | 0
[48 empty] | 2017-08-15 16:00 | 8 | 15 | 16 | 757.8795 | 76.55% | 2017-07-15 16:00 | 7 | 15 | 16 | 7 | 15 | 15 | 32.6575 | 31.115 | 0 | 31.1375 | 32.035 | 0
[48 empty] | 2017-08-15 17:00 | 8 | 15 | 17 | 303.9036 | 30.7% | 2017-07-15 17:00 | 7 | 15 | 17 | 7 | 15 | 16 | 32.17 | 31.005 | 0 | 31.0225 | 31.7675 | 0
[48 empty] | 2017-08-15 18:00 | 8 | 15 | 18 | 11.9862 | 1.211% | 2017-07-15 18:00 | 7 | 15 | 18 | 7 | 15 | 17 | 31.115 | 31.0075 | 0 | 31.0075 | 31.0825 | 0
[48 empty] | 2017-08-15 19:00 | 8 | 15 | 19 | 0 | 0% | 2017-07-15 19:00 | 7 | 15 | 19 | 7 | 15 | 18 | 30.645 | 30.645 | 0 | 30.645 | 30.645 | 0
[48 empty] | 2017-08-15 20:00 | 8 | 15 | 20 | 0 | 0% | 2017-07-15 20:00 | 7 | 15 | 20 | 7 | 15 | 19 | 27.9875 | 27.9875 | 0 | 27.9875 | 27.9875 | 0
[48 empty] | 2017-08-15 21:00 | 8 | 15 | 21 | 0 | 0% | 2017-07-15 21:00 | 7 | 15 | 21 | 7 | 15 | 20 | 26.5875 | 26.5875 | 0 | 26.5875 | 26.5875 | 0
[48 empty] | 2017-08-15 22:00 | 8 | 15 | 22 | 0 | 0% | 2017-07-15 22:00 | 7 | 15 | 22 | 7 | 15 | 21 | 23.355 | 23.355 | 0 | 23.355 | 23.355 | 0
[48 empty] | 2017-08-15 23:00 | 8 | 15 | 23 | 0 | 0% | 2017-07-15 23:00 | 7 | 15 | 23 | 7 | 15 | 22 | 23.89 | 23.89 | 0 | 23.89 | 23.89 | 0
[48 empty] | 2017-08-16 | 8 | 16 | 0 | 0 | 0% | 2017-07-16 | 7 | 16 | 0 | 7 | 15 | 23 | 21.365 | 21.365 | 0 | 21.365 | 21.365 | 0
[48 empty] | 2017-08-16 01:00 | 8 | 16 | 1 | 0 | 0% | 2017-07-16 01:00 | 7 | 16 | 1 | 7 | 16 | 0 | 20.8625 | 20.8625 | 0 | 20.8625 | 20.8625 | 0
[48 empty] | 2017-08-16 02:00 | 8 | 16 | 2 | 0 | 0% | 2017-07-16 02:00 | 7 | 16 | 2 | 7 | 16 | 1 | 19.7825 | 19.7825 | 0 | 19.7825 | 19.7825 | 0
[48 empty] | 2017-08-16 03:00 | 8 | 16 | 3 | 0 | 0% | 2017-07-16 03:00 | 7 | 16 | 3 | 7 | 16 | 2 | 19.2575 | 19.2575 | 0 | 19.2575 | 19.2575 | 0
[48 empty] | 2017-08-16 04:00 | 8 | 16 | 4 | 0 | 0% | 2017-07-16 04:00 | 7 | 16 | 4 | 7 | 16 | 3 | 19.23 | 19.23 | 0 | 19.23 | 19.23 | 0
[48 empty] | 2017-08-16 05:00 | 8 | 16 | 5 | 29.0698 | 2.936% | 2017-07-16 05:00 | 7 | 16 | 5 | 7 | 16 | 4 | 19.43 | 19.43 | 0 | 19.43 | 19.43 | 0
[48 empty] | 2017-08-16 06:00 | 8 | 16 | 6 | 478.1263 | 48.3% | 2017-07-16 06:00 | 7 | 16 | 6 | 7 | 16 | 5 | 19.3925 | 19.3925 | 0 | 19.3925 | 19.3925 | 0
[48 empty] | 2017-08-16 07:00 | 8 | 16 | 7 | 872.6703 | 88.15% | 2017-07-16 07:00 | 7 | 16 | 7 | 7 | 16 | 6 | 19.6725 | 19.6725 | 0 | 19.6725 | 19.6725 | 0
[48 empty] | 2017-08-16 08:00 | 8 | 16 | 8 | 936.2453 | 94.57% | 2017-07-16 08:00 | 7 | 16 | 8 | 7 | 16 | 7 | 20.235 | 20.235 | 0 | 20.235 | 20.235 | 0
[48 empty] | 2017-08-16 09:00 | 8 | 16 | 9 | 955.1922 | 96.48% | 2017-07-16 09:00 | 7 | 16 | 9 | 7 | 16 | 8 | 21.2175 | 21.2175 | 0 | 21.2175 | 21.2175 | 0
[48 empty] | 2017-08-16 10:00 | 8 | 16 | 10 | 966.6447 | 97.64% | 2017-07-16 10:00 | 7 | 16 | 10 | 7 | 16 | 9 | 23.25 | 23.25 | 0 | 23.25 | 23.25 | 0
[48 empty] | 2017-08-16 11:00 | 8 | 16 | 11 | 838.1327 | 84.66% | 2017-07-16 11:00 | 7 | 16 | 11 | 7 | 16 | 10 | 27.05 | 27.05 | 0 | 27.05 | 27.05 | 0
[48 empty] | 2017-08-16 12:00 | 8 | 16 | 12 | 891.0513 | 90.01% | 2017-07-16 12:00 | 7 | 16 | 12 | 7 | 16 | 11 | 30.13 | 30.13 | 0 | 30.13 | 30.13 | 0
[48 empty] | 2017-08-16 13:00 | 8 | 16 | 13 | 929.6006 | 93.9% | 2017-07-16 13:00 | 7 | 16 | 13 | 7 | 16 | 12 | 30.69 | 30.69 | 0 | 30.69 | 30.69 | 0
[48 empty] | 2017-08-16 14:00 | 8 | 16 | 14 | 807.0336 | 81.52% | 2017-07-16 14:00 | 7 | 16 | 14 | 7 | 16 | 13 | 40 | 40 | 0 | 40 | 40 | 0
[48 empty] | 2017-08-16 15:00 | 8 | 16 | 15 | 808.6647 | 81.68% | 2017-07-16 15:00 | 7 | 16 | 15 | 7 | 16 | 14 | 34.925 | 34.925 | 0 | 34.925 | 34.925 | 0
[48 empty] | 2017-08-16 16:00 | 8 | 16 | 16 | 768.8764 | 77.66% | 2017-07-16 16:00 | 7 | 16 | 16 | 7 | 16 | 15 | 211.015 | 211.015 | 0 | 211.015 | 211.015 | 0
[48 empty] | 2017-08-16 17:00 | 8 | 16 | 17 | 310.0067 | 31.31% | 2017-07-16 17:00 | 7 | 16 | 17 | 7 | 16 | 16 | 65.23 | 65.23 | 0 | 65.23 | 65.23 | 0
[48 empty] | 2017-08-16 18:00 | 8 | 16 | 18 | 0 | 0% | 2017-07-16 18:00 | 7 | 16 | 18 | 7 | 16 | 17 | 37.805 | 37.805 | 0 | 37.805 | 37.805 | 0
[48 empty] | 2017-08-16 19:00 | 8 | 16 | 19 | 0 | 0% | 2017-07-16 19:00 | 7 | 16 | 19 | 7 | 16 | 18 | 50.685 | 50.685 | 0 | 50.685 | 50.685 | 0
[48 empty] | 2017-08-16 20:00 | 8 | 16 | 20 | 0 | 0% | 2017-07-16 20:00 | 7 | 16 | 20 | 7 | 16 | 19 | 33.365 | 33.365 | 0 | 33.365 | 33.365 | 0
[48 empty] | 2017-08-16 21:00 | 8 | 16 | 21 | 0 | 0% | 2017-07-16 21:00 | 7 | 16 | 21 | 7 | 16 | 20 | 31.44 | 31.44 | 0 | 31.44 | 31.44 | 0
[48 empty] | 2017-08-16 22:00 | 8 | 16 | 22 | 0 | 0% | 2017-07-16 22:00 | 7 | 16 | 22 | 7 | 16 | 21 | 29.8825 | 29.8825 | 0 | 29.8825 | 29.8825 | 0
[48 empty] | 2017-08-16 23:00 | 8 | 16 | 23 | 0 | 0% | 2017-07-16 23:00 | 7 | 16 | 23 | 7 | 16 | 22 | 28.97 | 28.97 | 0 | 28.97 | 28.97 | 0
[48 empty] | 2017-08-17 | 8 | 17 | 0 | 0 | 0% | 2017-07-17 | 7 | 17 | 0 | 7 | 16 | 23 | 23.9225 | 23.9225 | 0 | 23.9225 | 23.9225 | 0
[48 empty] | 2017-08-17 01:00 | 8 | 17 | 1 | 0 | 0% | 2017-07-17 01:00 | 7 | 17 | 1 | 7 | 17 | 0 | 21.4225 | 21.4225 | 0 | 21.4225 | 21.4225 | 0
[48 empty] | 2017-08-17 02:00 | 8 | 17 | 2 | 0 | 0% | 2017-07-17 02:00 | 7 | 17 | 2 | 7 | 17 | 1 | 21.0175 | 21.0175 | 0 | 21.0175 | 21.0175 | 0
[48 empty] | 2017-08-17 03:00 | 8 | 17 | 3 | 0 | 0% | 2017-07-17 03:00 | 7 | 17 | 3 | 7 | 17 | 2 | 20.7625 | 20.7625 | 0 | 20.7625 | 20.7625 | 0
[48 empty] | 2017-08-17 04:00 | 8 | 17 | 4 | 0 | 0% | 2017-07-17 04:00 | 7 | 17 | 4 | 7 | 17 | 3 | 20.85 | 20.85 | 0 | 20.85 | 20.85 | 0
[48 empty] | 2017-08-17 05:00 | 8 | 17 | 5 | 5.6559 | 0.5713% | 2017-07-17 05:00 | 7 | 17 | 5 | 7 | 17 | 4 | 20.9575 | 20.9575 | 0 | 20.9575 | 20.9575 | 0
[48 empty] | 2017-08-17 06:00 | 8 | 17 | 6 | 178.7392 | 18.05% | 2017-07-17 06:00 | 7 | 17 | 6 | 7 | 17 | 5 | 21.0825 | 21.0825 | 0 | 21.0825 | 21.0825 | 0
[48 empty] | 2017-08-17 07:00 | 8 | 17 | 7 | 477.5812 | 48.24% | 2017-07-17 07:00 | 7 | 17 | 7 | 7 | 17 | 6 | 21.205 | 21.205 | 0 | 21.205 | 21.205 | 0
[48 empty] | 2017-08-17 08:00 | 8 | 17 | 8 | 675.7301 | 68.26% | 2017-07-17 08:00 | 7 | 17 | 8 | 7 | 17 | 7 | 21.8575 | 21.8575 | 0 | 21.8575 | 21.8575 | 0
[48 empty] | 2017-08-17 09:00 | 8 | 17 | 9 | 434.4983 | 43.89% | 2017-07-17 09:00 | 7 | 17 | 9 | 7 | 17 | 8 | 27.8225 | 27.8225 | 0 | 27.8225 | 27.8225 | 0
[48 empty] | 2017-08-17 10:00 | 8 | 17 | 10 | 736.2451 | 74.37% | 2017-07-17 10:00 | 7 | 17 | 10 | 7 | 17 | 9 | 29.0275 | 29.0275 | 0 | 29.0275 | 29.0275 | 0
[48 empty] | 2017-08-17 11:00 | 8 | 17 | 11 | 566.1778 | 57.19% | 2017-07-17 11:00 | 7 | 17 | 11 | 7 | 17 | 10 | 34.23 | 34.23 | 0 | 34.23 | 34.23 | 0
[48 empty] | 2017-08-17 12:00 | 8 | 17 | 12 | 882.769 | 89.17% | 2017-07-17 12:00 | 7 | 17 | 12 | 7 | 17 | 11 | 35.055 | 35.055 | 0 | 35.055 | 35.055 | 0
[48 empty] | 2017-08-17 13:00 | 8 | 17 | 13 | 899.6275 | 90.87% | 2017-07-17 13:00 | 7 | 17 | 13 | 7 | 17 | 12 | 45.0425 | 45.0425 | 0 | 45.0425 | 45.0425 | 0
[48 empty] | 2017-08-17 14:00 | 8 | 17 | 14 | 923.1145 | 93.24% | 2017-07-17 14:00 | 7 | 17 | 14 | 7 | 17 | 13 | 191.8 | 191.8 | 0 | 191.8 | 191.8 | 0
[48 empty] | 2017-08-17 15:00 | 8 | 17 | 15 | 868.878 | 87.77% | 2017-07-17 15:00 | 7 | 17 | 15 | 7 | 17 | 14 | 86.1275 | 86.1275 | 0 | 86.1275 | 86.1275 | 0
[48 empty] | 2017-08-17 16:00 | 8 | 17 | 16 | 775.8285 | 78.37% | 2017-07-17 16:00 | 7 | 17 | 16 | 7 | 17 | 15 | 71.2875 | 71.2875 | 0 | 71.2875 | 71.2875 | 0
[48 empty] | 2017-08-17 17:00 | 8 | 17 | 17 | 430.8556 | 43.52% | 2017-07-17 17:00 | 7 | 17 | 17 | 7 | 17 | 16 | 47.065 | 47.065 | 0 | 47.065 | 47.065 | 0
[48 empty] | 2017-08-17 18:00 | 8 | 17 | 18 | 5.16 | 0.5212% | 2017-07-17 18:00 | 7 | 17 | 18 | 7 | 17 | 17 | 36.9025 | 36.9025 | 0 | 36.9025 | 36.9025 | 0
[48 empty] | 2017-08-17 19:00 | 8 | 17 | 19 | 0 | 0% | 2017-07-17 19:00 | 7 | 17 | 19 | 7 | 17 | 18 | 34.6475 | 34.6475 | 0 | 34.6475 | 34.6475 | 0
[48 empty] | 2017-08-17 20:00 | 8 | 17 | 20 | 0 | 0% | 2017-07-17 20:00 | 7 | 17 | 20 | 7 | 17 | 19 | 30.2025 | 30.2025 | 0 | 30.2025 | 30.2025 | 0
[48 empty] | 2017-08-17 21:00 | 8 | 17 | 21 | 0 | 0% | 2017-07-17 21:00 | 7 | 17 | 21 | 7 | 17 | 20 | 30.2775 | 30.2775 | 0 | 30.2775 | 30.2775 | 0
[48 empty] | 2017-08-17 22:00 | 8 | 17 | 22 | 0 | 0% | 2017-07-17 22:00 | 7 | 17 | 22 | 7 | 17 | 21 | 29.0125 | 29.0125 | 0 | 29.0125 | 29.0125 | 0
[48 empty] | 2017-08-17 23:00 | 8 | 17 | 23 | 0 | 0% | 2017-07-17 23:00 | 7 | 17 | 23 | 7 | 17 | 22 | 26.52 | 26.8875 | 0 | 26.895 | 26.6425 | 0
[48 empty] | 2017-08-18 | 8 | 18 | 0 | 0 | 0% | 2017-07-18 | 7 | 18 | 0 | 7 | 17 | 23 | 22.1375 | 22.0875 | 0 | 22.09 | 22.13 | 0
[48 empty] | 2017-08-18 01:00 | 8 | 18 | 1 | 0 | 0% | 2017-07-18 01:00 | 7 | 18 | 1 | 7 | 18 | 0 | 21.1625 | 21.1475 | 0 | 21.15 | 21.1575 | 0
[48 empty] | 2017-08-18 02:00 | 8 | 18 | 2 | 0 | 0% | 2017-07-18 02:00 | 7 | 18 | 2 | 7 | 18 | 1 | 20.82 | 20.82 | 0 | 20.82 | 20.82 | 0
[48 empty] | 2017-08-18 03:00 | 8 | 18 | 3 | 0 | 0% | 2017-07-18 03:00 | 7 | 18 | 3 | 7 | 18 | 2 | 19.9475 | 19.9475 | 0 | 19.9475 | 19.9475 | 0
[48 empty] | 2017-08-18 04:00 | 8 | 18 | 4 | 0 | 0% | 2017-07-18 04:00 | 7 | 18 | 4 | 7 | 18 | 3 | 19.495 | 19.495 | 0 | 19.495 | 19.495 | 0
[48 empty] | 2017-08-18 05:00 | 8 | 18 | 5 | 25.3751 | 2.563% | 2017-07-18 05:00 | 7 | 18 | 5 | 7 | 18 | 4 | 19.985 | 19.985 | 0 | 19.985 | 19.985 | 0
[48 empty] | 2017-08-18 06:00 | 8 | 18 | 6 | 457.9363 | 46.26% | 2017-07-18 06:00 | 7 | 18 | 6 | 7 | 18 | 5 | 20.7425 | 20.7425 | 0 | 20.7425 | 20.7425 | 0
[48 empty] | 2017-08-18 07:00 | 8 | 18 | 7 | 818.8646 | 82.71% | 2017-07-18 07:00 | 7 | 18 | 7 | 7 | 18 | 6 | 21.0075 | 21.0075 | 0 | 21.0075 | 21.0075 | 0
[48 empty] | 2017-08-18 08:00 | 8 | 18 | 8 | 969.8313 | 97.96% | 2017-07-18 08:00 | 7 | 18 | 8 | 7 | 18 | 7 | 21.1825 | 21.1825 | 0 | 21.1825 | 21.1825 | 0
[48 empty] | 2017-08-18 09:00 | 8 | 18 | 9 | 931.0863 | 94.05% | 2017-07-18 09:00 | 7 | 18 | 9 | 7 | 18 | 8 | 22.9675 | 22.9675 | 0 | 22.9675 | 22.9675 | 0
[48 empty] | 2017-08-18 10:00 | 8 | 18 | 10 | 950.8817 | 96.05% | 2017-07-18 10:00 | 7 | 18 | 10 | 7 | 18 | 9 | 26.0075 | 26.0075 | 0 | 26.0075 | 26.0075 | 0
[48 empty] | 2017-08-18 11:00 | 8 | 18 | 11 | 956.1019 | 96.58% | 2017-07-18 11:00 | 7 | 18 | 11 | 7 | 18 | 10 | 29.0675 | 29.0675 | 0 | 29.0675 | 29.0675 | 0
[48 empty] | 2017-08-18 12:00 | 8 | 18 | 12 | 951.5588 | 96.12% | 2017-07-18 12:00 | 7 | 18 | 12 | 7 | 18 | 11 | 30.2225 | 30.2225 | 0 | 30.2225 | 30.2225 | 0
[48 empty] | 2017-08-18 13:00 | 8 | 18 | 13 | 783.9855 | 79.19% | 2017-07-18 13:00 | 7 | 18 | 13 | 7 | 18 | 12 | 34.185 | 34.185 | 0 | 34.185 | 34.185 | 0
[48 empty] | 2017-08-18 14:00 | 8 | 18 | 14 | 929.7471 | 93.91% | 2017-07-18 14:00 | 7 | 18 | 14 | 7 | 18 | 13 | 39.21 | 39.21 | 0 | 39.21 | 39.21 | 0
[48 empty] | 2017-08-18 15:00 | 8 | 18 | 15 | 878.2695 | 88.71% | 2017-07-18 15:00 | 7 | 18 | 15 | 7 | 18 | 14 | 45.475 | 46.0025 | 0 | 46.94 | 45.435 | 0
[48 empty] | 2017-08-18 16:00 | 8 | 18 | 16 | 745.1339 | 75.27% | 2017-07-18 16:00 | 7 | 18 | 16 | 7 | 18 | 15 | 57.3825 | 62.8975 | 0 | 72.585 | 56.99 | 0
[48 empty] | 2017-08-18 17:00 | 8 | 18 | 17 | 358.9298 | 36.26% | 2017-07-18 17:00 | 7 | 18 | 17 | 7 | 18 | 16 | 49.865 | 54.0975 | 0 | 61.535 | 49.5575 | 0
[48 empty] | 2017-08-18 18:00 | 8 | 18 | 18 | 4.597 | 0.4643% | 2017-07-18 18:00 | 7 | 18 | 18 | 7 | 18 | 17 | 37.82 | 40.385 | 0 | 44.825 | 37.635 | 0
[48 empty] | 2017-08-18 19:00 | 8 | 18 | 19 | 0 | 0% | 2017-07-18 19:00 | 7 | 18 | 19 | 7 | 18 | 18 | 57.7975 | 65.935 | 0 | 78.925 | 57.855 | 0
[48 empty] | 2017-08-18 20:00 | 8 | 18 | 20 | 0 | 0% | 2017-07-18 20:00 | 7 | 18 | 20 | 7 | 18 | 19 | 35.3125 | 39.7475 | 0 | 46.3575 | 35.6375 | 0
[48 empty] | 2017-08-18 21:00 | 8 | 18 | 21 | 0 | 0% | 2017-07-18 21:00 | 7 | 18 | 21 | 7 | 18 | 20 | 32.6275 | 34.6775 | 0 | 37.8775 | 32.69 | 0
[48 empty] | 2017-08-18 22:00 | 8 | 18 | 22 | 0 | 0% | 2017-07-18 22:00 | 7 | 18 | 22 | 7 | 18 | 21 | 29.7025 | 30.46 | 0 | 31.7625 | 29.6475 | 0
[48 empty] | 2017-08-18 23:00 | 8 | 18 | 23 | 0 | 0% | 2017-07-18 23:00 | 7 | 18 | 23 | 7 | 18 | 22 | 24.7975 | 24.58 | 0 | 24.59 | 25.0325 | 0
[48 empty] | 2017-08-19 | 8 | 19 | 0 | 0 | 0% | 2017-07-19 | 7 | 19 | 0 | 7 | 18 | 23 | 22.075 | 21.215 | 0 | 21.2675 | 21.955 | 0
[48 empty] | 2017-08-19 01:00 | 8 | 19 | 1 | 0 | 0% | 2017-07-19 01:00 | 7 | 19 | 1 | 7 | 19 | 0 | 21.385 | 21.0925 | 0 | 21.1125 | 21.315 | 0
[48 empty] | 2017-08-19 02:00 | 8 | 19 | 2 | 0 | 0% | 2017-07-19 02:00 | 7 | 19 | 2 | 7 | 19 | 1 | 20.695 | 20.695 | 0 | 20.695 | 20.695 | 0
[48 empty] | 2017-08-19 03:00 | 8 | 19 | 3 | 0 | 0% | 2017-07-19 03:00 | 7 | 19 | 3 | 7 | 19 | 2 | 19.9375 | 19.9375 | 0 | 19.9375 | 19.9375 | 0
[48 empty] | 2017-08-19 04:00 | 8 | 19 | 4 | 0 | 0% | 2017-07-19 04:00 | 7 | 19 | 4 | 7 | 19 | 3 | 19.23 | 19.23 | 0 | 19.23 | 19.23 | 0
[48 empty] | 2017-08-19 05:00 | 8 | 19 | 5 | 23.5047 | 2.374% | 2017-07-19 05:00 | 7 | 19 | 5 | 7 | 19 | 4 | 19.2175 | 19.2175 | 0 | 19.2175 | 19.2175 | 0
[48 empty] | 2017-08-19 06:00 | 8 | 19 | 6 | 494.282 | 49.93% | 2017-07-19 06:00 | 7 | 19 | 6 | 7 | 19 | 5 | 20.265 | 20.265 | 0 | 20.265 | 20.265 | 0
[48 empty] | 2017-08-19 07:00 | 8 | 19 | 7 | 795.1264 | 80.32% | 2017-07-19 07:00 | 7 | 19 | 7 | 7 | 19 | 6 | 20.9375 | 20.89 | 0 | 20.8925 | 20.925 | 0
[48 empty] | 2017-08-19 08:00 | 8 | 19 | 8 | 940.1386 | 94.96% | 2017-07-19 08:00 | 7 | 19 | 8 | 7 | 19 | 7 | 21.22 | 21.06 | 0 | 21.0675 | 21.1875 | 0
[48 empty] | 2017-08-19 09:00 | 8 | 19 | 9 | 964.5511 | 97.43% | 2017-07-19 09:00 | 7 | 19 | 9 | 7 | 19 | 8 | 22.765 | 22.6075 | 0 | 22.6175 | 22.73 | 0
[48 empty] | 2017-08-19 10:00 | 8 | 19 | 10 | 948.1413 | 95.77% | 2017-07-19 10:00 | 7 | 19 | 10 | 7 | 19 | 9 | 25.195 | 24.32 | 0 | 24.3775 | 24.995 | 0
[48 empty] | 2017-08-19 11:00 | 8 | 19 | 11 | 935.0025 | 94.44% | 2017-07-19 11:00 | 7 | 19 | 11 | 7 | 19 | 10 | 28.3375 | 28.3375 | 0 | 28.3375 | 28.3375 | 0
[48 empty] | 2017-08-19 12:00 | 8 | 19 | 12 | 946.4273 | 95.6% | 2017-07-19 12:00 | 7 | 19 | 12 | 7 | 19 | 11 | 36.1975 | 36.1975 | 0 | 36.1975 | 36.1975 | 0
[48 empty] | 2017-08-19 13:00 | 8 | 19 | 13 | 934.6265 | 94.41% | 2017-07-19 13:00 | 7 | 19 | 13 | 7 | 19 | 12 | 32.49 | 32.49 | 0 | 32.49 | 32.49 | 0
[48 empty] | 2017-08-19 14:00 | 8 | 19 | 14 | 942.5194 | 95.2% | 2017-07-19 14:00 | 7 | 19 | 14 | 7 | 19 | 13 | 32.9525 | 33.0975 | 0 | 33.105 | 32.9675 | 0
[48 empty] | 2017-08-19 15:00 | 8 | 19 | 15 | 907.0375 | 91.62% | 2017-07-19 15:00 | 7 | 19 | 15 | 7 | 19 | 14 | 34.0625 | 34.23 | 0 | 34.26 | 34.0775 | 0
[48 empty] | 2017-08-19 16:00 | 8 | 19 | 16 | 737.8804 | 74.53% | 2017-07-19 16:00 | 7 | 19 | 16 | 7 | 19 | 15 | 34.2875 | 34.4025 | 0 | 34.52 | 34.2875 | 0
[48 empty] | 2017-08-19 17:00 | 8 | 19 | 17 | 173.5436 | 17.53% | 2017-07-19 17:00 | 7 | 19 | 17 | 7 | 19 | 16 | 33.7875 | 34.4625 | 0 | 35.2725 | 33.8075 | 0
[48 empty] | 2017-08-19 18:00 | 8 | 19 | 18 | 2.2147 | 0.2237% | 2017-07-19 18:00 | 7 | 19 | 18 | 7 | 19 | 17 | 34.5975 | 36.6775 | 0 | 40.1575 | 34.4775 | 0
[48 empty] | 2017-08-19 19:00 | 8 | 19 | 19 | 0 | 0% | 2017-07-19 19:00 | 7 | 19 | 19 | 7 | 19 | 18 | 34.2625 | 39.5225 | 0 | 43.9525 | 35.2 | 0
[48 empty] | 2017-08-19 20:00 | 8 | 19 | 20 | 0 | 0% | 2017-07-19 20:00 | 7 | 19 | 20 | 7 | 19 | 19 | 32.9925 | 35.7825 | 0 | 39.8175 | 33.23 | 0
[48 empty] | 2017-08-19 21:00 | 8 | 19 | 21 | 0 | 0% | 2017-07-19 21:00 | 7 | 19 | 21 | 7 | 19 | 20 | 32.1675 | 33.41 | 0 | 35.5875 | 32.065 | 0
[48 empty] | 2017-08-19 22:00 | 8 | 19 | 22 | 0 | 0% | 2017-07-19 22:00 | 7 | 19 | 22 | 7 | 19 | 21 | 28.76 | 28.5825 | 0 | 28.595 | 28.7175 | 0
[48 empty] | 2017-08-19 23:00 | 8 | 19 | 23 | 0 | 0% | 2017-07-19 23:00 | 7 | 19 | 23 | 7 | 19 | 22 | 24.06 | 24.0125 | 0 | 24.015 | 24.0475 | 0
[48 empty] | 2017-08-20 | 8 | 20 | 0 | 0 | 0% | 2017-07-20 | 7 | 20 | 0 | 7 | 19 | 23 | 22.1825 | 21.4875 | 0 | 21.53 | 22.02 | 0
[48 empty] | 2017-08-20 01:00 | 8 | 20 | 1 | 0 | 0% | 2017-07-20 01:00 | 7 | 20 | 1 | 7 | 20 | 0 | 20.9825 | 20.9575 | 0 | 20.9625 | 20.98 | 0
[48 empty] | 2017-08-20 02:00 | 8 | 20 | 2 | 0 | 0% | 2017-07-20 02:00 | 7 | 20 | 2 | 7 | 20 | 1 | 19.8925 | 19.8925 | 0 | 19.895 | 19.8925 | 0
[48 empty] | 2017-08-20 03:00 | 8 | 20 | 3 | 0 | 0% | 2017-07-20 03:00 | 7 | 20 | 3 | 7 | 20 | 2 | 19.49 | 19.49 | 0 | 19.49 | 19.49 | 0
[48 empty] | 2017-08-20 04:00 | 8 | 20 | 4 | 0 | 0% | 2017-07-20 04:00 | 7 | 20 | 4 | 7 | 20 | 3 | 18.815 | 18.815 | 0 | 18.815 | 18.815 | 0
[48 empty] | 2017-08-20 05:00 | 8 | 20 | 5 | 20.8481 | 2.106% | 2017-07-20 05:00 | 7 | 20 | 5 | 7 | 20 | 4 | 18.4875 | 18.4875 | 0 | 18.4875 | 18.4875 | 0
[48 empty] | 2017-08-20 06:00 | 8 | 20 | 6 | 462.7353 | 46.74% | 2017-07-20 06:00 | 7 | 20 | 6 | 7 | 20 | 5 | 19.21 | 19.21 | 0 | 19.21 | 19.21 | 0
[48 empty] | 2017-08-20 07:00 | 8 | 20 | 7 | 852.9062 | 86.15% | 2017-07-20 07:00 | 7 | 20 | 7 | 7 | 20 | 6 | 20.155 | 20.155 | 0 | 20.155 | 20.155 | 0
[48 empty] | 2017-08-20 08:00 | 8 | 20 | 8 | 904.9799 | 91.41% | 2017-07-20 08:00 | 7 | 20 | 8 | 7 | 20 | 7 | 20.5275 | 20.5275 | 0 | 20.5275 | 20.5275 | 0
[48 empty] | 2017-08-20 09:00 | 8 | 20 | 9 | 946.7736 | 95.63% | 2017-07-20 09:00 | 7 | 20 | 9 | 7 | 20 | 8 | 21.55 | 21.55 | 0 | 21.55 | 21.55 | 0
[48 empty] | 2017-08-20 10:00 | 8 | 20 | 10 | 917.1274 | 92.64% | 2017-07-20 10:00 | 7 | 20 | 10 | 7 | 20 | 9 | 22.7475 | 21.7875 | 0 | 21.855 | 22.52 | 0
[48 empty] | 2017-08-20 11:00 | 8 | 20 | 11 | 943.658 | 95.32% | 2017-07-20 11:00 | 7 | 20 | 11 | 7 | 20 | 10 | 26.55 | 24.8525 | 0 | 24.9325 | 26.1675 | 0
[48 empty] | 2017-08-20 12:00 | 8 | 20 | 12 | 930.9487 | 94.04% | 2017-07-20 12:00 | 7 | 20 | 12 | 7 | 20 | 11 | 30.195 | 29.7525 | 0 | 29.76 | 30.0975 | 0
[48 empty] | 2017-08-20 13:00 | 8 | 20 | 13 | 916.2764 | 92.55% | 2017-07-20 13:00 | 7 | 20 | 13 | 7 | 20 | 12 | 32.26 | 32.0325 | 0 | 32.1725 | 32.1925 | 0
[48 empty] | 2017-08-20 14:00 | 8 | 20 | 14 | 922.6776 | 93.2% | 2017-07-20 14:00 | 7 | 20 | 14 | 7 | 20 | 13 | 35.4225 | 35.495 | 0 | 35.625 | 35.4125 | 0
[48 empty] | 2017-08-20 15:00 | 8 | 20 | 15 | 891.8864 | 90.09% | 2017-07-20 15:00 | 7 | 20 | 15 | 7 | 20 | 14 | 36.4775 | 36.6725 | 0 | 36.8925 | 36.4875 | 0
[48 empty] | 2017-08-20 16:00 | 8 | 20 | 16 | 782.7819 | 79.07% | 2017-07-20 16:00 | 7 | 20 | 16 | 7 | 20 | 15 | 36.9625 | 37.9525 | 0 | 38.225 | 37.1925 | 0
[48 empty] | 2017-08-20 17:00 | 8 | 20 | 17 | 328.1616 | 33.15% | 2017-07-20 17:00 | 7 | 20 | 17 | 7 | 20 | 16 | 41.15 | 42.4675 | 0 | 42.4725 | 45.5375 | 0
[48 empty] | 2017-08-20 18:00 | 8 | 20 | 18 | 0 | 0% | 2017-07-20 18:00 | 7 | 20 | 18 | 7 | 20 | 17 | 56.22 | 72.815 | 0 | 72.85 | 137.07 | 0
[48 empty] | 2017-08-20 19:00 | 8 | 20 | 19 | 0 | 0% | 2017-07-20 19:00 | 7 | 20 | 19 | 7 | 20 | 18 | 36.3075 | 38.4425 | 0 | 38.965 | 44.7025 | 0
[48 empty] | 2017-08-20 20:00 | 8 | 20 | 20 | 0 | 0% | 2017-07-20 20:00 | 7 | 20 | 20 | 7 | 20 | 19 | 34.16 | 34.9125 | 0 | 35.02 | 36.0725 | 0
[48 empty] | 2017-08-20 21:00 | 8 | 20 | 21 | 0 | 0% | 2017-07-20 21:00 | 7 | 20 | 21 | 7 | 20 | 20 | 31.97 | 33.1825 | 0 | 34.3875 | 32.4425 | 0
[48 empty] | 2017-08-20 22:00 | 8 | 20 | 22 | 0 | 0% | 2017-07-20 22:00 | 7 | 20 | 22 | 7 | 20 | 21 | 29.915 | 30.055 | 0 | 30.0825 | 30.0475 | 0
[48 empty] | 2017-08-20 23:00 | 8 | 20 | 23 | 0 | 0% | 2017-07-20 23:00 | 7 | 20 | 23 | 7 | 20 | 22 | 25.245 | 24.2875 | 0 | 24.395 | 25.0025 | 0
[48 empty] | 2017-08-21 | 8 | 21 | 0 | 0 | 0% | 2017-07-21 | 7 | 21 | 0 | 7 | 20 | 23 | 23.3625 | 21.3 | 0 | 21.39 | 22.915 | 0
[48 empty] | 2017-08-21 01:00 | 8 | 21 | 1 | 0 | 0% | 2017-07-21 01:00 | 7 | 21 | 1 | 7 | 21 | 0 | 21.365 | 21.135 | 0 | 21.1575 | 21.3075 | 0
[48 empty] | 2017-08-21 02:00 | 8 | 21 | 2 | 0 | 0% | 2017-07-21 02:00 | 7 | 21 | 2 | 7 | 21 | 1 | 19.83 | 19.8225 | 0 | 19.8275 | 19.8275 | 0
[48 empty] | 2017-08-21 03:00 | 8 | 21 | 3 | 0 | 0% | 2017-07-21 03:00 | 7 | 21 | 3 | 7 | 21 | 2 | 19.175 | 19.175 | 0 | 19.175 | 19.175 | 0
[48 empty] | 2017-08-21 04:00 | 8 | 21 | 4 | 0 | 0% | 2017-07-21 04:00 | 7 | 21 | 4 | 7 | 21 | 3 | 18.7425 | 18.7425 | 0 | 18.7425 | 18.7425 | 0
[48 empty] | 2017-08-21 05:00 | 8 | 21 | 5 | 18.575 | 1.876% | 2017-07-21 05:00 | 7 | 21 | 5 | 7 | 21 | 4 | 18.3075 | 18.3075 | 0 | 18.3075 | 18.3075 | 0
[48 empty] | 2017-08-21 06:00 | 8 | 21 | 6 | 450.0725 | 45.46% | 2017-07-21 06:00 | 7 | 21 | 6 | 7 | 21 | 5 | 18.6925 | 18.6825 | 0 | 18.6825 | 18.6875 | 0
[48 empty] | 2017-08-21 07:00 | 8 | 21 | 7 | 818.0259 | 82.63% | 2017-07-21 07:00 | 7 | 21 | 7 | 7 | 21 | 6 | 19.2225 | 19.2225 | 0 | 19.2225 | 19.2225 | 0
[48 empty] | 2017-08-21 08:00 | 8 | 21 | 8 | 921.645 | 93.1% | 2017-07-21 08:00 | 7 | 21 | 8 | 7 | 21 | 7 | 19.7125 | 19.71 | 0 | 19.71 | 19.7125 | 0
[48 empty] | 2017-08-21 09:00 | 8 | 21 | 9 | 926.6519 | 93.6% | 2017-07-21 09:00 | 7 | 21 | 9 | 7 | 21 | 8 | 21.2075 | 21.2075 | 0 | 21.2075 | 21.2075 | 0
[48 empty] | 2017-08-21 10:00 | 8 | 21 | 10 | 911.5708 | 92.08% | 2017-07-21 10:00 | 7 | 21 | 10 | 7 | 21 | 9 | 22.07 | 21.2625 | 0 | 21.3175 | 21.885 | 0
[48 empty] | 2017-08-21 11:00 | 8 | 21 | 11 | 930.1545 | 93.95% | 2017-07-21 11:00 | 7 | 21 | 11 | 7 | 21 | 10 | 26.82 | 23.5525 | 0 | 23.675 | 26.0825 | 0
[48 empty] | 2017-08-21 12:00 | 8 | 21 | 12 | 925.9871 | 93.53% | 2017-07-21 12:00 | 7 | 21 | 12 | 7 | 21 | 11 | 30.71 | 30.4225 | 0 | 30.4275 | 30.645 | 0
[48 empty] | 2017-08-21 13:00 | 8 | 21 | 13 | 949.3075 | 95.89% | 2017-07-21 13:00 | 7 | 21 | 13 | 7 | 21 | 12 | 35.865 | 35.865 | 0 | 35.865 | 35.865 | 0
[48 empty] | 2017-08-21 14:00 | 8 | 21 | 14 | 927.8651 | 93.72% | 2017-07-21 14:00 | 7 | 21 | 14 | 7 | 21 | 13 | 40.12 | 40.9725 | 0 | 41.1925 | 40.32 | 0
[48 empty] | 2017-08-21 15:00 | 8 | 21 | 15 | 890.2404 | 89.92% | 2017-07-21 15:00 | 7 | 21 | 15 | 7 | 21 | 14 | 34.11 | 34.21 | 0 | 34.3675 | 34.105 | 0
[48 empty] | 2017-08-21 16:00 | 8 | 21 | 16 | 776.2029 | 78.4% | 2017-07-21 16:00 | 7 | 21 | 16 | 7 | 21 | 15 | 33.9175 | 35.8325 | 0 | 36.5675 | 34.3175 | 0
[48 empty] | 2017-08-21 17:00 | 8 | 21 | 17 | 350.4778 | 35.4% | 2017-07-21 17:00 | 7 | 21 | 17 | 7 | 21 | 16 | 34.14 | 34.7925 | 0 | 35.9175 | 34.0925 | 0
[48 empty] | 2017-08-21 18:00 | 8 | 21 | 18 | 0 | 0% | 2017-07-21 18:00 | 7 | 21 | 18 | 7 | 21 | 17 | 33.5825 | 33.6625 | 0 | 33.685 | 33.95 | 0
[48 empty] | 2017-08-21 19:00 | 8 | 21 | 19 | 0 | 0% | 2017-07-21 19:00 | 7 | 21 | 19 | 7 | 21 | 18 | 31.2375 | 31.55 | 0 | 32.085 | 31.2125 | 0
[48 empty] | 2017-08-21 20:00 | 8 | 21 | 20 | 0 | 0% | 2017-07-21 20:00 | 7 | 21 | 20 | 7 | 21 | 19 | 29.7275 | 30.74 | 0 | 32.1825 | 29.8275 | 0
[48 empty] | 2017-08-21 21:00 | 8 | 21 | 21 | 0 | 0% | 2017-07-21 21:00 | 7 | 21 | 21 | 7 | 21 | 20 | 30.28 | 31.1575 | 0 | 32.015 | 30.6225 | 0
[48 empty] | 2017-08-21 22:00 | 8 | 21 | 22 | 0 | 0% | 2017-07-21 22:00 | 7 | 21 | 22 | 7 | 21 | 21 | 29.1825 | 29.1875 | 0 | 29.1925 | 29.1825 | 0
[48 empty] | 2017-08-21 23:00 | 8 | 21 | 23 | 0 | 0% | 2017-07-21 23:00 | 7 | 21 | 23 | 7 | 21 | 22 | 24.5675 | 24.5675 | 0 | 24.5675 | 24.5675 | 0
[48 empty] | 2017-08-22 | 8 | 22 | 0 | 0 | 0% | 2017-07-22 | 7 | 22 | 0 | 7 | 21 | 23 | 23.3125 | 23.145 | 0 | 23.1525 | 23.2725 | 0
[48 empty] | 2017-08-22 01:00 | 8 | 22 | 1 | 0 | 0% | 2017-07-22 01:00 | 7 | 22 | 1 | 7 | 22 | 0 | 24.5475 | 24.4025 | 0 | 24.41 | 24.5125 | 0
[48 empty] | 2017-08-22 02:00 | 8 | 22 | 2 | 0 | 0% | 2017-07-22 02:00 | 7 | 22 | 2 | 7 | 22 | 1 | 23.49 | 23.4875 | 0 | 23.4875 | 23.49 | 0
[48 empty] | 2017-08-22 03:00 | 8 | 22 | 3 | 0 | 0% | 2017-07-22 03:00 | 7 | 22 | 3 | 7 | 22 | 2 | 22.1275 | 22.1 | 0 | 22.1 | 22.1225 | 0
[48 empty] | 2017-08-22 04:00 | 8 | 22 | 4 | 0 | 0% | 2017-07-22 04:00 | 7 | 22 | 4 | 7 | 22 | 3 | 21.29 | 21.29 | 0 | 21.29 | 21.29 | 0
[48 empty] | 2017-08-22 05:00 | 8 | 22 | 5 | 18.736 | 1.893% | 2017-07-22 05:00 | 7 | 22 | 5 | 7 | 22 | 4 | 21.2025 | 21.2025 | 0 | 21.2025 | 21.2025 | 0
[48 empty] | 2017-08-22 06:00 | 8 | 22 | 6 | 475.4041 | 48.02% | 2017-07-22 06:00 | 7 | 22 | 6 | 7 | 22 | 5 | 21.1625 | 21.1625 | 0 | 21.1625 | 21.1625 | 0
[48 empty] | 2017-08-22 07:00 | 8 | 22 | 7 | 761.3248 | 76.9% | 2017-07-22 07:00 | 7 | 22 | 7 | 7 | 22 | 6 | 20.9775 | 20.9775 | 0 | 20.9775 | 20.9775 | 0
[48 empty] | 2017-08-22 08:00 | 8 | 22 | 8 | 878.578 | 88.75% | 2017-07-22 08:00 | 7 | 22 | 8 | 7 | 22 | 7 | 21.1225 | 21.1225 | 0 | 21.1225 | 21.1225 | 0
[48 empty] | 2017-08-22 09:00 | 8 | 22 | 9 | 928.3877 | 93.78% | 2017-07-22 09:00 | 7 | 22 | 9 | 7 | 22 | 8 | 21.985 | 21.855 | 0 | 21.865 | 21.955 | 0
[48 empty] | 2017-08-22 10:00 | 8 | 22 | 10 | 922.3297 | 93.16% | 2017-07-22 10:00 | 7 | 22 | 10 | 7 | 22 | 9 | 21.7125 | 21.7125 | 0 | 21.7125 | 21.7125 | 0
[48 empty] | 2017-08-22 11:00 | 8 | 22 | 11 | 843.1678 | 85.17% | 2017-07-22 11:00 | 7 | 22 | 11 | 7 | 22 | 10 | 26.5975 | 26.5975 | 0 | 26.5975 | 26.5975 | 0
[48 empty] | 2017-08-22 12:00 | 8 | 22 | 12 | 808.4797 | 81.66% | 2017-07-22 12:00 | 7 | 22 | 12 | 7 | 22 | 11 | 48.2825 | 48.2825 | 0 | 48.2825 | 48.2825 | 0
[48 empty] | 2017-08-22 13:00 | 8 | 22 | 13 | 921.6453 | 93.1% | 2017-07-22 13:00 | 7 | 22 | 13 | 7 | 22 | 12 | 144.5525 | 144.5525 | 0 | 144.5525 | 144.5525 | 0
[48 empty] | 2017-08-22 14:00 | 8 | 22 | 14 | 884.1183 | 89.3% | 2017-07-22 14:00 | 7 | 22 | 14 | 7 | 22 | 13 | 39.975 | 39.975 | 0 | 39.975 | 39.975 | 0
[48 empty] | 2017-08-22 15:00 | 8 | 22 | 15 | 835.096 | 84.35% | 2017-07-22 15:00 | 7 | 22 | 15 | 7 | 22 | 14 | 37.6075 | 37.9475 | 0 | 38.0425 | 39.2225 | 0
[48 empty] | 2017-08-22 16:00 | 8 | 22 | 16 | 746.2558 | 75.38% | 2017-07-22 16:00 | 7 | 22 | 16 | 7 | 22 | 15 | 36.04 | 37.5675 | 0 | 37.6725 | 44.4025 | 0
[48 empty] | 2017-08-22 17:00 | 8 | 22 | 17 | 312.2278 | 31.54% | 2017-07-22 17:00 | 7 | 22 | 17 | 7 | 22 | 16 | 35.6325 | 39.295 | 0 | 41.7625 | 48.09 | 0
[48 empty] | 2017-08-22 18:00 | 8 | 22 | 18 | 0 | 0% | 2017-07-22 18:00 | 7 | 22 | 18 | 7 | 22 | 17 | 31.15 | 32.65 | 0 | 34.915 | 32 | 0
[48 empty] | 2017-08-22 19:00 | 8 | 22 | 19 | 0 | 0% | 2017-07-22 19:00 | 7 | 22 | 19 | 7 | 22 | 18 | 30.7675 | 32.2825 | 0 | 34.7925 | 30.795 | 0
[48 empty] | 2017-08-22 20:00 | 8 | 22 | 20 | 0 | 0% | 2017-07-22 20:00 | 7 | 22 | 20 | 7 | 22 | 19 | 28.805 | 29.6875 | 0 | 30.7825 | 29.0825 | 0
[48 empty] | 2017-08-22 21:00 | 8 | 22 | 21 | 0 | 0% | 2017-07-22 21:00 | 7 | 22 | 21 | 7 | 22 | 20 | 28.44 | 28.9275 | 0 | 28.9325 | 28.945 | 0
[48 empty] | 2017-08-22 22:00 | 8 | 22 | 22 | 0 | 0% | 2017-07-22 22:00 | 7 | 22 | 22 | 7 | 22 | 21 | 27.5175 | 27.985 | 0 | 27.9925 | 28 | 0
[48 empty] | 2017-08-22 23:00 | 8 | 22 | 23 | 0 | 0% | 2017-07-22 23:00 | 7 | 22 | 23 | 7 | 22 | 22 | 26.9275 | 27.2275 | 0 | 27.23 | 27.2375 | 0
[48 empty] | 2017-08-23 | 8 | 23 | 0 | 0 | 0% | 2017-07-23 | 7 | 23 | 0 | 7 | 22 | 23 | 24.14 | 24.14 | 0 | 24.14 | 24.14 | 0
[48 empty] | 2017-08-23 01:00 | 8 | 23 | 1 | 0 | 0% | 2017-07-23 01:00 | 7 | 23 | 1 | 7 | 23 | 0 | 23.55 | 23.55 | 0 | 23.55 | 23.55 | 0
[48 empty] | 2017-08-23 02:00 | 8 | 23 | 2 | 0 | 0% | 2017-07-23 02:00 | 7 | 23 | 2 | 7 | 23 | 1 | 22.525 | 22.525 | 0 | 22.525 | 22.525 | 0
[48 empty] | 2017-08-23 03:00 | 8 | 23 | 3 | 0 | 0% | 2017-07-23 03:00 | 7 | 23 | 3 | 7 | 23 | 2 | 21.6625 | 21.6625 | 0 | 21.6625 | 21.6625 | 0
[48 empty] | 2017-08-23 04:00 | 8 | 23 | 4 | 0 | 0% | 2017-07-23 04:00 | 7 | 23 | 4 | 7 | 23 | 3 | 21.335 | 21.335 | 0 | 21.335 | 21.335 | 0
[48 empty] | 2017-08-23 05:00 | 8 | 23 | 5 | 16.2882 | 1.645% | 2017-07-23 05:00 | 7 | 23 | 5 | 7 | 23 | 4 | 21.31 | 21.31 | 0 | 21.31 | 21.31 | 0
[48 empty] | 2017-08-23 06:00 | 8 | 23 | 6 | 444.241 | 44.87% | 2017-07-23 06:00 | 7 | 23 | 6 | 7 | 23 | 5 | 21.175 | 21.175 | 0 | 21.175 | 21.175 | 0
[48 empty] | 2017-08-23 07:00 | 8 | 23 | 7 | 844.3912 | 85.29% | 2017-07-23 07:00 | 7 | 23 | 7 | 7 | 23 | 6 | 21.1125 | 21.1125 | 0 | 21.1125 | 21.1125 | 0
[48 empty] | 2017-08-23 08:00 | 8 | 23 | 8 | 899.5253 | 90.86% | 2017-07-23 08:00 | 7 | 23 | 8 | 7 | 23 | 7 | 21.1575 | 21.1575 | 0 | 21.1575 | 21.1575 | 0
[48 empty] | 2017-08-23 09:00 | 8 | 23 | 9 | 921.6742 | 93.1% | 2017-07-23 09:00 | 7 | 23 | 9 | 7 | 23 | 8 | 21.7675 | 21.7675 | 0 | 21.7675 | 21.7675 | 0
[48 empty] | 2017-08-23 10:00 | 8 | 23 | 10 | 916.6325 | 92.59% | 2017-07-23 10:00 | 7 | 23 | 10 | 7 | 23 | 9 | 22.215 | 22.215 | 0 | 22.215 | 22.215 | 0
[48 empty] | 2017-08-23 11:00 | 8 | 23 | 11 | 880.1413 | 88.9% | 2017-07-23 11:00 | 7 | 23 | 11 | 7 | 23 | 10 | 26.79 | 26.79 | 0 | 26.79 | 26.79 | 0
[48 empty] | 2017-08-23 12:00 | 8 | 23 | 12 | 880.3047 | 88.92% | 2017-07-23 12:00 | 7 | 23 | 12 | 7 | 23 | 11 | 35.6875 | 35.6875 | 0 | 35.6875 | 35.6875 | 0
[48 empty] | 2017-08-23 13:00 | 8 | 23 | 13 | 937.1421 | 94.66% | 2017-07-23 13:00 | 7 | 23 | 13 | 7 | 23 | 12 | 60.3825 | 60.3825 | 0 | 60.3825 | 60.3825 | 0
[48 empty] | 2017-08-23 14:00 | 8 | 23 | 14 | 883.1383 | 89.21% | 2017-07-23 14:00 | 7 | 23 | 14 | 7 | 23 | 13 | 39.5575 | 39.5575 | 0 | 39.5575 | 39.5575 | 0
[48 empty] | 2017-08-23 15:00 | 8 | 23 | 15 | 437.0425 | 44.15% | 2017-07-23 15:00 | 7 | 23 | 15 | 7 | 23 | 14 | 45.225 | 45.225 | 0 | 45.225 | 45.225 | 0
[48 empty] | 2017-08-23 16:00 | 8 | 23 | 16 | 738.4814 | 74.59% | 2017-07-23 16:00 | 7 | 23 | 16 | 7 | 23 | 15 | 39.9575 | 40.0025 | 0 | 40.0775 | 39.9575 | 0
[48 empty] | 2017-08-23 17:00 | 8 | 23 | 17 | 314.8425 | 31.8% | 2017-07-23 17:00 | 7 | 23 | 17 | 7 | 23 | 16 | 36.2775 | 36.285 | 0 | 36.295 | 36.2775 | 0
[48 empty] | 2017-08-23 18:00 | 8 | 23 | 18 | 0 | 0% | 2017-07-23 18:00 | 7 | 23 | 18 | 7 | 23 | 17 | 33.12 | 33.12 | 0 | 33.12 | 33.12 | 0
[48 empty] | 2017-08-23 19:00 | 8 | 23 | 19 | 0 | 0% | 2017-07-23 19:00 | 7 | 23 | 19 | 7 | 23 | 18 | 30.645 | 30.655 | 0 | 30.655 | 30.645 | 0
[48 empty] | 2017-08-23 20:00 | 8 | 23 | 20 | 0 | 0% | 2017-07-23 20:00 | 7 | 23 | 20 | 7 | 23 | 19 | 28.985 | 29.155 | 0 | 29.1575 | 29.1425 | 0
[48 empty] | 2017-08-23 21:00 | 8 | 23 | 21 | 0 | 0% | 2017-07-23 21:00 | 7 | 23 | 21 | 7 | 23 | 20 | 27.82 | 28.165 | 0 | 28.1675 | 28.1675 | 0
[48 empty] | 2017-08-23 22:00 | 8 | 23 | 22 | 0 | 0% | 2017-07-23 22:00 | 7 | 23 | 22 | 7 | 23 | 21 | 26.15 | 26.5675 | 0 | 26.5725 | 26.57 | 0
[48 empty] | 2017-08-23 23:00 | 8 | 23 | 23 | 0 | 0% | 2017-07-23 23:00 | 7 | 23 | 23 | 7 | 23 | 22 | 23.6275 | 23.1975 | 0 | 23.24 | 23.6925 | 0
[48 empty] | 2017-08-24 | 8 | 24 | 0 | 0 | 0% | 2017-07-24 | 7 | 24 | 0 | 7 | 23 | 23 | 22.56 | 21.3225 | 0 | 21.41 | 22.29 | 0
[48 empty] | 2017-08-24 01:00 | 8 | 24 | 1 | 0 | 0% | 2017-07-24 01:00 | 7 | 24 | 1 | 7 | 24 | 0 | 22.1025 | 21.1725 | 0 | 21.2425 | 21.905 | 0
[48 empty] | 2017-08-24 02:00 | 8 | 24 | 2 | 0 | 0% | 2017-07-24 02:00 | 7 | 24 | 2 | 7 | 24 | 1 | 21.76 | 21.015 | 0 | 21.0675 | 21.5975 | 0
[48 empty] | 2017-08-24 03:00 | 8 | 24 | 3 | 0 | 0% | 2017-07-24 03:00 | 7 | 24 | 3 | 7 | 24 | 2 | 20.8375 | 20.085 | 0 | 20.1425 | 20.6775 | 0
[48 empty] | 2017-08-24 04:00 | 8 | 24 | 4 | 0 | 0% | 2017-07-24 04:00 | 7 | 24 | 4 | 7 | 24 | 3 | 20.3 | 19.75 | 0 | 19.7925 | 20.1875 | 0
[48 empty] | 2017-08-24 05:00 | 8 | 24 | 5 | 13.3947 | 1.353% | 2017-07-24 05:00 | 7 | 24 | 5 | 7 | 24 | 4 | 21.11 | 20.5775 | 0 | 20.6175 | 20.9975 | 0
[48 empty] | 2017-08-24 06:00 | 8 | 24 | 6 | 413.0576 | 41.72% | 2017-07-24 06:00 | 7 | 24 | 6 | 7 | 24 | 5 | 21.86 | 21.075 | 0 | 21.1325 | 21.6975 | 0
[48 empty] | 2017-08-24 07:00 | 8 | 24 | 7 | 771.239 | 77.9% | 2017-07-24 07:00 | 7 | 24 | 7 | 7 | 24 | 6 | 22.0475 | 21.2425 | 0 | 21.3 | 21.8775 | 0
[48 empty] | 2017-08-24 08:00 | 8 | 24 | 8 | 879.1775 | 88.81% | 2017-07-24 08:00 | 7 | 24 | 8 | 7 | 24 | 7 | 21.745 | 21.3825 | 0 | 21.4075 | 21.67 | 0
[48 empty] | 2017-08-24 09:00 | 8 | 24 | 9 | 899.2887 | 90.84% | 2017-07-24 09:00 | 7 | 24 | 9 | 7 | 24 | 8 | 21.8775 | 21.8625 | 0 | 21.8625 | 21.8725 | 0
[48 empty] | 2017-08-24 10:00 | 8 | 24 | 10 | 920.2815 | 92.96% | 2017-07-24 10:00 | 7 | 24 | 10 | 7 | 24 | 9 | 21.58 | 21.58 | 0 | 21.58 | 21.58 | 0
[48 empty] | 2017-08-24 11:00 | 8 | 24 | 11 | 910.4294 | 91.96% | 2017-07-24 11:00 | 7 | 24 | 11 | 7 | 24 | 10 | 23.23 | 23.23 | 0 | 23.23 | 23.23 | 0
[48 empty] | 2017-08-24 12:00 | 8 | 24 | 12 | 879.167 | 88.8% | 2017-07-24 12:00 | 7 | 24 | 12 | 7 | 24 | 11 | 28.0175 | 26.9475 | 0 | 26.9675 | 27.7875 | 0
[48 empty] | 2017-08-24 13:00 | 8 | 24 | 13 | 740.538 | 74.8% | 2017-07-24 13:00 | 7 | 24 | 13 | 7 | 24 | 12 | 30.0075 | 29.84 | 0 | 29.8425 | 29.9725 | 0
[48 empty] | 2017-08-24 14:00 | 8 | 24 | 14 | 883.8122 | 89.27% | 2017-07-24 14:00 | 7 | 24 | 14 | 7 | 24 | 13 | 32.4075 | 31.2825 | 0 | 31.3025 | 32.1625 | 0
[48 empty] | 2017-08-24 15:00 | 8 | 24 | 15 | 649.6132 | 65.62% | 2017-07-24 15:00 | 7 | 24 | 15 | 7 | 24 | 14 | 37.1925 | 31.66 | 0 | 31.775 | 36.01 | 0
[48 empty] | 2017-08-24 16:00 | 8 | 24 | 16 | 735.5754 | 74.3% | 2017-07-24 16:00 | 7 | 24 | 16 | 7 | 24 | 15 | 33.54 | 32.8 | 0 | 32.81 | 33.3575 | 0
[48 empty] | 2017-08-24 17:00 | 8 | 24 | 17 | 308.1323 | 31.12% | 2017-07-24 17:00 | 7 | 24 | 17 | 7 | 24 | 16 | 32.7475 | 30.8175 | 0 | 30.8425 | 32.3025 | 0
[48 empty] | 2017-08-24 18:00 | 8 | 24 | 18 | 0 | 0% | 2017-07-24 18:00 | 7 | 24 | 18 | 7 | 24 | 17 | 30.52 | 29.35 | 0 | 29.3625 | 30.24 | 0
[48 empty] | 2017-08-24 19:00 | 8 | 24 | 19 | 0 | 0% | 2017-07-24 19:00 | 7 | 24 | 19 | 7 | 24 | 18 | 28.9225 | 28.49 | 0 | 28.5 | 29.0525 | 0
[48 empty] | 2017-08-24 20:00 | 8 | 24 | 20 | 0 | 0% | 2017-07-24 20:00 | 7 | 24 | 20 | 7 | 24 | 19 | 26.0075 | 26.1625 | 0 | 26.1675 | 26.2675 | 0
[48 empty] | 2017-08-24 21:00 | 8 | 24 | 21 | 0 | 0% | 2017-07-24 21:00 | 7 | 24 | 21 | 7 | 24 | 20 | 24.865 | 23.2575 | 0 | 23.305 | 24.5175 | 0
[48 empty] | 2017-08-24 22:00 | 8 | 24 | 22 | 0 | 0% | 2017-07-24 22:00 | 7 | 24 | 22 | 7 | 24 | 21 | 24.2275 | 21.65 | 0 | 21.75 | 23.665 | 0
[48 empty] | 2017-08-24 23:00 | 8 | 24 | 23 | 0 | 0% | 2017-07-24 23:00 | 7 | 24 | 23 | 7 | 24 | 22 | 22.75 | 21.415 | 0 | 21.5025 | 22.475 | 0
[48 empty] | 2017-08-25 | 8 | 25 | 0 | 0 | 0% | 2017-07-25 | 7 | 25 | 0 | 7 | 24 | 23 | 21.9325 | 21.18 | 0 | 21.2275 | 21.765 | 0
[48 empty] | 2017-08-25 01:00 | 8 | 25 | 1 | 0 | 0% | 2017-07-25 01:00 | 7 | 25 | 1 | 7 | 25 | 0 | 21.315 | 20.47 | 0 | 20.525 | 21.13 | 0
[48 empty] | 2017-08-25 02:00 | 8 | 25 | 2 | 0 | 0% | 2017-07-25 02:00 | 7 | 25 | 2 | 7 | 25 | 1 | 20.695 | 19.555 | 0 | 19.6325 | 20.4525 | 0
[48 empty] | 2017-08-25 03:00 | 8 | 25 | 3 | 0 | 0% | 2017-07-25 03:00 | 7 | 25 | 3 | 7 | 25 | 2 | 19.445 | 18.9725 | 0 | 19.005 | 19.3425 | 0
[48 empty] | 2017-08-25 04:00 | 8 | 25 | 4 | 0 | 0% | 2017-07-25 04:00 | 7 | 25 | 4 | 7 | 25 | 3 | 18.6025 | 18.42 | 0 | 18.435 | 18.565 | 0
[48 empty] | 2017-08-25 05:00 | 8 | 25 | 5 | 16.2137 | 1.638% | 2017-07-25 05:00 | 7 | 25 | 5 | 7 | 25 | 4 | 18.435 | 18.2025 | 0 | 18.2175 | 18.38 | 0
[48 empty] | 2017-08-25 06:00 | 8 | 25 | 6 | 478.2975 | 48.31% | 2017-07-25 06:00 | 7 | 25 | 6 | 7 | 25 | 5 | 19.4375 | 18.3525 | 0 | 18.425 | 19.2 | 0
[48 empty] | 2017-08-25 07:00 | 8 | 25 | 7 | 861.3793 | 87.01% | 2017-07-25 07:00 | 7 | 25 | 7 | 7 | 25 | 6 | 20.3875 | 18.775 | 0 | 18.8975 | 20.035 | 0
[48 empty] | 2017-08-25 08:00 | 8 | 25 | 8 | 950.6976 | 96.03% | 2017-07-25 08:00 | 7 | 25 | 8 | 7 | 25 | 7 | 20.565 | 19.6975 | 0 | 19.7625 | 20.3725 | 0
[48 empty] | 2017-08-25 09:00 | 8 | 25 | 9 | 949.1313 | 95.87% | 2017-07-25 09:00 | 7 | 25 | 9 | 7 | 25 | 8 | 21.38 | 21.38 | 0 | 21.38 | 21.38 | 0
[48 empty] | 2017-08-25 10:00 | 8 | 25 | 10 | 909.7969 | 91.9% | 2017-07-25 10:00 | 7 | 25 | 10 | 7 | 25 | 9 | 21.615 | 21.335 | 0 | 21.355 | 21.555 | 0
[48 empty] | 2017-08-25 11:00 | 8 | 25 | 11 | 884.9368 | 89.39% | 2017-07-25 11:00 | 7 | 25 | 11 | 7 | 25 | 10 | 23.8625 | 22.0925 | 0 | 22.2175 | 23.485 | 0
[48 empty] | 2017-08-25 12:00 | 8 | 25 | 12 | 889.5195 | 89.85% | 2017-07-25 12:00 | 7 | 25 | 12 | 7 | 25 | 11 | 27.6775 | 27.06 | 0 | 27.07 | 27.5525 | 0
[48 empty] | 2017-08-25 13:00 | 8 | 25 | 13 | 914.7755 | 92.4% | 2017-07-25 13:00 | 7 | 25 | 13 | 7 | 25 | 12 | 30.385 | 30.2575 | 0 | 30.2525 | 30.3625 | 0
[48 empty] | 2017-08-25 14:00 | 8 | 25 | 14 | 911.5436 | 92.08% | 2017-07-25 14:00 | 7 | 25 | 14 | 7 | 25 | 13 | 32.495 | 32.4975 | 0 | 32.5025 | 32.495 | 0
[48 empty] | 2017-08-25 15:00 | 8 | 25 | 15 | 865.568 | 87.43% | 2017-07-25 15:00 | 7 | 25 | 15 | 7 | 25 | 14 | 34.5925 | 34.9925 | 0 | 35.35 | 34.6375 | 0
[48 empty] | 2017-08-25 16:00 | 8 | 25 | 16 | 729.1951 | 73.66% | 2017-07-25 16:00 | 7 | 25 | 16 | 7 | 25 | 15 | 39.21 | 43 | 0 | 47.8925 | 39.315 | 0
[48 empty] | 2017-08-25 17:00 | 8 | 25 | 17 | 302.0175 | 30.51% | 2017-07-25 17:00 | 7 | 25 | 17 | 7 | 25 | 16 | 38.99 | 42.7925 | 0 | 48.4175 | 38.935 | 0
[48 empty] | 2017-08-25 18:00 | 8 | 25 | 18 | 0 | 0% | 2017-07-25 18:00 | 7 | 25 | 18 | 7 | 25 | 17 | 32.41 | 34.765 | 0 | 38.005 | 32.7575 | 0
[48 empty] | 2017-08-25 19:00 | 8 | 25 | 19 | 0 | 0% | 2017-07-25 19:00 | 7 | 25 | 19 | 7 | 25 | 18 | 31.1875 | 35.6225 | 0 | 42.5 | 31.2725 | 0
[48 empty] | 2017-08-25 20:00 | 8 | 25 | 20 | 0 | 0% | 2017-07-25 20:00 | 7 | 25 | 20 | 7 | 25 | 19 | 27.55 | 28.475 | 0 | 29.7725 | 27.815 | 0
[48 empty] | 2017-08-25 21:00 | 8 | 25 | 21 | 0 | 0% | 2017-07-25 21:00 | 7 | 25 | 21 | 7 | 25 | 20 | 27.735 | 26.945 | 0 | 27.145 | 27.5225 | 0
[48 empty] | 2017-08-25 22:00 | 8 | 25 | 22 | 0 | 0% | 2017-07-25 22:00 | 7 | 25 | 22 | 7 | 25 | 21 | 26.6375 | 25.2575 | 0 | 25.29 | 26.32 | 0
[48 empty] | 2017-08-25 23:00 | 8 | 25 | 23 | 0 | 0% | 2017-07-25 23:00 | 7 | 25 | 23 | 7 | 25 | 22 | 23.0875 | 21.5175 | 0 | 21.6075 | 22.7225 | 0
[48 empty] | 2017-08-26 | 8 | 26 | 0 | 0 | 0% | 2017-07-26 | 7 | 26 | 0 | 7 | 25 | 23 | 21.7025 | 20.5475 | 0 | 20.63 | 21.4375 | 0
[48 empty] | 2017-08-26 01:00 | 8 | 26 | 1 | 0 | 0% | 2017-07-26 01:00 | 7 | 26 | 1 | 7 | 26 | 0 | 21.085 | 19.9925 | 0 | 20.065 | 20.835 | 0
[48 empty] | 2017-08-26 02:00 | 8 | 26 | 2 | 0 | 0% | 2017-07-26 02:00 | 7 | 26 | 2 | 7 | 26 | 1 | 20.2925 | 18.945 | 0 | 19.0325 | 19.985 | 0
[48 empty] | 2017-08-26 03:00 | 8 | 26 | 3 | 0 | 0% | 2017-07-26 03:00 | 7 | 26 | 3 | 7 | 26 | 2 | 18.8625 | 18.055 | 0 | 18.1075 | 18.68 | 0
[48 empty] | 2017-08-26 04:00 | 8 | 26 | 4 | 0 | 0% | 2017-07-26 04:00 | 7 | 26 | 4 | 7 | 26 | 3 | 18.1025 | 17.99 | 0 | 17.9975 | 18.08 | 0
[48 empty] | 2017-08-26 05:00 | 8 | 26 | 5 | 10.3357 | 1.044% | 2017-07-26 05:00 | 7 | 26 | 5 | 7 | 26 | 4 | 18.255 | 18.255 | 0 | 18.255 | 18.255 | 0
[48 empty] | 2017-08-26 06:00 | 8 | 26 | 6 | 407.5846 | 41.17% | 2017-07-26 06:00 | 7 | 26 | 6 | 7 | 26 | 5 | 19.09 | 18.485 | 0 | 18.52 | 18.9575 | 0
[48 empty] | 2017-08-26 07:00 | 8 | 26 | 7 | 741.199 | 74.87% | 2017-07-26 07:00 | 7 | 26 | 7 | 7 | 26 | 6 | 20.3125 | 18.9875 | 0 | 19.0725 | 20.02 | 0
[48 empty] | 2017-08-26 08:00 | 8 | 26 | 8 | 800.1093 | 80.82% | 2017-07-26 08:00 | 7 | 26 | 8 | 7 | 26 | 7 | 20.4 | 19.2475 | 0 | 19.3275 | 20.1475 | 0
[48 empty] | 2017-08-26 09:00 | 8 | 26 | 9 | 902.762 | 91.19% | 2017-07-26 09:00 | 7 | 26 | 9 | 7 | 26 | 8 | 21.04 | 20.6225 | 0 | 20.65 | 20.9475 | 0
[48 empty] | 2017-08-26 10:00 | 8 | 26 | 10 | 897.0871 | 90.61% | 2017-07-26 10:00 | 7 | 26 | 10 | 7 | 26 | 9 | 19.9075 | 19.2575 | 0 | 19.6075 | 19.7175 | 0
[48 empty] | 2017-08-26 11:00 | 8 | 26 | 11 | 868.6028 | 87.74% | 2017-07-26 11:00 | 7 | 26 | 11 | 7 | 26 | 10 | 22.6875 | 21.0525 | 0 | 21.9475 | 22.21 | 0
[48 empty] | 2017-08-26 12:00 | 8 | 26 | 12 | 901.3817 | 91.05% | 2017-07-26 12:00 | 7 | 26 | 12 | 7 | 26 | 11 | 24.0425 | 22.43 | 0 | 23.69 | 23.5175 | 0
[48 empty] | 2017-08-26 13:00 | 8 | 26 | 13 | 884.8754 | 89.38% | 2017-07-26 13:00 | 7 | 26 | 13 | 7 | 26 | 12 | 28.2875 | 27 | 0 | 27.4475 | 28.0525 | 0
[48 empty] | 2017-08-26 14:00 | 8 | 26 | 14 | 696.0322 | 70.31% | 2017-07-26 14:00 | 7 | 26 | 14 | 7 | 26 | 13 | 87.9325 | 28.48 | 0 | 31.075 | 74.51 | 0
[48 empty] | 2017-08-26 15:00 | 8 | 26 | 15 | 839.6002 | 84.81% | 2017-07-26 15:00 | 7 | 26 | 15 | 7 | 26 | 14 | 197.785 | 35.515 | 0 | 45.3375 | 175.14 | 0
[48 empty] | 2017-08-26 16:00 | 8 | 26 | 16 | 673.9024 | 68.07% | 2017-07-26 16:00 | 7 | 26 | 16 | 7 | 26 | 15 | 34.4475 | 31.0275 | 0 | 31.9375 | 33.5475 | 0
[48 empty] | 2017-08-26 17:00 | 8 | 26 | 17 | 273.2523 | 27.6% | 2017-07-26 17:00 | 7 | 26 | 17 | 7 | 26 | 16 | 55.6025 | 63.63 | 0 | 76.625 | 55.6075 | 0
[48 empty] | 2017-08-26 18:00 | 8 | 26 | 18 | 0 | 0% | 2017-07-26 18:00 | 7 | 26 | 18 | 7 | 26 | 17 | 33.1075 | 35.3425 | 0 | 38.51 | 33.3775 | 0
[48 empty] | 2017-08-26 19:00 | 8 | 26 | 19 | 0 | 0% | 2017-07-26 19:00 | 7 | 26 | 19 | 7 | 26 | 18 | 31.24 | 33.1625 | 0 | 35.84 | 31.48 | 0
[48 empty] | 2017-08-26 20:00 | 8 | 26 | 20 | 0 | 0% | 2017-07-26 20:00 | 7 | 26 | 20 | 7 | 26 | 19 | 28.7175 | 30.58 | 0 | 33.675 | 28.6175 | 0
[48 empty] | 2017-08-26 21:00 | 8 | 26 | 21 | 0 | 0% | 2017-07-26 21:00 | 7 | 26 | 21 | 7 | 26 | 20 | 27.985 | 28.0675 | 0 | 28.21 | 27.9775 | 0
[48 empty] | 2017-08-26 22:00 | 8 | 26 | 22 | 0 | 0% | 2017-07-26 22:00 | 7 | 26 | 22 | 7 | 26 | 21 | 25.17 | 25.28 | 0 | 25.325 | 25.2575 | 0
[48 empty] | 2017-08-26 23:00 | 8 | 26 | 23 | 0 | 0% | 2017-07-26 23:00 | 7 | 26 | 23 | 7 | 26 | 22 | 22.0725 | 21.435 | 0 | 21.4775 | 21.9275 | 0
[48 empty] | 2017-08-27 | 8 | 27 | 0 | 0 | 0% | 2017-07-27 | 7 | 27 | 0 | 7 | 26 | 23 | 20.4125 | 19.8225 | 0 | 19.8625 | 20.275 | 0
[48 empty] | 2017-08-27 01:00 | 8 | 27 | 1 | 0 | 0% | 2017-07-27 01:00 | 7 | 27 | 1 | 7 | 27 | 0 | 19.2475 | 19.185 | 0 | 19.19 | 19.235 | 0
[48 empty] | 2017-08-27 02:00 | 8 | 27 | 2 | 0 | 0% | 2017-07-27 02:00 | 7 | 27 | 2 | 7 | 27 | 1 | 18.655 | 18.655 | 0 | 18.655 | 18.655 | 0
[48 empty] | 2017-08-27 03:00 | 8 | 27 | 3 | 0 | 0% | 2017-07-27 03:00 | 7 | 27 | 3 | 7 | 27 | 2 | 17.77 | 17.77 | 0 | 17.77 | 17.77 | 0
[48 empty] | 2017-08-27 04:00 | 8 | 27 | 4 | 0 | 0% | 2017-07-27 04:00 | 7 | 27 | 4 | 7 | 27 | 3 | 16.9025 | 16.9025 | 0 | 16.9025 | 16.9025 | 0
[48 empty] | 2017-08-27 05:00 | 8 | 27 | 5 | 6.351 | 0.6415% | 2017-07-27 05:00 | 7 | 27 | 5 | 7 | 27 | 4 | 17.1325 | 17.1325 | 0 | 17.1325 | 17.1325 | 0
[48 empty] | 2017-08-27 06:00 | 8 | 27 | 6 | 380.1271 | 38.4% | 2017-07-27 06:00 | 7 | 27 | 6 | 7 | 27 | 5 | 18.0125 | 18.0125 | 0 | 18.0125 | 18.0125 | 0
[48 empty] | 2017-08-27 07:00 | 8 | 27 | 7 | 714.1891 | 72.14% | 2017-07-27 07:00 | 7 | 27 | 7 | 7 | 27 | 6 | 18.765 | 18.765 | 0 | 18.765 | 18.765 | 0
[48 empty] | 2017-08-27 08:00 | 8 | 27 | 8 | 871.005 | 87.98% | 2017-07-27 08:00 | 7 | 27 | 8 | 7 | 27 | 7 | 19.6475 | 19.6475 | 0 | 19.6475 | 19.6475 | 0
[48 empty] | 2017-08-27 09:00 | 8 | 27 | 9 | 926.9491 | 93.63% | 2017-07-27 09:00 | 7 | 27 | 9 | 7 | 27 | 8 | 21.125 | 21.125 | 0 | 21.125 | 21.125 | 0
[48 empty] | 2017-08-27 10:00 | 8 | 27 | 10 | 904.0144 | 91.31% | 2017-07-27 10:00 | 7 | 27 | 10 | 7 | 27 | 9 | 25.075 | 25.2025 | 0 | 25.205 | 25.0875 | 0
[48 empty] | 2017-08-27 11:00 | 8 | 27 | 11 | 899.3106 | 90.84% | 2017-07-27 11:00 | 7 | 27 | 11 | 7 | 27 | 10 | 28.2825 | 28.4625 | 0 | 28.4675 | 28.2975 | 0
[48 empty] | 2017-08-27 12:00 | 8 | 27 | 12 | 899.4771 | 90.86% | 2017-07-27 12:00 | 7 | 27 | 12 | 7 | 27 | 11 | 39.885 | 30.1625 | 0 | 30.285 | 37.85 | 0
[48 empty] | 2017-08-27 13:00 | 8 | 27 | 13 | 909.526 | 91.87% | 2017-07-27 13:00 | 7 | 27 | 13 | 7 | 27 | 12 | 32.77 | 32.9775 | 0 | 32.985 | 32.79 | 0
[48 empty] | 2017-08-27 14:00 | 8 | 27 | 14 | 895.4397 | 90.45% | 2017-07-27 14:00 | 7 | 27 | 14 | 7 | 27 | 13 | 39.36 | 39.5925 | 0 | 39.5975 | 39.385 | 0
[48 empty] | 2017-08-27 15:00 | 8 | 27 | 15 | 858.7459 | 86.74% | 2017-07-27 15:00 | 7 | 27 | 15 | 7 | 27 | 14 | 41.6125 | 41.7025 | 0 | 41.7025 | 41.6225 | 0
[48 empty] | 2017-08-27 16:00 | 8 | 27 | 16 | 751.2881 | 75.89% | 2017-07-27 16:00 | 7 | 27 | 16 | 7 | 27 | 15 | 44.045 | 44.045 | 0 | 44.045 | 44.045 | 0
[48 empty] | 2017-08-27 17:00 | 8 | 27 | 17 | 271.0084 | 27.37% | 2017-07-27 17:00 | 7 | 27 | 17 | 7 | 27 | 16 | 44.19 | 44.19 | 0 | 44.195 | 44.1925 | 0
[48 empty] | 2017-08-27 18:00 | 8 | 27 | 18 | 0 | 0% | 2017-07-27 18:00 | 7 | 27 | 18 | 7 | 27 | 17 | 35.5775 | 35.685 | 0 | 35.695 | 35.61 | 0
[48 empty] | 2017-08-27 19:00 | 8 | 27 | 19 | 0 | 0% | 2017-07-27 19:00 | 7 | 27 | 19 | 7 | 27 | 18 | 32.7925 | 32.8025 | 0 | 32.8225 | 32.7925 | 0
[48 empty] | 2017-08-27 20:00 | 8 | 27 | 20 | 0 | 0% | 2017-07-27 20:00 | 7 | 27 | 20 | 7 | 27 | 19 | 30.7875 | 31.0775 | 0 | 31.1925 | 31.015 | 0
[48 empty] | 2017-08-27 21:00 | 8 | 27 | 21 | 0 | 0% | 2017-07-27 21:00 | 7 | 27 | 21 | 7 | 27 | 20 | 29.895 | 30.2825 | 0 | 30.285 | 30.3 | 0
[48 empty] | 2017-08-27 22:00 | 8 | 27 | 22 | 0 | 0% | 2017-07-27 22:00 | 7 | 27 | 22 | 7 | 27 | 21 | 28.7975 | 28.88 | 0 | 28.88 | 28.88 | 0
[48 empty] | 2017-08-27 23:00 | 8 | 27 | 23 | 0 | 0% | 2017-07-27 23:00 | 7 | 27 | 23 | 7 | 27 | 22 | 25.4325 | 25.435 | 0 | 25.435 | 25.435 | 0
[48 empty] | 2017-08-28 | 8 | 28 | 0 | 0 | 0% | 2017-07-28 | 7 | 28 | 0 | 7 | 27 | 23 | 21.35 | 21.35 | 0 | 21.35 | 21.35 | 0
[48 empty] | 2017-08-28 01:00 | 8 | 28 | 1 | 0 | 0% | 2017-07-28 01:00 | 7 | 28 | 1 | 7 | 28 | 0 | 20.305 | 20.305 | 0 | 20.305 | 20.305 | 0
[48 empty] | 2017-08-28 02:00 | 8 | 28 | 2 | 0 | 0% | 2017-07-28 02:00 | 7 | 28 | 2 | 7 | 28 | 1 | 18.9275 | 18.9275 | 0 | 18.9275 | 18.9275 | 0
[48 empty] | 2017-08-28 03:00 | 8 | 28 | 3 | 0 | 0% | 2017-07-28 03:00 | 7 | 28 | 3 | 7 | 28 | 2 | 18.0475 | 18.0475 | 0 | 18.0475 | 18.0475 | 0
[48 empty] | 2017-08-28 04:00 | 8 | 28 | 4 | 0 | 0% | 2017-07-28 04:00 | 7 | 28 | 4 | 7 | 28 | 3 | 17.3725 | 17.3725 | 0 | 17.3725 | 17.3725 | 0
[48 empty] | 2017-08-28 05:00 | 8 | 28 | 5 | 5.885 | 0.5944% | 2017-07-28 05:00 | 7 | 28 | 5 | 7 | 28 | 4 | 17.2875 | 17.2875 | 0 | 17.2875 | 17.2875 | 0
[48 empty] | 2017-08-28 06:00 | 8 | 28 | 6 | 377.5966 | 38.14% | 2017-07-28 06:00 | 7 | 28 | 6 | 7 | 28 | 5 | 17.7325 | 17.7325 | 0 | 17.7325 | 17.7325 | 0
[48 empty] | 2017-08-28 07:00 | 8 | 28 | 7 | 755.6357 | 76.33% | 2017-07-28 07:00 | 7 | 28 | 7 | 7 | 28 | 6 | 18.69 | 18.69 | 0 | 18.69 | 18.69 | 0
[48 empty] | 2017-08-28 08:00 | 8 | 28 | 8 | 897.4421 | 90.65% | 2017-07-28 08:00 | 7 | 28 | 8 | 7 | 28 | 7 | 19.0475 | 19.0475 | 0 | 19.0475 | 19.0475 | 0
[48 empty] | 2017-08-28 09:00 | 8 | 28 | 9 | 903.6502 | 91.28% | 2017-07-28 09:00 | 7 | 28 | 9 | 7 | 28 | 8 | 20.98 | 20.98 | 0 | 20.98 | 20.98 | 0
[48 empty] | 2017-08-28 10:00 | 8 | 28 | 10 | 895.9072 | 90.5% | 2017-07-28 10:00 | 7 | 28 | 10 | 7 | 28 | 9 | 22.265 | 22.36 | 0 | 22.36 | 22.2725 | 0
[48 empty] | 2017-08-28 11:00 | 8 | 28 | 11 | 883.1844 | 89.21% | 2017-07-28 11:00 | 7 | 28 | 11 | 7 | 28 | 10 | 26.8575 | 26.87 | 0 | 26.87 | 26.8575 | 0
[48 empty] | 2017-08-28 12:00 | 8 | 28 | 12 | 882.6355 | 89.16% | 2017-07-28 12:00 | 7 | 28 | 12 | 7 | 28 | 11 | 31.015 | 31.015 | 0 | 31.015 | 31.015 | 0
[48 empty] | 2017-08-28 13:00 | 8 | 28 | 13 | 904.1935 | 91.33% | 2017-07-28 13:00 | 7 | 28 | 13 | 7 | 28 | 12 | 39.9375 | 39.9375 | 0 | 39.9375 | 39.9375 | 0
[48 empty] | 2017-08-28 14:00 | 8 | 28 | 14 | 813.0781 | 82.13% | 2017-07-28 14:00 | 7 | 28 | 14 | 7 | 28 | 13 | 40.74 | 40.74 | 0 | 40.74 | 40.74 | 0
[48 empty] | 2017-08-28 15:00 | 8 | 28 | 15 | 873.3459 | 88.22% | 2017-07-28 15:00 | 7 | 28 | 15 | 7 | 28 | 14 | 90.27 | 90.27 | 0 | 90.27 | 90.27 | 0
[48 empty] | 2017-08-28 16:00 | 8 | 28 | 16 | 571.4589 | 57.72% | 2017-07-28 16:00 | 7 | 28 | 16 | 7 | 28 | 15 | 86.915 | 93.82 | 0 | 94.49 | 129 | 0
[48 empty] | 2017-08-28 17:00 | 8 | 28 | 17 | 152.8762 | 15.44% | 2017-07-28 17:00 | 7 | 28 | 17 | 7 | 28 | 16 | 110.1425 | 136.985 | 0 | 139.08 | 271.185 | 0
[48 empty] | 2017-08-28 18:00 | 8 | 28 | 18 | 0 | 0% | 2017-07-28 18:00 | 7 | 28 | 18 | 7 | 28 | 17 | 51.07 | 58.61 | 0 | 58.8225 | 95.27 | 0
[48 empty] | 2017-08-28 19:00 | 8 | 28 | 19 | 0 | 0% | 2017-07-28 19:00 | 7 | 28 | 19 | 7 | 28 | 18 | 38.545 | 38.715 | 0 | 38.715 | 39.53 | 0
[48 empty] | 2017-08-28 20:00 | 8 | 28 | 20 | 0 | 0% | 2017-07-28 20:00 | 7 | 28 | 20 | 7 | 28 | 19 | 33.795 | 33.795 | 0 | 33.795 | 33.795 | 0
[48 empty] | 2017-08-28 21:00 | 8 | 28 | 21 | 0 | 0% | 2017-07-28 21:00 | 7 | 28 | 21 | 7 | 28 | 20 | 32.5775 | 32.6625 | 0 | 32.6625 | 32.665 | 0
[48 empty] | 2017-08-28 22:00 | 8 | 28 | 22 | 0 | 0% | 2017-07-28 22:00 | 7 | 28 | 22 | 7 | 28 | 21 | 30.105 | 30.26 | 0 | 30.2625 | 30.265 | 0
[48 empty] | 2017-08-28 23:00 | 8 | 28 | 23 | 0 | 0% | 2017-07-28 23:00 | 7 | 28 | 23 | 7 | 28 | 22 | 25.605 | 25.875 | 0 | 25.88 | 25.885 | 0
[48 empty] | 2017-08-29 | 8 | 29 | 0 | 0 | 0% | 2017-07-29 | 7 | 29 | 0 | 7 | 28 | 23 | 22.88 | 22.8775 | 0 | 22.8775 | 22.88 | 0
[48 empty] | 2017-08-29 01:00 | 8 | 29 | 1 | 0 | 0% | 2017-07-29 01:00 | 7 | 29 | 1 | 7 | 29 | 0 | 22.045 | 21.3025 | 0 | 21.355 | 21.8775 | 0
[48 empty] | 2017-08-29 02:00 | 8 | 29 | 2 | 0 | 0% | 2017-07-29 02:00 | 7 | 29 | 2 | 7 | 29 | 1 | 21.285 | 21.1525 | 0 | 21.16 | 21.255 | 0
[48 empty] | 2017-08-29 03:00 | 8 | 29 | 3 | 0 | 0% | 2017-07-29 03:00 | 7 | 29 | 3 | 7 | 29 | 2 | 20.145 | 20.145 | 0 | 20.145 | 20.145 | 0
[48 empty] | 2017-08-29 04:00 | 8 | 29 | 4 | 0 | 0% | 2017-07-29 04:00 | 7 | 29 | 4 | 7 | 29 | 3 | 19.0525 | 19.0525 | 0 | 19.0525 | 19.0525 | 0
[48 empty] | 2017-08-29 05:00 | 8 | 29 | 5 | 4.6838 | 0.4731% | 2017-07-29 05:00 | 7 | 29 | 5 | 7 | 29 | 4 | 18.6825 | 18.6825 | 0 | 18.6825 | 18.6825 | 0
[48 empty] | 2017-08-29 06:00 | 8 | 29 | 6 | 361.7497 | 36.54% | 2017-07-29 06:00 | 7 | 29 | 6 | 7 | 29 | 5 | 18.965 | 18.965 | 0 | 18.965 | 18.965 | 0
[48 empty] | 2017-08-29 07:00 | 8 | 29 | 7 | 796.4048 | 80.44% | 2017-07-29 07:00 | 7 | 29 | 7 | 7 | 29 | 6 | 19.5975 | 19.5975 | 0 | 19.5975 | 19.5975 | 0
[48 empty] | 2017-08-29 08:00 | 8 | 29 | 8 | 846.1874 | 85.47% | 2017-07-29 08:00 | 7 | 29 | 8 | 7 | 29 | 7 | 20.08 | 20.08 | 0 | 20.08 | 20.08 | 0
[48 empty] | 2017-08-29 09:00 | 8 | 29 | 9 | 879.8203 | 88.87% | 2017-07-29 09:00 | 7 | 29 | 9 | 7 | 29 | 8 | 21.265 | 21.265 | 0 | 21.265 | 21.265 | 0
[48 empty] | 2017-08-29 10:00 | 8 | 29 | 10 | 871.8343 | 88.06% | 2017-07-29 10:00 | 7 | 29 | 10 | 7 | 29 | 9 | 25.4725 | 25.4725 | 0 | 25.4725 | 25.4725 | 0
[48 empty] | 2017-08-29 11:00 | 8 | 29 | 11 | 880.7932 | 88.97% | 2017-07-29 11:00 | 7 | 29 | 11 | 7 | 29 | 10 | 29.43 | 29.43 | 0 | 29.43 | 29.43 | 0
[48 empty] | 2017-08-29 12:00 | 8 | 29 | 12 | 751.2614 | 75.88% | 2017-07-29 12:00 | 7 | 29 | 12 | 7 | 29 | 11 | 37.3375 | 37.2525 | 0 | 37.265 | 36.445 | 0
[48 empty] | 2017-08-29 13:00 | 8 | 29 | 13 | 505.0772 | 51.02% | 2017-07-29 13:00 | 7 | 29 | 13 | 7 | 29 | 12 | 68.8675 | 68.8675 | 0 | 68.8675 | 68.8675 | 0
[48 empty] | 2017-08-29 14:00 | 8 | 29 | 14 | 288.1283 | 29.1% | 2017-07-29 14:00 | 7 | 29 | 14 | 7 | 29 | 13 | 237.7175 | 237.7175 | 0 | 237.665 | 237.7175 | 0
[48 empty] | 2017-08-29 15:00 | 8 | 29 | 15 | 658.4866 | 66.51% | 2017-07-29 15:00 | 7 | 29 | 15 | 7 | 29 | 14 | 56.9625 | 56.9625 | 0 | 56.96 | 56.9625 | 0
[48 empty] | 2017-08-29 16:00 | 8 | 29 | 16 | 258.1041 | 26.07% | 2017-07-29 16:00 | 7 | 29 | 16 | 7 | 29 | 15 | 62.015 | 60.5125 | 0 | 67.45 | 62.1225 | 0
[48 empty] | 2017-08-29 17:00 | 8 | 29 | 17 | 116.9289 | 11.81% | 2017-07-29 17:00 | 7 | 29 | 17 | 7 | 29 | 16 | 50.965 | 49.9525 | 0 | 55.525 | 52.275 | 0
[48 empty] | 2017-08-29 18:00 | 8 | 29 | 18 | 0 | 0% | 2017-07-29 18:00 | 7 | 29 | 18 | 7 | 29 | 17 | 41.5925 | 44.4325 | 0 | 44.765 | 58.4625 | 0
[48 empty] | 2017-08-29 19:00 | 8 | 29 | 19 | 0 | 0% | 2017-07-29 19:00 | 7 | 29 | 19 | 7 | 29 | 18 | 33.0775 | 33.1125 | 0 | 33.115 | 33.29 | 0
[48 empty] | 2017-08-29 20:00 | 8 | 29 | 20 | 0 | 0% | 2017-07-29 20:00 | 7 | 29 | 20 | 7 | 29 | 19 | 31.13 | 31.13 | 0 | 31.13 | 31.13 | 0
[48 empty] | 2017-08-29 21:00 | 8 | 29 | 21 | 0 | 0% | 2017-07-29 21:00 | 7 | 29 | 21 | 7 | 29 | 20 | 31.455 | 31.81 | 0 | 31.8125 | 31.8225 | 0
[48 empty] | 2017-08-29 22:00 | 8 | 29 | 22 | 0 | 0% | 2017-07-29 22:00 | 7 | 29 | 22 | 7 | 29 | 21 | 29.1875 | 29.22 | 0 | 29.22 | 29.18 | 0
[48 empty] | 2017-08-29 23:00 | 8 | 29 | 23 | 0 | 0% | 2017-07-29 23:00 | 7 | 29 | 23 | 7 | 29 | 22 | 25.83 | 25.83 | 0 | 25.83 | 25.83 | 0
[48 empty] | 2017-08-30 | 8 | 30 | 0 | 0 | 0% | 2017-07-30 | 7 | 30 | 0 | 7 | 29 | 23 | 24.6075 | 22.4075 | 0 | 22.515 | 24.1 | 0
[48 empty] | 2017-08-30 01:00 | 8 | 30 | 1 | 0 | 0% | 2017-07-30 01:00 | 7 | 30 | 1 | 7 | 30 | 0 | 22.745 | 22.7225 | 0 | 22.7225 | 22.7375 | 0
[48 empty] | 2017-08-30 02:00 | 8 | 30 | 2 | 0 | 0% | 2017-07-30 02:00 | 7 | 30 | 2 | 7 | 30 | 1 | 21.4575 | 21.36 | 0 | 21.365 | 21.435 | 0
[48 empty] | 2017-08-30 03:00 | 8 | 30 | 3 | 0 | 0% | 2017-07-30 03:00 | 7 | 30 | 3 | 7 | 30 | 2 | 21.165 | 21.165 | 0 | 21.165 | 21.165 | 0
[48 empty] | 2017-08-30 04:00 | 8 | 30 | 4 | 0 | 0% | 2017-07-30 04:00 | 7 | 30 | 4 | 7 | 30 | 3 | 21.06 | 21.06 | 0 | 21.06 | 21.06 | 0
[48 empty] | 2017-08-30 05:00 | 8 | 30 | 5 | 0 | 0% | 2017-07-30 05:00 | 7 | 30 | 5 | 7 | 30 | 4 | 20.7875 | 20.7875 | 0 | 20.7875 | 20.7875 | 0
[48 empty] | 2017-08-30 06:00 | 8 | 30 | 6 | 147.7873 | 14.93% | 2017-07-30 06:00 | 7 | 30 | 6 | 7 | 30 | 5 | 20.6725 | 20.6725 | 0 | 20.6725 | 20.6725 | 0
[48 empty] | 2017-08-30 07:00 | 8 | 30 | 7 | 703.6045 | 71.07% | 2017-07-30 07:00 | 7 | 30 | 7 | 7 | 30 | 6 | 20.3325 | 20.3325 | 0 | 20.3325 | 20.3325 | 0
[48 empty] | 2017-08-30 08:00 | 8 | 30 | 8 | 868.6531 | 87.74% | 2017-07-30 08:00 | 7 | 30 | 8 | 7 | 30 | 7 | 20.335 | 20.335 | 0 | 20.335 | 20.335 | 0
[48 empty] | 2017-08-30 09:00 | 8 | 30 | 9 | 893.5919 | 90.26% | 2017-07-30 09:00 | 7 | 30 | 9 | 7 | 30 | 8 | 21.3325 | 21.3325 | 0 | 21.3325 | 21.3325 | 0
[48 empty] | 2017-08-30 10:00 | 8 | 30 | 10 | 880.571 | 88.95% | 2017-07-30 10:00 | 7 | 30 | 10 | 7 | 30 | 9 | 22.885 | 22.885 | 0 | 22.885 | 22.885 | 0
[48 empty] | 2017-08-30 11:00 | 8 | 30 | 11 | 872.697 | 88.15% | 2017-07-30 11:00 | 7 | 30 | 11 | 7 | 30 | 10 | 26.7525 | 26.7525 | 0 | 26.7525 | 26.7525 | 0
[48 empty] | 2017-08-30 12:00 | 8 | 30 | 12 | 841.3073 | 84.98% | 2017-07-30 12:00 | 7 | 30 | 12 | 7 | 30 | 11 | 29.2025 | 29.2025 | 0 | 29.2025 | 29.2025 | 0
[48 empty] | 2017-08-30 13:00 | 8 | 30 | 13 | 537.4248 | 54.29% | 2017-07-30 13:00 | 7 | 30 | 13 | 7 | 30 | 12 | 29.92 | 28.6625 | 0 | 28.6875 | 29.635 | 0
[48 empty] | 2017-08-30 14:00 | 8 | 30 | 14 | 120.8159 | 12.2% | 2017-07-30 14:00 | 7 | 30 | 14 | 7 | 30 | 13 | 30.98 | 29.2925 | 0 | 29.32 | 30.595 | 0
[48 empty] | 2017-08-30 15:00 | 8 | 30 | 15 | 126.6619 | 12.79% | 2017-07-30 15:00 | 7 | 30 | 15 | 7 | 30 | 14 | 31.9 | 31.705 | 0 | 31.7075 | 31.855 | 0
[48 empty] | 2017-08-30 16:00 | 8 | 30 | 16 | 103.7738 | 10.48% | 2017-07-30 16:00 | 7 | 30 | 16 | 7 | 30 | 15 | 30.5325 | 30.2425 | 0 | 30.25 | 30.465 | 0
[48 empty] | 2017-08-30 17:00 | 8 | 30 | 17 | 230.6699 | 23.3% | 2017-07-30 17:00 | 7 | 30 | 17 | 7 | 30 | 16 | 30.735 | 30.585 | 0 | 30.5875 | 30.7 | 0
[48 empty] | 2017-08-30 18:00 | 8 | 30 | 18 | 0 | 0% | 2017-07-30 18:00 | 7 | 30 | 18 | 7 | 30 | 17 | 31.0575 | 31.0575 | 0 | 31.0575 | 31.0575 | 0
[48 empty] | 2017-08-30 19:00 | 8 | 30 | 19 | 0 | 0% | 2017-07-30 19:00 | 7 | 30 | 19 | 7 | 30 | 18 | 32.355 | 32.355 | 0 | 32.355 | 32.355 | 0
[48 empty] | 2017-08-30 20:00 | 8 | 30 | 20 | 0 | 0% | 2017-07-30 20:00 | 7 | 30 | 20 | 7 | 30 | 19 | 28.66 | 28.66 | 0 | 28.66 | 28.66 | 0
[48 empty] | 2017-08-30 21:00 | 8 | 30 | 21 | 0 | 0% | 2017-07-30 21:00 | 7 | 30 | 21 | 7 | 30 | 20 | 29.335 | 29.2325 | 0 | 29.235 | 29.31 | 0
[48 empty] | 2017-08-30 22:00 | 8 | 30 | 22 | 0 | 0% | 2017-07-30 22:00 | 7 | 30 | 22 | 7 | 30 | 21 | 27.915 | 27.8375 | 0 | 27.8375 | 27.8975 | 0
[48 empty] | 2017-08-30 23:00 | 8 | 30 | 23 | 0 | 0% | 2017-07-30 23:00 | 7 | 30 | 23 | 7 | 30 | 22 | 25.325 | 25.325 | 0 | 25.325 | 25.325 | 0
[48 empty] | 2017-08-31 | 8 | 31 | 0 | 0 | 0% | 2017-07-31 | 7 | 31 | 0 | 7 | 30 | 23 | 23.4925 | 23.4925 | 0 | 23.4925 | 23.4925 | 0
[48 empty] | 2017-08-31 01:00 | 8 | 31 | 1 | 0 | 0% | 2017-07-31 01:00 | 7 | 31 | 1 | 7 | 31 | 0 | 21.5175 | 21.5175 | 0 | 21.5175 | 21.5175 | 0
[48 empty] | 2017-08-31 02:00 | 8 | 31 | 2 | 0 | 0% | 2017-07-31 02:00 | 7 | 31 | 2 | 7 | 31 | 1 | 20.9025 | 20.9025 | 0 | 20.9025 | 20.9025 | 0
[48 empty] | 2017-08-31 03:00 | 8 | 31 | 3 | 0 | 0% | 2017-07-31 03:00 | 7 | 31 | 3 | 7 | 31 | 2 | 20.185 | 20.185 | 0 | 20.185 | 20.185 | 0
[48 empty] | 2017-08-31 04:00 | 8 | 31 | 4 | 0 | 0% | 2017-07-31 04:00 | 7 | 31 | 4 | 7 | 31 | 3 | 19.935 | 19.935 | 0 | 19.935 | 19.935 | 0
[48 empty] | 2017-08-31 05:00 | 8 | 31 | 5 | 0 | 0% | 2017-07-31 05:00 | 7 | 31 | 5 | 7 | 31 | 4 | 20.0575 | 20.0575 | 0 | 20.0575 | 20.0575 | 0
[48 empty] | 2017-08-31 06:00 | 8 | 31 | 6 | 92.888 | 9.383% | 2017-07-31 06:00 | 7 | 31 | 6 | 7 | 31 | 5 | 20.58 | 20.58 | 0 | 20.58 | 20.58 | 0
[48 empty] | 2017-08-31 07:00 | 8 | 31 | 7 | 435.0979 | 43.95% | 2017-07-31 07:00 | 7 | 31 | 7 | 7 | 31 | 6 | 21.0925 | 21.0925 | 0 | 21.0925 | 21.0925 | 0
[48 empty] | 2017-08-31 08:00 | 8 | 31 | 8 | 496.5824 | 50.16% | 2017-07-31 08:00 | 7 | 31 | 8 | 7 | 31 | 7 | 21.1175 | 21.1175 | 0 | 21.1175 | 21.1175 | 0
[48 empty] | 2017-08-31 09:00 | 8 | 31 | 9 | 820.8888 | 82.92% | 2017-07-31 09:00 | 7 | 31 | 9 | 7 | 31 | 8 | 21.735 | 21.735 | 0 | 21.735 | 21.735 | 0
[48 empty] | 2017-08-31 10:00 | 8 | 31 | 10 | 436.4637 | 44.09% | 2017-07-31 10:00 | 7 | 31 | 10 | 7 | 31 | 9 | 25.05 | 25.05 | 0 | 25.05 | 25.05 | 0
[48 empty] | 2017-08-31 11:00 | 8 | 31 | 11 | 823.8271 | 83.21% | 2017-07-31 11:00 | 7 | 31 | 11 | 7 | 31 | 10 | 28.8575 | 28.8575 | 0 | 28.8575 | 28.8575 | 0
[48 empty] | 2017-08-31 12:00 | 8 | 31 | 12 | 901.8687 | 91.1% | 2017-07-31 12:00 | 7 | 31 | 12 | 7 | 31 | 11 | 31.11 | 31.11 | 0 | 31.11 | 31.11 | 0
[48 empty] | 2017-08-31 13:00 | 8 | 31 | 13 | 925.0222 | 93.44% | 2017-07-31 13:00 | 7 | 31 | 13 | 7 | 31 | 12 | 33.775 | 33.775 | 0 | 33.775 | 33.775 | 0
[48 empty] | 2017-08-31 14:00 | 8 | 31 | 14 | 431.1897 | 43.55% | 2017-07-31 14:00 | 7 | 31 | 14 | 7 | 31 | 13 | 39.4625 | 39.4625 | 0 | 39.4625 | 39.4625 | 0
[48 empty] | 2017-08-31 15:00 | 8 | 31 | 15 | 813.3961 | 82.16% | 2017-07-31 15:00 | 7 | 31 | 15 | 7 | 31 | 14 | 42.6075 | 42.6075 | 0 | 42.6075 | 42.6075 | 0
[48 empty] | 2017-08-31 16:00 | 8 | 31 | 16 | 718.4379 | 72.57% | 2017-07-31 16:00 | 7 | 31 | 16 | 7 | 31 | 15 | 80.08 | 80.08 | 0 | 80.08 | 80.08 | 0
[48 empty] | 2017-08-31 17:00 | 8 | 31 | 17 | 278.8166 | 28.16% | 2017-07-31 17:00 | 7 | 31 | 17 | 7 | 31 | 16 | 62.56 | 62.585 | 0 | 62.585 | 62.5625 | 0
[48 empty] | 2017-08-31 18:00 | 8 | 31 | 18 | 0 | 0% | 2017-07-31 18:00 | 7 | 31 | 18 | 7 | 31 | 17 | 46.8525 | 46.9025 | 0 | 46.905 | 46.86 | 0
[48 empty] | 2017-08-31 19:00 | 8 | 31 | 19 | 0 | 0% | 2017-07-31 19:00 | 7 | 31 | 19 | 7 | 31 | 18 | 35.08 | 35.08 | 0 | 35.08 | 35.08 | 0
[48 empty] | 2017-08-31 20:00 | 8 | 31 | 20 | 0 | 0% | 2017-07-31 20:00 | 7 | 31 | 20 | 7 | 31 | 19 | 32.9325 | 32.9325 | 0 | 32.9325 | 32.9325 | 0
[48 empty] | 2017-08-31 21:00 | 8 | 31 | 21 | 0 | 0% | 2017-07-31 21:00 | 7 | 31 | 21 | 7 | 31 | 20 | 32.9125 | 32.9125 | 0 | 32.9125 | 32.9125 | 0
[48 empty] | 2017-08-31 22:00 | 8 | 31 | 22 | 0 | 0% | 2017-07-31 22:00 | 7 | 31 | 22 | 7 | 31 | 21 | 29.23 | 29.23 | 0 | 29.23 | 29.23 | 0
[48 empty] | 2017-08-31 23:00 | 8 | 31 | 23 | 0 | 0% | 2017-07-31 23:00 | 7 | 31 | 23 | 7 | 31 | 22 | 26.0675 | 26.0675 | 0 | 26.0675 | 26.0675 | 0
[48 empty] | 2017-09-01 | 9 | 1 | 0 | 0 | 0% | 2017-08-01 | 8 | 1 | 0 | 7 | 31 | 23 | 24.145 | 24.145 | 0 | 24.145 | 24.145 | 0
[48 empty] | 2017-09-01 01:00 | 9 | 1 | 1 | 0 | 0% | 2017-08-01 01:00 | 8 | 1 | 1 | 8 | 1 | 0 | 21.2825 | 21.2825 | 0 | 21.2825 | 21.2825 | 0
[48 empty] | 2017-09-01 02:00 | 9 | 1 | 2 | 0 | 0% | 2017-08-01 02:00 | 8 | 1 | 2 | 8 | 1 | 1 | 20.4925 | 20.4925 | 0 | 20.4925 | 20.4925 | 0
[48 empty] | 2017-09-01 03:00 | 9 | 1 | 3 | 0 | 0% | 2017-08-01 03:00 | 8 | 1 | 3 | 8 | 1 | 2 | 19.745 | 19.745 | 0 | 19.745 | 19.745 | 0
[48 empty] | 2017-09-01 04:00 | 9 | 1 | 4 | 0 | 0% | 2017-08-01 04:00 | 8 | 1 | 4 | 8 | 1 | 3 | 19.03 | 19.03 | 0 | 19.03 | 19.03 | 0
[48 empty] | 2017-09-01 05:00 | 9 | 1 | 5 | 4.197 | 0.4239% | 2017-08-01 05:00 | 8 | 1 | 5 | 8 | 1 | 4 | 19 | 19 | 0 | 19 | 19 | 0
[48 empty] | 2017-09-01 06:00 | 9 | 1 | 6 | 417.5191 | 42.17% | 2017-08-01 06:00 | 8 | 1 | 6 | 8 | 1 | 5 | 20.2675 | 20.2675 | 0 | 20.2675 | 20.2675 | 0
[48 empty] | 2017-09-01 07:00 | 9 | 1 | 7 | 704.4463 | 71.16% | 2017-08-01 07:00 | 8 | 1 | 7 | 8 | 1 | 6 | 21.235 | 21.235 | 0 | 21.235 | 21.235 | 0
[48 empty] | 2017-09-01 08:00 | 9 | 1 | 8 | 946.7235 | 95.63% | 2017-08-01 08:00 | 8 | 1 | 8 | 8 | 1 | 7 | 21.415 | 21.415 | 0 | 21.415 | 21.415 | 0
[48 empty] | 2017-09-01 09:00 | 9 | 1 | 9 | 978.7404 | 98.86% | 2017-08-01 09:00 | 8 | 1 | 9 | 8 | 1 | 8 | 26.4675 | 26.4675 | 0 | 26.4675 | 26.4675 | 0
[48 empty] | 2017-09-01 10:00 | 9 | 1 | 10 | 918.7601 | 92.8% | 2017-08-01 10:00 | 8 | 1 | 10 | 8 | 1 | 9 | 36.995 | 36.995 | 0 | 36.995 | 36.995 | 0
[48 empty] | 2017-09-01 11:00 | 9 | 1 | 11 | 944.0532 | 95.36% | 2017-08-01 11:00 | 8 | 1 | 11 | 8 | 1 | 10 | 66.5225 | 66.5225 | 0 | 66.5225 | 66.5225 | 0
[48 empty] | 2017-09-01 12:00 | 9 | 1 | 12 | 901.5489 | 91.07% | 2017-08-01 12:00 | 8 | 1 | 12 | 8 | 1 | 11 | 33.795 | 33.795 | 0 | 33.795 | 33.795 | 0
[48 empty] | 2017-09-01 13:00 | 9 | 1 | 13 | 627.1919 | 63.35% | 2017-08-01 13:00 | 8 | 1 | 13 | 8 | 1 | 12 | 32.28 | 32.28 | 0 | 32.28 | 32.28 | 0
[48 empty] | 2017-09-01 14:00 | 9 | 1 | 14 | 715.2975 | 72.25% | 2017-08-01 14:00 | 8 | 1 | 14 | 8 | 1 | 13 | 32.7275 | 32.7275 | 0 | 32.7275 | 32.7275 | 0
[48 empty] | 2017-09-01 15:00 | 9 | 1 | 15 | 875.1813 | 88.4% | 2017-08-01 15:00 | 8 | 1 | 15 | 8 | 1 | 14 | 40.21 | 40.21 | 0 | 40.21 | 40.21 | 0
[48 empty] | 2017-09-01 16:00 | 9 | 1 | 16 | 720.7234 | 72.8% | 2017-08-01 16:00 | 8 | 1 | 16 | 8 | 1 | 15 | 34.7825 | 34.7825 | 0 | 34.7825 | 34.7825 | 0
[48 empty] | 2017-09-01 17:00 | 9 | 1 | 17 | 113.4915 | 11.46% | 2017-08-01 17:00 | 8 | 1 | 17 | 8 | 1 | 16 | 32.1225 | 32.1225 | 0 | 32.1225 | 32.1225 | 0
[48 empty] | 2017-09-01 18:00 | 9 | 1 | 18 | 0 | 0% | 2017-08-01 18:00 | 8 | 1 | 18 | 8 | 1 | 17 | 33.5975 | 33.5975 | 0 | 33.5975 | 33.5975 | 0
[48 empty] | 2017-09-01 19:00 | 9 | 1 | 19 | 0 | 0% | 2017-08-01 19:00 | 8 | 1 | 19 | 8 | 1 | 18 | 30.635 | 30.635 | 0 | 30.635 | 30.635 | 0
[48 empty] | 2017-09-01 20:00 | 9 | 1 | 20 | 0 | 0% | 2017-08-01 20:00 | 8 | 1 | 20 | 8 | 1 | 19 | 29.76 | 29.76 | 0 | 29.76 | 29.76 | 0
[48 empty] | 2017-09-01 21:00 | 9 | 1 | 21 | 0 | 0% | 2017-08-01 21:00 | 8 | 1 | 21 | 8 | 1 | 20 | 40.62 | 40.62 | 0 | 40.62 | 40.62 | 0
[48 empty] | 2017-09-01 22:00 | 9 | 1 | 22 | 0 | 0% | 2017-08-01 22:00 | 8 | 1 | 22 | 8 | 1 | 21 | 29.7625 | 29.7625 | 0 | 29.7625 | 29.7625 | 0
[48 empty] | 2017-09-01 23:00 | 9 | 1 | 23 | 0 | 0% | 2017-08-01 23:00 | 8 | 1 | 23 | 8 | 1 | 22 | 31.22 | 31.22 | 0 | 31.22 | 31.22 | 0
[48 empty] | 2017-09-02 | 9 | 2 | 0 | 0 | 0% | 2017-08-02 | 8 | 2 | 0 | 8 | 1 | 23 | 25.2225 | 25.2225 | 0 | 25.2225 | 25.2225 | 0
[48 empty] | 2017-09-02 01:00 | 9 | 2 | 1 | 0 | 0% | 2017-08-02 01:00 | 8 | 2 | 1 | 8 | 2 | 0 | 22.09 | 22.09 | 0 | 22.09 | 22.09 | 0
[48 empty] | 2017-09-02 02:00 | 9 | 2 | 2 | 0 | 0% | 2017-08-02 02:00 | 8 | 2 | 2 | 8 | 2 | 1 | 21.0625 | 21.0625 | 0 | 21.0625 | 21.0625 | 0
[48 empty] | 2017-09-02 03:00 | 9 | 2 | 3 | 0 | 0% | 2017-08-02 03:00 | 8 | 2 | 3 | 8 | 2 | 2 | 20.2925 | 20.2925 | 0 | 20.2925 | 20.2925 | 0
[48 empty] | 2017-09-02 04:00 | 9 | 2 | 4 | 0 | 0% | 2017-08-02 04:00 | 8 | 2 | 4 | 8 | 2 | 3 | 20.0675 | 20.0675 | 0 | 20.0675 | 20.0675 | 0
[48 empty] | 2017-09-02 05:00 | 9 | 2 | 5 | 4.8616 | 0.4911% | 2017-08-02 05:00 | 8 | 2 | 5 | 8 | 2 | 4 | 20.225 | 20.225 | 0 | 20.225 | 20.225 | 0
[48 empty] | 2017-09-02 06:00 | 9 | 2 | 6 | 462.518 | 46.72% | 2017-08-02 06:00 | 8 | 2 | 6 | 8 | 2 | 5 | 20.745 | 20.745 | 0 | 20.745 | 20.745 | 0
[48 empty] | 2017-09-02 07:00 | 9 | 2 | 7 | 782.3619 | 79.03% | 2017-08-02 07:00 | 8 | 2 | 7 | 8 | 2 | 6 | 21.1025 | 21.1025 | 0 | 21.1025 | 21.1025 | 0
[48 empty] | 2017-09-02 08:00 | 9 | 2 | 8 | 931.3655 | 94.08% | 2017-08-02 08:00 | 8 | 2 | 8 | 8 | 2 | 7 | 20.985 | 20.985 | 0 | 20.985 | 20.985 | 0
[48 empty] | 2017-09-02 09:00 | 9 | 2 | 9 | 935.7656 | 94.52% | 2017-08-02 09:00 | 8 | 2 | 9 | 8 | 2 | 8 | 21.195 | 21.195 | 0 | 21.195 | 21.195 | 0
[48 empty] | 2017-09-02 10:00 | 9 | 2 | 10 | 926.0449 | 93.54% | 2017-08-02 10:00 | 8 | 2 | 10 | 8 | 2 | 9 | 23.47 | 23.47 | 0 | 23.47 | 23.47 | 0
[48 empty] | 2017-09-02 11:00 | 9 | 2 | 11 | 923.0551 | 93.24% | 2017-08-02 11:00 | 8 | 2 | 11 | 8 | 2 | 10 | -13.325 | 25.605 | 0 | 25.685 | 31.21 | 0
[48 empty] | 2017-09-02 12:00 | 9 | 2 | 12 | 900.9004 | 91% | 2017-08-02 12:00 | 8 | 2 | 12 | 8 | 2 | 11 | 38.375 | 26 | 0 | 26.31 | 39.3525 | 0
[48 empty] | 2017-09-02 13:00 | 9 | 2 | 13 | 911.2423 | 92.04% | 2017-08-02 13:00 | 8 | 2 | 13 | 8 | 2 | 12 | 35.3675 | 27.625 | 0 | 27.6325 | 24.9925 | 0
[48 empty] | 2017-09-02 14:00 | 9 | 2 | 14 | 860.3502 | 86.9% | 2017-08-02 14:00 | 8 | 2 | 14 | 8 | 2 | 13 | 34.71 | 24.95 | 0 | 24.915 | 23.56 | 0
[48 empty] | 2017-09-02 15:00 | 9 | 2 | 15 | 805.8779 | 81.4% | 2017-08-02 15:00 | 8 | 2 | 15 | 8 | 2 | 14 | 24.57 | 23.7075 | 0 | 23.7125 | 23.6075 | 0
[48 empty] | 2017-09-02 16:00 | 9 | 2 | 16 | 710.6736 | 71.79% | 2017-08-02 16:00 | 8 | 2 | 16 | 8 | 2 | 15 | 24.9275 | 24.1775 | 0 | 24.1775 | 24.175 | 0
[48 empty] | 2017-09-02 17:00 | 9 | 2 | 17 | 209.338 | 21.15% | 2017-08-02 17:00 | 8 | 2 | 17 | 8 | 2 | 16 | 25.145 | 24.4675 | 0 | 24.4775 | 24.825 | 0
[48 empty] | 2017-09-02 18:00 | 9 | 2 | 18 | 0 | 0% | 2017-08-02 18:00 | 8 | 2 | 18 | 8 | 2 | 17 | 23.805 | 23.8075 | 0 | 23.8075 | 23.8075 | 0
[48 empty] | 2017-09-02 19:00 | 9 | 2 | 19 | 0 | 0% | 2017-08-02 19:00 | 8 | 2 | 19 | 8 | 2 | 18 | 23.3225 | 23.32 | 0 | 23.32 | 23.32 | 0
[48 empty] | 2017-09-02 20:00 | 9 | 2 | 20 | 0 | 0% | 2017-08-02 20:00 | 8 | 2 | 20 | 8 | 2 | 19 | 21.365 | 21.3725 | 0 | 21.3725 | 21.37 | 0
[48 empty] | 2017-09-02 21:00 | 9 | 2 | 21 | 0 | 0% | 2017-08-02 21:00 | 8 | 2 | 21 | 8 | 2 | 20 | 21.3325 | 21.4 | 0 | 21.4 | 21.3725 | 0
[48 empty] | 2017-09-02 22:00 | 9 | 2 | 22 | 0 | 0% | 2017-08-02 22:00 | 8 | 2 | 22 | 8 | 2 | 21 | 21.1625 | 21.1875 | 0 | 21.1875 | 21.1775 | 0
[48 empty] | 2017-09-02 23:00 | 9 | 2 | 23 | 0 | 0% | 2017-08-02 23:00 | 8 | 2 | 23 | 8 | 2 | 22 | 20.94 | 21.0175 | 0 | 21.0175 | 20.985 | 0
[48 empty] | 2017-09-03 | 9 | 3 | 0 | 0 | 0% | 2017-08-03 | 8 | 3 | 0 | 8 | 2 | 23 | 20.2025 | 20.2025 | 0 | 20.2025 | 20.2025 | 0
[48 empty] | 2017-09-03 01:00 | 9 | 3 | 1 | 0 | 0% | 2017-08-03 01:00 | 8 | 3 | 1 | 8 | 3 | 0 | 19.44 | 19.44 | 0 | 19.44 | 19.44 | 0
[48 empty] | 2017-09-03 02:00 | 9 | 3 | 2 | 0 | 0% | 2017-08-03 02:00 | 8 | 3 | 2 | 8 | 3 | 1 | 18.815 | 18.815 | 0 | 18.815 | 18.815 | 0
[48 empty] | 2017-09-03 03:00 | 9 | 3 | 3 | 0 | 0% | 2017-08-03 03:00 | 8 | 3 | 3 | 8 | 3 | 2 | 18.345 | 18.345 | 0 | 18.345 | 18.345 | 0
[48 empty] | 2017-09-03 04:00 | 9 | 3 | 4 | 0 | 0% | 2017-08-03 04:00 | 8 | 3 | 4 | 8 | 3 | 3 | 18.2175 | 18.2175 | 0 | 18.2175 | 18.2175 | 0
[48 empty] | 2017-09-03 05:00 | 9 | 3 | 5 | 4.6308 | 0.4678% | 2017-08-03 05:00 | 8 | 3 | 5 | 8 | 3 | 4 | 18.275 | 18.275 | 0 | 18.275 | 18.275 | 0
[48 empty] | 2017-09-03 06:00 | 9 | 3 | 6 | 462.7603 | 46.74% | 2017-08-03 06:00 | 8 | 3 | 6 | 8 | 3 | 5 | 18.6725 | 18.6725 | 0 | 18.6725 | 18.6725 | 0
[48 empty] | 2017-09-03 07:00 | 9 | 3 | 7 | 879.9439 | 88.88% | 2017-08-03 07:00 | 8 | 3 | 7 | 8 | 3 | 6 | 19.7325 | 19.7325 | 0 | 19.7325 | 19.7325 | 0
[48 empty] | 2017-09-03 08:00 | 9 | 3 | 8 | 920.7285 | 93% | 2017-08-03 08:00 | 8 | 3 | 8 | 8 | 3 | 7 | 20.34 | 20.34 | 0 | 20.34 | 20.34 | 0
[48 empty] | 2017-09-03 09:00 | 9 | 3 | 9 | 957.106 | 96.68% | 2017-08-03 09:00 | 8 | 3 | 9 | 8 | 3 | 8 | 20.9875 | 20.9875 | 0 | 20.9875 | 20.9875 | 0
[48 empty] | 2017-09-03 10:00 | 9 | 3 | 10 | 953.448 | 96.31% | 2017-08-03 10:00 | 8 | 3 | 10 | 8 | 3 | 9 | 21.31 | 21.31 | 0 | 21.31 | 21.31 | 0
[48 empty] | 2017-09-03 11:00 | 9 | 3 | 11 | 942.6569 | 95.22% | 2017-08-03 11:00 | 8 | 3 | 11 | 8 | 3 | 10 | 22.585 | 22.585 | 0 | 22.585 | 22.585 | 0
[48 empty] | 2017-09-03 12:00 | 9 | 3 | 12 | 920.9003 | 93.02% | 2017-08-03 12:00 | 8 | 3 | 12 | 8 | 3 | 11 | 26.8675 | 26.855 | 0 | 26.855 | 26.855 | 0
[48 empty] | 2017-09-03 13:00 | 9 | 3 | 13 | 922.7677 | 93.21% | 2017-08-03 13:00 | 8 | 3 | 13 | 8 | 3 | 12 | 29.355 | 29.23 | 0 | 29.23 | 29.23 | 0
[48 empty] | 2017-09-03 14:00 | 9 | 3 | 14 | 938.3367 | 94.78% | 2017-08-03 14:00 | 8 | 3 | 14 | 8 | 3 | 13 | 32.0425 | 32.0425 | 0 | 32.0425 | 32.0425 | 0
[48 empty] | 2017-09-03 15:00 | 9 | 3 | 15 | 856.5191 | 86.52% | 2017-08-03 15:00 | 8 | 3 | 15 | 8 | 3 | 14 | 48.55 | 48.55 | 0 | 48.55 | 48.55 | 0
[48 empty] | 2017-09-03 16:00 | 9 | 3 | 16 | 596.4508 | 60.25% | 2017-08-03 16:00 | 8 | 3 | 16 | 8 | 3 | 15 | 77.755 | 77.755 | 0 | 77.755 | 77.755 | 0
[48 empty] | 2017-09-03 17:00 | 9 | 3 | 17 | 192.9471 | 19.49% | 2017-08-03 17:00 | 8 | 3 | 17 | 8 | 3 | 16 | 46.195 | 46.195 | 0 | 46.195 | 46.195 | 0
[48 empty] | 2017-09-03 18:00 | 9 | 3 | 18 | 0 | 0% | 2017-08-03 18:00 | 8 | 3 | 18 | 8 | 3 | 17 | 76.265 | 76.265 | 0 | 76.265 | 76.265 | 0
[48 empty] | 2017-09-03 19:00 | 9 | 3 | 19 | 0 | 0% | 2017-08-03 19:00 | 8 | 3 | 19 | 8 | 3 | 18 | 35.42 | 35.42 | 0 | 35.42 | 35.42 | 0
[48 empty] | 2017-09-03 20:00 | 9 | 3 | 20 | 0 | 0% | 2017-08-03 20:00 | 8 | 3 | 20 | 8 | 3 | 19 | 49.96 | 49.96 | 0 | 49.96 | 49.96 | 0
[48 empty] | 2017-09-03 21:00 | 9 | 3 | 21 | 0 | 0% | 2017-08-03 21:00 | 8 | 3 | 21 | 8 | 3 | 20 | 31.3425 | 31.3425 | 0 | 31.3425 | 31.3425 | 0
[48 empty] | 2017-09-03 22:00 | 9 | 3 | 22 | 0 | 0% | 2017-08-03 22:00 | 8 | 3 | 22 | 8 | 3 | 21 | 28.315 | 28.315 | 0 | 28.315 | 28.315 | 0
[48 empty] | 2017-09-03 23:00 | 9 | 3 | 23 | 0 | 0% | 2017-08-03 23:00 | 8 | 3 | 23 | 8 | 3 | 22 | 24.9375 | 24.9375 | 0 | 24.9375 | 24.9375 | 0
[48 empty] | 2017-09-04 | 9 | 4 | 0 | 0 | 0% | 2017-08-04 | 8 | 4 | 0 | 8 | 3 | 23 | 21.425 | 21.425 | 0 | 21.425 | 21.425 | 0
[48 empty] | 2017-09-04 01:00 | 9 | 4 | 1 | 0 | 0% | 2017-08-04 01:00 | 8 | 4 | 1 | 8 | 4 | 0 | 20.7575 | 20.7575 | 0 | 20.7575 | 20.7575 | 0
[48 empty] | 2017-09-04 02:00 | 9 | 4 | 2 | 0 | 0% | 2017-08-04 02:00 | 8 | 4 | 2 | 8 | 4 | 1 | 20.0525 | 20.0525 | 0 | 20.0525 | 20.0525 | 0
[48 empty] | 2017-09-04 03:00 | 9 | 4 | 3 | 0 | 0% | 2017-08-04 03:00 | 8 | 4 | 3 | 8 | 4 | 2 | 19.4625 | 19.4625 | 0 | 19.4625 | 19.4625 | 0
[48 empty] | 2017-09-04 04:00 | 9 | 4 | 4 | 0 | 0% | 2017-08-04 04:00 | 8 | 4 | 4 | 8 | 4 | 3 | 19.41 | 18.9475 | 0 | 18.955 | 19.225 | 0
[48 empty] | 2017-09-04 05:00 | 9 | 4 | 5 | 1.8397 | 0.1858% | 2017-08-04 05:00 | 8 | 4 | 5 | 8 | 4 | 4 | 18.9825 | 18.6875 | 0 | 18.695 | 18.8625 | 0
[48 empty] | 2017-09-04 06:00 | 9 | 4 | 6 | 423.994 | 42.83% | 2017-08-04 06:00 | 8 | 4 | 6 | 8 | 4 | 5 | 19.5025 | 19.3025 | 0 | 19.305 | 19.42 | 0
[48 empty] | 2017-09-04 07:00 | 9 | 4 | 7 | 801.5313 | 80.96% | 2017-08-04 07:00 | 8 | 4 | 7 | 8 | 4 | 6 | 20.535 | 20.1875 | 0 | 20.1925 | 20.395 | 0
[48 empty] | 2017-09-04 08:00 | 9 | 4 | 8 | 936.3957 | 94.59% | 2017-08-04 08:00 | 8 | 4 | 8 | 8 | 4 | 7 | 21.0425 | 20.775 | 0 | 20.7775 | 20.9325 | 0
[48 empty] | 2017-09-04 09:00 | 9 | 4 | 9 | 949.3765 | 95.9% | 2017-08-04 09:00 | 8 | 4 | 9 | 8 | 4 | 8 | 22.6775 | 22.675 | 0 | 22.675 | 22.6775 | 0
[48 empty] | 2017-09-04 10:00 | 9 | 4 | 10 | 914.4246 | 92.37% | 2017-08-04 10:00 | 8 | 4 | 10 | 8 | 4 | 9 | 29.9575 | 29.9575 | 0 | 29.9575 | 29.9575 | 0
[48 empty] | 2017-09-04 11:00 | 9 | 4 | 11 | 900.8947 | 91% | 2017-08-04 11:00 | 8 | 4 | 11 | 8 | 4 | 10 | 35.7825 | 35.5525 | 0 | 35.555 | 35.475 | 0
[48 empty] | 2017-09-04 12:00 | 9 | 4 | 12 | 903.4762 | 91.26% | 2017-08-04 12:00 | 8 | 4 | 12 | 8 | 4 | 11 | 33.3025 | 33.3025 | 0 | 33.3025 | 33.3025 | 0
[48 empty] | 2017-09-04 13:00 | 9 | 4 | 13 | 916.6833 | 92.59% | 2017-08-04 13:00 | 8 | 4 | 13 | 8 | 4 | 12 | 34.4425 | 34.4425 | 0 | 34.4425 | 34.4425 | 0
[48 empty] | 2017-09-04 14:00 | 9 | 4 | 14 | 925.0259 | 93.44% | 2017-08-04 14:00 | 8 | 4 | 14 | 8 | 4 | 13 | 37.63 | 37.63 | 0 | 37.63 | 37.63 | 0
[48 empty] | 2017-09-04 15:00 | 9 | 4 | 15 | 905.0667 | 91.42% | 2017-08-04 15:00 | 8 | 4 | 15 | 8 | 4 | 14 | 51.7175 | 51.7175 | 0 | 51.7175 | 51.7175 | 0
[48 empty] | 2017-09-04 16:00 | 9 | 4 | 16 | 740.4203 | 74.79% | 2017-08-04 16:00 | 8 | 4 | 16 | 8 | 4 | 15 | 44.475 | 44.475 | 0 | 44.475 | 44.475 | 0
[48 empty] | 2017-09-04 17:00 | 9 | 4 | 17 | 215.0279 | 21.72% | 2017-08-04 17:00 | 8 | 4 | 17 | 8 | 4 | 16 | 42.4675 | 43.025 | 0 | 43.9975 | 42.425 | 0
[48 empty] | 2017-09-04 18:00 | 9 | 4 | 18 | 0 | 0% | 2017-08-04 18:00 | 8 | 4 | 18 | 8 | 4 | 17 | 39.535 | 39.54 | 0 | 39.5475 | 39.535 | 0
[48 empty] | 2017-09-04 19:00 | 9 | 4 | 19 | 0 | 0% | 2017-08-04 19:00 | 8 | 4 | 19 | 8 | 4 | 18 | 31.69 | 31.69 | 0 | 31.69 | 31.69 | 0
[48 empty] | 2017-09-04 20:00 | 9 | 4 | 20 | 0 | 0% | 2017-08-04 20:00 | 8 | 4 | 20 | 8 | 4 | 19 | 28.8125 | 28.8125 | 0 | 28.8125 | 28.8125 | 0
[48 empty] | 2017-09-04 21:00 | 9 | 4 | 21 | 0 | 0% | 2017-08-04 21:00 | 8 | 4 | 21 | 8 | 4 | 20 | 29.6475 | 29.6475 | 0 | 29.6475 | 29.6475 | 0
[48 empty] | 2017-09-04 22:00 | 9 | 4 | 22 | 0 | 0% | 2017-08-04 22:00 | 8 | 4 | 22 | 8 | 4 | 21 | 27.9025 | 27.9025 | 0 | 27.9025 | 27.9025 | 0
[48 empty] | 2017-09-04 23:00 | 9 | 4 | 23 | 0 | 0% | 2017-08-04 23:00 | 8 | 4 | 23 | 8 | 4 | 22 | 22.06 | 22.1125 | 0 | 22.1125 | 22.0875 | 0
[48 empty] | 2017-09-05 | 9 | 5 | 0 | 0 | 0% | 2017-08-05 | 8 | 5 | 0 | 8 | 4 | 23 | 21.0075 | 20.9575 | 0 | 20.96 | 20.9975 | 0
[48 empty] | 2017-09-05 01:00 | 9 | 5 | 1 | 0 | 0% | 2017-08-05 01:00 | 8 | 5 | 1 | 8 | 5 | 0 | 20.6 | 20.6 | 0 | 20.6 | 20.6 | 0
[48 empty] | 2017-09-05 02:00 | 9 | 5 | 2 | 0 | 0% | 2017-08-05 02:00 | 8 | 5 | 2 | 8 | 5 | 1 | 19.7 | 19.7 | 0 | 19.7 | 19.7 | 0
[48 empty] | 2017-09-05 03:00 | 9 | 5 | 3 | 0 | 0% | 2017-08-05 03:00 | 8 | 5 | 3 | 8 | 5 | 2 | 18.165 | 18.165 | 0 | 18.165 | 18.165 | 0
[48 empty] | 2017-09-05 04:00 | 9 | 5 | 4 | 0 | 0% | 2017-08-05 04:00 | 8 | 5 | 4 | 8 | 5 | 3 | 17.5175 | 17.5175 | 0 | 17.5175 | 17.5175 | 0
[48 empty] | 2017-09-05 05:00 | 9 | 5 | 5 | 0.29998 | 0.0303% | 2017-08-05 05:00 | 8 | 5 | 5 | 8 | 5 | 4 | 17.02 | 17.02 | 0 | 17.02 | 17.02 | 0
[48 empty] | 2017-09-05 06:00 | 9 | 5 | 6 | 387.8661 | 39.18% | 2017-08-05 06:00 | 8 | 5 | 6 | 8 | 5 | 5 | 17.315 | 17.315 | 0 | 17.315 | 17.315 | 0
[48 empty] | 2017-09-05 07:00 | 9 | 5 | 7 | 787.7387 | 79.57% | 2017-08-05 07:00 | 8 | 5 | 7 | 8 | 5 | 6 | 17.4725 | 17.4725 | 0 | 17.4725 | 17.4725 | 0
[48 empty] | 2017-09-05 08:00 | 9 | 5 | 8 | 921.1078 | 93.04% | 2017-08-05 08:00 | 8 | 5 | 8 | 8 | 5 | 7 | 17.77 | 17.77 | 0 | 17.77 | 17.77 | 0
[48 empty] | 2017-09-05 09:00 | 9 | 5 | 9 | 930.275 | 93.97% | 2017-08-05 09:00 | 8 | 5 | 9 | 8 | 5 | 8 | 19.955 | 19.955 | 0 | 19.955 | 19.955 | 0
[48 empty] | 2017-09-05 10:00 | 9 | 5 | 10 | 926.2647 | 93.56% | 2017-08-05 10:00 | 8 | 5 | 10 | 8 | 5 | 9 | 20.275 | 20.275 | 0 | 20.275 | 20.275 | 0
[48 empty] | 2017-09-05 11:00 | 9 | 5 | 11 | 908.3852 | 91.76% | 2017-08-05 11:00 | 8 | 5 | 11 | 8 | 5 | 10 | 20.5875 | 20.6925 | 0 | 20.695 | 20.6 | 0
[48 empty] | 2017-09-05 12:00 | 9 | 5 | 12 | 908.8337 | 91.8% | 2017-08-05 12:00 | 8 | 5 | 12 | 8 | 5 | 11 | 24.5875 | 21.83 | 0 | 22.29 | 23.87 | 0
[48 empty] | 2017-09-05 13:00 | 9 | 5 | 13 | 936.5706 | 94.6% | 2017-08-05 13:00 | 8 | 5 | 13 | 8 | 5 | 12 | 24.7075 | 25.235 | 0 | 26.1375 | 24.67 | 0
[48 empty] | 2017-09-05 14:00 | 9 | 5 | 14 | 943.132 | 95.27% | 2017-08-05 14:00 | 8 | 5 | 14 | 8 | 5 | 13 | 25.5825 | 25.98 | 0 | 26.6675 | 25.555 | 0
[48 empty] | 2017-09-05 15:00 | 9 | 5 | 15 | 895.7594 | 90.48% | 2017-08-05 15:00 | 8 | 5 | 15 | 8 | 5 | 14 | 25.91 | 26.2125 | 0 | 26.72 | 25.885 | 0
[48 empty] | 2017-09-05 16:00 | 9 | 5 | 16 | 645.7586 | 65.23% | 2017-08-05 16:00 | 8 | 5 | 16 | 8 | 5 | 15 | 28.3775 | 28.47 | 0 | 28.625 | 28.37 | 0
[48 empty] | 2017-09-05 17:00 | 9 | 5 | 17 | 149.4623 | 15.1% | 2017-08-05 17:00 | 8 | 5 | 17 | 8 | 5 | 16 | 35.415 | 35.945 | 0 | 36.84 | 35.3725 | 0
[48 empty] | 2017-09-05 18:00 | 9 | 5 | 18 | 0 | 0% | 2017-08-05 18:00 | 8 | 5 | 18 | 8 | 5 | 17 | 33.5325 | 33.6175 | 0 | 33.7625 | 33.5275 | 0
[48 empty] | 2017-09-05 19:00 | 9 | 5 | 19 | 0 | 0% | 2017-08-05 19:00 | 8 | 5 | 19 | 8 | 5 | 18 | 157.92 | 160.07 | 0 | 163.69 | 157.7575 | 0
[48 empty] | 2017-09-05 20:00 | 9 | 5 | 20 | 0 | 0% | 2017-08-05 20:00 | 8 | 5 | 20 | 8 | 5 | 19 | 28.7975 | 28.7975 | 0 | 28.7975 | 28.7975 | 0
[48 empty] | 2017-09-05 21:00 | 9 | 5 | 21 | 0 | 0% | 2017-08-05 21:00 | 8 | 5 | 21 | 8 | 5 | 20 | 30.5025 | 30.6625 | 0 | 30.6625 | 30.7225 | 0
[48 empty] | 2017-09-05 22:00 | 9 | 5 | 22 | 0 | 0% | 2017-08-05 22:00 | 8 | 5 | 22 | 8 | 5 | 21 | 24.9875 | 25.1425 | 0 | 25.145 | 25.15 | 0
[48 empty] | 2017-09-05 23:00 | 9 | 5 | 23 | 0 | 0% | 2017-08-05 23:00 | 8 | 5 | 23 | 8 | 5 | 22 | 23.435 | 23.435 | 0 | 23.435 | 23.435 | 0
[48 empty] | 2017-09-06 | 9 | 6 | 0 | 0 | 0% | 2017-08-06 | 8 | 6 | 0 | 8 | 5 | 23 | 21.0725 | 20.8925 | 0 | 20.895 | 21.0325 | 0
[48 empty] | 2017-09-06 01:00 | 9 | 6 | 1 | 0 | 0% | 2017-08-06 01:00 | 8 | 6 | 1 | 8 | 6 | 0 | 21.0225 | 20.1425 | 0 | 20.13 | 20.705 | 0
[48 empty] | 2017-09-06 02:00 | 9 | 6 | 2 | 0 | 0% | 2017-08-06 02:00 | 8 | 6 | 2 | 8 | 6 | 1 | 20.6525 | 19.9825 | 0 | 19.97 | 20.41 | 0
[48 empty] | 2017-09-06 03:00 | 9 | 6 | 3 | 0 | 0% | 2017-08-06 03:00 | 8 | 6 | 3 | 8 | 6 | 2 | 19.445 | 19.46 | 0 | 19.4675 | 19.445 | 0
[48 empty] | 2017-09-06 04:00 | 9 | 6 | 4 | 0 | 0% | 2017-08-06 04:00 | 8 | 6 | 4 | 8 | 6 | 3 | 19.2725 | 19.2725 | 0 | 19.2725 | 19.2725 | 0
[48 empty] | 2017-09-06 05:00 | 9 | 6 | 5 | 0 | 0% | 2017-08-06 05:00 | 8 | 6 | 5 | 8 | 6 | 4 | 19.855 | 19.855 | 0 | 19.855 | 19.855 | 0
[48 empty] | 2017-09-06 06:00 | 9 | 6 | 6 | 391.9903 | 39.59% | 2017-08-06 06:00 | 8 | 6 | 6 | 8 | 6 | 5 | 20.595 | 20.595 | 0 | 20.595 | 20.595 | 0
[48 empty] | 2017-09-06 07:00 | 9 | 6 | 7 | 777.463 | 78.53% | 2017-08-06 07:00 | 8 | 6 | 7 | 8 | 6 | 6 | 20.6675 | 20.6675 | 0 | 20.6675 | 20.6675 | 0
[48 empty] | 2017-09-06 08:00 | 9 | 6 | 8 | 936.2257 | 94.57% | 2017-08-06 08:00 | 8 | 6 | 8 | 8 | 6 | 7 | 20.315 | 20.315 | 0 | 20.315 | 20.315 | 0
[48 empty] | 2017-09-06 09:00 | 9 | 6 | 9 | 953.6685 | 96.33% | 2017-08-06 09:00 | 8 | 6 | 9 | 8 | 6 | 8 | 20.405 | 20.405 | 0 | 20.405 | 20.405 | 0
[48 empty] | 2017-09-06 10:00 | 9 | 6 | 10 | 909.9092 | 91.91% | 2017-08-06 10:00 | 8 | 6 | 10 | 8 | 6 | 9 | 20.0875 | 20.0875 | 0 | 20.0875 | 20.0875 | 0
[48 empty] | 2017-09-06 11:00 | 9 | 6 | 11 | 904.3081 | 91.34% | 2017-08-06 11:00 | 8 | 6 | 11 | 8 | 6 | 10 | 21.095 | 21.095 | 0 | 21.095 | 21.095 | 0
[48 empty] | 2017-09-06 12:00 | 9 | 6 | 12 | 872.8604 | 88.17% | 2017-08-06 12:00 | 8 | 6 | 12 | 8 | 6 | 11 | 22.9575 | 22.9575 | 0 | 22.9575 | 22.9575 | 0
[48 empty] | 2017-09-06 13:00 | 9 | 6 | 13 | 205.6838 | 20.78% | 2017-08-06 13:00 | 8 | 6 | 13 | 8 | 6 | 12 | 26.6875 | 26.6875 | 0 | 26.6875 | 26.6875 | 0
[48 empty] | 2017-09-06 14:00 | 9 | 6 | 14 | 623.8518 | 63.02% | 2017-08-06 14:00 | 8 | 6 | 14 | 8 | 6 | 13 | 34.8075 | 34.8075 | 0 | 34.8075 | 34.8075 | 0
[48 empty] | 2017-09-06 15:00 | 9 | 6 | 15 | 802.6256 | 81.07% | 2017-08-06 15:00 | 8 | 6 | 15 | 8 | 6 | 14 | 32.71 | 32.7225 | 0 | 32.7225 | 32.725 | 0
[48 empty] | 2017-09-06 16:00 | 9 | 6 | 16 | 584.3015 | 59.02% | 2017-08-06 16:00 | 8 | 6 | 16 | 8 | 6 | 15 | 35.2525 | 36.4775 | 0 | 36.48 | 36.5225 | 0
[48 empty] | 2017-09-06 17:00 | 9 | 6 | 17 | 69.9075 | 7.061% | 2017-08-06 17:00 | 8 | 6 | 17 | 8 | 6 | 16 | 29.195 | 31.01 | 0 | 31.73 | 30.6075 | 0
[48 empty] | 2017-09-06 18:00 | 9 | 6 | 18 | 0 | 0% | 2017-08-06 18:00 | 8 | 6 | 18 | 8 | 6 | 17 | 25.4825 | 27.29 | 0 | 29.1575 | 26.1 | 0
[48 empty] | 2017-09-06 19:00 | 9 | 6 | 19 | 0 | 0% | 2017-08-06 19:00 | 8 | 6 | 19 | 8 | 6 | 18 | 30.38 | 31.155 | 0 | 31.61 | 30.8725 | 0
[48 empty] | 2017-09-06 20:00 | 9 | 6 | 20 | 0 | 0% | 2017-08-06 20:00 | 8 | 6 | 20 | 8 | 6 | 19 | 33.935 | 34.215 | 0 | 34.2175 | 34.225 | 0
[48 empty] | 2017-09-06 21:00 | 9 | 6 | 21 | 0 | 0% | 2017-08-06 21:00 | 8 | 6 | 21 | 8 | 6 | 20 | 35.62 | 36.1675 | 0 | 36.1725 | 36.415 | 0
[48 empty] | 2017-09-06 22:00 | 9 | 6 | 22 | 0 | 0% | 2017-08-06 22:00 | 8 | 6 | 22 | 8 | 6 | 21 | 33.9325 | 34.6425 | 0 | 34.6475 | 34.9675 | 0
[48 empty] | 2017-09-06 23:00 | 9 | 6 | 23 | 0 | 0% | 2017-08-06 23:00 | 8 | 6 | 23 | 8 | 6 | 22 | 24.6725 | 24.865 | 0 | 24.865 | 24.8725 | 0
[48 empty] | 2017-09-07 | 9 | 7 | 0 | 0 | 0% | 2017-08-07 | 8 | 7 | 0 | 8 | 6 | 23 | 22.41 | 22.41 | 0 | 22.41 | 22.41 | 0
[48 empty] | 2017-09-07 01:00 | 9 | 7 | 1 | 0 | 0% | 2017-08-07 01:00 | 8 | 7 | 1 | 8 | 7 | 0 | 21.115 | 21.115 | 0 | 21.115 | 21.115 | 0
[48 empty] | 2017-09-07 02:00 | 9 | 7 | 2 | 0 | 0% | 2017-08-07 02:00 | 8 | 7 | 2 | 8 | 7 | 1 | 20.4225 | 20.4225 | 0 | 20.4225 | 20.4225 | 0
[48 empty] | 2017-09-07 03:00 | 9 | 7 | 3 | 0 | 0% | 2017-08-07 03:00 | 8 | 7 | 3 | 8 | 7 | 2 | 20.3275 | 20.3275 | 0 | 20.3275 | 20.3275 | 0
[48 empty] | 2017-09-07 04:00 | 9 | 7 | 4 | 0 | 0% | 2017-08-07 04:00 | 8 | 7 | 4 | 8 | 7 | 3 | 20.425 | 20.425 | 0 | 20.425 | 20.425 | 0
[48 empty] | 2017-09-07 05:00 | 9 | 7 | 5 | 0 | 0% | 2017-08-07 05:00 | 8 | 7 | 5 | 8 | 7 | 4 | 20.9625 | 20.9625 | 0 | 20.9625 | 20.9625 | 0
[48 empty] | 2017-09-07 06:00 | 9 | 7 | 6 | 323.2872 | 32.66% | 2017-08-07 06:00 | 8 | 7 | 6 | 8 | 7 | 5 | 21.6675 | 21.6675 | 0 | 21.6675 | 21.6675 | 0
[48 empty] | 2017-09-07 07:00 | 9 | 7 | 7 | 740.2841 | 74.78% | 2017-08-07 07:00 | 8 | 7 | 7 | 8 | 7 | 6 | 22.705 | 22.705 | 0 | 22.705 | 22.705 | 0
[48 empty] | 2017-09-07 08:00 | 9 | 7 | 8 | 902.0812 | 91.12% | 2017-08-07 08:00 | 8 | 7 | 8 | 8 | 7 | 7 | 21.6425 | 21.6425 | 0 | 21.6425 | 21.6425 | 0
[48 empty] | 2017-09-07 09:00 | 9 | 7 | 9 | 943.26 | 95.28% | 2017-08-07 09:00 | 8 | 7 | 9 | 8 | 7 | 8 | 21.19 | 21.19 | 0 | 21.19 | 21.19 | 0
[48 empty] | 2017-09-07 10:00 | 9 | 7 | 10 | 866.0532 | 87.48% | 2017-08-07 10:00 | 8 | 7 | 10 | 8 | 7 | 9 | 21.135 | 21.135 | 0 | 21.135 | 21.135 | 0
[48 empty] | 2017-09-07 11:00 | 9 | 7 | 11 | 849.0916 | 85.77% | 2017-08-07 11:00 | 8 | 7 | 11 | 8 | 7 | 10 | 21.5375 | 21.5375 | 0 | 21.5375 | 21.5375 | 0
[48 empty] | 2017-09-07 12:00 | 9 | 7 | 12 | 863.625 | 87.23% | 2017-08-07 12:00 | 8 | 7 | 12 | 8 | 7 | 11 | 23.3175 | 23.3175 | 0 | 23.3175 | 23.3175 | 0
[48 empty] | 2017-09-07 13:00 | 9 | 7 | 13 | 871.7295 | 88.05% | 2017-08-07 13:00 | 8 | 7 | 13 | 8 | 7 | 12 | 25.02 | 25.02 | 0 | 25.02 | 25.02 | 0
[48 empty] | 2017-09-07 14:00 | 9 | 7 | 14 | 848.5057 | 85.71% | 2017-08-07 14:00 | 8 | 7 | 14 | 8 | 7 | 13 | 24.2225 | 24.2225 | 0 | 24.2225 | 24.2225 | 0
[48 empty] | 2017-09-07 15:00 | 9 | 7 | 15 | 814.2363 | 82.25% | 2017-08-07 15:00 | 8 | 7 | 15 | 8 | 7 | 14 | 24.56 | 24.56 | 0 | 24.56 | 24.56 | 0
[48 empty] | 2017-09-07 16:00 | 9 | 7 | 16 | 597.7429 | 60.38% | 2017-08-07 16:00 | 8 | 7 | 16 | 8 | 7 | 15 | 25.1575 | 25.1575 | 0 | 25.1575 | 25.1575 | 0
[48 empty] | 2017-09-07 17:00 | 9 | 7 | 17 | 113.1962 | 11.43% | 2017-08-07 17:00 | 8 | 7 | 17 | 8 | 7 | 16 | 25.3675 | 25.3675 | 0 | 25.3675 | 25.3675 | 0
[48 empty] | 2017-09-07 18:00 | 9 | 7 | 18 | 0 | 0% | 2017-08-07 18:00 | 8 | 7 | 18 | 8 | 7 | 17 | 24.7625 | 24.75 | 0 | 24.7475 | 24.76 | 0
[48 empty] | 2017-09-07 19:00 | 9 | 7 | 19 | 0 | 0% | 2017-08-07 19:00 | 8 | 7 | 19 | 8 | 7 | 18 | 22.5775 | 23.095 | 0 | 23.0975 | 23.14 | 0
[48 empty] | 2017-09-07 20:00 | 9 | 7 | 20 | 0 | 0% | 2017-08-07 20:00 | 8 | 7 | 20 | 8 | 7 | 19 | 20.3 | 21.215 | 0 | 21.22 | 21.2675 | 0
[48 empty] | 2017-09-07 21:00 | 9 | 7 | 21 | 0 | 0% | 2017-08-07 21:00 | 8 | 7 | 21 | 8 | 7 | 20 | 25.165 | 25.1475 | 0 | 25.1475 | 25.1675 | 0
[48 empty] | 2017-09-07 22:00 | 9 | 7 | 22 | 0 | 0% | 2017-08-07 22:00 | 8 | 7 | 22 | 8 | 7 | 21 | 23.7375 | 23.735 | 0 | 23.735 | 23.7375 | 0
[48 empty] | 2017-09-07 23:00 | 9 | 7 | 23 | 0 | 0% | 2017-08-07 23:00 | 8 | 7 | 23 | 8 | 7 | 22 | 21.5475 | 21.5275 | 0 | 21.5275 | 21.545 | 0
[48 empty] | 2017-09-08 | 9 | 8 | 0 | 0 | 0% | 2017-08-08 | 8 | 8 | 0 | 8 | 7 | 23 | 20.8775 | 20.8775 | 0 | 20.8775 | 20.8775 | 0
[48 empty] | 2017-09-08 01:00 | 9 | 8 | 1 | 0 | 0% | 2017-08-08 01:00 | 8 | 8 | 1 | 8 | 8 | 0 | 19.7775 | 19.515 | 0 | 19.5175 | 19.6725 | 0
[48 empty] | 2017-09-08 02:00 | 9 | 8 | 2 | 0 | 0% | 2017-08-08 02:00 | 8 | 8 | 2 | 8 | 8 | 1 | 18.7475 | 18.3925 | 0 | 18.3975 | 18.6025 | 0
[48 empty] | 2017-09-08 03:00 | 9 | 8 | 3 | 0 | 0% | 2017-08-08 03:00 | 8 | 8 | 3 | 8 | 8 | 2 | 18.4525 | 18.035 | 0 | 18.04 | 18.285 | 0
[48 empty] | 2017-09-08 04:00 | 9 | 8 | 4 | 0 | 0% | 2017-08-08 04:00 | 8 | 8 | 4 | 8 | 8 | 3 | 18.36 | 17.87 | 0 | 17.8725 | 18.1575 | 0
[48 empty] | 2017-09-08 05:00 | 9 | 8 | 5 | 0 | 0% | 2017-08-08 05:00 | 8 | 8 | 5 | 8 | 8 | 4 | 18.5775 | 18.13 | 0 | 18.1375 | 18.3975 | 0
[48 empty] | 2017-09-08 06:00 | 9 | 8 | 6 | 425.3424 | 42.96% | 2017-08-08 06:00 | 8 | 8 | 6 | 8 | 8 | 5 | 19.08 | 18.7475 | 0 | 18.755 | 18.9475 | 0
[48 empty] | 2017-09-08 07:00 | 9 | 8 | 7 | 871.8458 | 88.07% | 2017-08-08 07:00 | 8 | 8 | 7 | 8 | 8 | 6 | 20.185 | 19.92 | 0 | 19.92 | 20.075 | 0
[48 empty] | 2017-09-08 08:00 | 9 | 8 | 8 | 906.1781 | 91.53% | 2017-08-08 08:00 | 8 | 8 | 8 | 8 | 8 | 7 | 20.135 | 20.1325 | 0 | 20.1325 | 20.1325 | 0
[48 empty] | 2017-09-08 09:00 | 9 | 8 | 9 | 905.8828 | 91.5% | 2017-08-08 09:00 | 8 | 8 | 9 | 8 | 8 | 8 | 21.0425 | 21.0075 | 0 | 21.0075 | 21.0275 | 0
[48 empty] | 2017-09-08 10:00 | 9 | 8 | 10 | 913.7546 | 92.3% | 2017-08-08 10:00 | 8 | 8 | 10 | 8 | 8 | 9 | 23.9275 | 21.17 | 0 | 21.18 | 20.7875 | 0
[48 empty] | 2017-09-08 11:00 | 9 | 8 | 11 | 895.6231 | 90.47% | 2017-08-08 11:00 | 8 | 8 | 11 | 8 | 8 | 10 | 21.615 | 21.4525 | 0 | 21.4575 | 21.485 | 0
[48 empty] | 2017-09-08 12:00 | 9 | 8 | 12 | 912.0644 | 92.13% | 2017-08-08 12:00 | 8 | 8 | 12 | 8 | 8 | 11 | 22.935 | 22.9325 | 0 | 22.9325 | 22.935 | 0
[48 empty] | 2017-09-08 13:00 | 9 | 8 | 13 | 928.8436 | 93.82% | 2017-08-08 13:00 | 8 | 8 | 13 | 8 | 8 | 12 | 25.53 | 25.53 | 0 | 25.53 | 25.53 | 0
[48 empty] | 2017-09-08 14:00 | 9 | 8 | 14 | 956.5165 | 96.62% | 2017-08-08 14:00 | 8 | 8 | 14 | 8 | 8 | 13 | 29.5475 | 29.5475 | 0 | 29.5475 | 29.5475 | 0
[48 empty] | 2017-09-08 15:00 | 9 | 8 | 15 | 876.8574 | 88.57% | 2017-08-08 15:00 | 8 | 8 | 15 | 8 | 8 | 14 | 30.4425 | 30.4425 | 0 | 30.4425 | 30.4425 | 0
[48 empty] | 2017-09-08 16:00 | 9 | 8 | 16 | 757.0972 | 76.47% | 2017-08-08 16:00 | 8 | 8 | 16 | 8 | 8 | 15 | 48.2675 | 48.2525 | 0 | 48.255 | 48.2525 | 0
[48 empty] | 2017-09-08 17:00 | 9 | 8 | 17 | 162.1007 | 16.37% | 2017-08-08 17:00 | 8 | 8 | 17 | 8 | 8 | 16 | 47.1175 | 47.1 | 0 | 47.1 | 47.1 | 0
[48 empty] | 2017-09-08 18:00 | 9 | 8 | 18 | 0 | 0% | 2017-08-08 18:00 | 8 | 8 | 18 | 8 | 8 | 17 | 42.3875 | 42.3825 | 0 | 42.3825 | 42.3825 | 0
[48 empty] | 2017-09-08 19:00 | 9 | 8 | 19 | 0 | 0% | 2017-08-08 19:00 | 8 | 8 | 19 | 8 | 8 | 18 | 29.6025 | 29.57 | 0 | 29.57 | 29.6 | 0
[48 empty] | 2017-09-08 20:00 | 9 | 8 | 20 | 0 | 0% | 2017-08-08 20:00 | 8 | 8 | 20 | 8 | 8 | 19 | 27.4 | 27.3175 | 0 | 27.315 | 27.3875 | 0
[48 empty] | 2017-09-08 21:00 | 9 | 8 | 21 | 0 | 0% | 2017-08-08 21:00 | 8 | 8 | 21 | 8 | 8 | 20 | 26.4975 | 26.3525 | 0 | 26.3475 | 26.4775 | 0
[48 empty] | 2017-09-08 22:00 | 9 | 8 | 22 | 0 | 0% | 2017-08-08 22:00 | 8 | 8 | 22 | 8 | 8 | 21 | 32.0025 | 31.4075 | 0 | 31.41 | 31.44 | 0
[48 empty] | 2017-09-08 23:00 | 9 | 8 | 23 | 0 | 0% | 2017-08-08 23:00 | 8 | 8 | 23 | 8 | 8 | 22 | 21.6725 | 21.6525 | 0 | 21.6525 | 21.6675 | 0
[48 empty] | 2017-09-09 | 9 | 9 | 0 | 0 | 0% | 2017-08-09 | 8 | 9 | 0 | 8 | 8 | 23 | 20.3825 | 20.3325 | 0 | 20.3325 | 20.375 | 0
[48 empty] | 2017-09-09 01:00 | 9 | 9 | 1 | 0 | 0% | 2017-08-09 01:00 | 8 | 9 | 1 | 8 | 9 | 0 | 19.315 | 19.315 | 0 | 19.315 | 19.315 | 0
[48 empty] | 2017-09-09 02:00 | 9 | 9 | 2 | 0 | 0% | 2017-08-09 02:00 | 8 | 9 | 2 | 8 | 9 | 1 | 18.49 | 18.49 | 0 | 18.49 | 18.49 | 0
[48 empty] | 2017-09-09 03:00 | 9 | 9 | 3 | 0 | 0% | 2017-08-09 03:00 | 8 | 9 | 3 | 8 | 9 | 2 | 18.0425 | 18.0425 | 0 | 18.0425 | 18.0425 | 0
[48 empty] | 2017-09-09 04:00 | 9 | 9 | 4 | 0 | 0% | 2017-08-09 04:00 | 8 | 9 | 4 | 8 | 9 | 3 | 17.69 | 17.69 | 0 | 17.69 | 17.69 | 0
[48 empty] | 2017-09-09 05:00 | 9 | 9 | 5 | 0 | 0% | 2017-08-09 05:00 | 8 | 9 | 5 | 8 | 9 | 4 | 17.745 | 17.745 | 0 | 17.745 | 17.745 | 0
[48 empty] | 2017-09-09 06:00 | 9 | 9 | 6 | 379.5451 | 38.34% | 2017-08-09 06:00 | 8 | 9 | 6 | 8 | 9 | 5 | 18.475 | 18.475 | 0 | 18.475 | 18.475 | 0
[48 empty] | 2017-09-09 07:00 | 9 | 9 | 7 | 800.4873 | 80.86% | 2017-08-09 07:00 | 8 | 9 | 7 | 8 | 9 | 6 | 19.395 | 19.395 | 0 | 19.395 | 19.395 | 0
[48 empty] | 2017-09-09 08:00 | 9 | 9 | 8 | 903.1238 | 91.22% | 2017-08-09 08:00 | 8 | 9 | 8 | 8 | 9 | 7 | 19.77 | 19.77 | 0 | 19.77 | 19.77 | 0
[48 empty] | 2017-09-09 09:00 | 9 | 9 | 9 | 927.6364 | 93.7% | 2017-08-09 09:00 | 8 | 9 | 9 | 8 | 9 | 8 | 20.6525 | 20.6525 | 0 | 20.6525 | 20.6525 | 0
[48 empty] | 2017-09-09 10:00 | 9 | 9 | 10 | 867.9082 | 87.67% | 2017-08-09 10:00 | 8 | 9 | 10 | 8 | 9 | 9 | 21.755 | 21.755 | 0 | 21.755 | 21.755 | 0
[48 empty] | 2017-09-09 11:00 | 9 | 9 | 11 | 918.7874 | 92.81% | 2017-08-09 11:00 | 8 | 9 | 11 | 8 | 9 | 10 | 23.7875 | 23.7475 | 0 | 23.755 | 23.79 | 0
[48 empty] | 2017-09-09 12:00 | 9 | 9 | 12 | 886.9192 | 89.59% | 2017-08-09 12:00 | 8 | 9 | 12 | 8 | 9 | 11 | 33.6325 | 28.9175 | 0 | 29.01 | 32.46 | 0
[48 empty] | 2017-09-09 13:00 | 9 | 9 | 13 | 905.0545 | 91.42% | 2017-08-09 13:00 | 8 | 9 | 13 | 8 | 9 | 12 | 36.5525 | 36.5525 | 0 | 36.5525 | 36.5525 | 0
[48 empty] | 2017-09-09 14:00 | 9 | 9 | 14 | 284.2478 | 28.71% | 2017-08-09 14:00 | 8 | 9 | 14 | 8 | 9 | 13 | 264.6025 | 264.6025 | 0 | 264.6025 | 264.6025 | 0
[48 empty] | 2017-09-09 15:00 | 9 | 9 | 15 | 696.6553 | 70.37% | 2017-08-09 15:00 | 8 | 9 | 15 | 8 | 9 | 14 | 156.055 | 156.055 | 0 | 156.055 | 156.055 | 0
[48 empty] | 2017-09-09 16:00 | 9 | 9 | 16 | 47.7023 | 4.818% | 2017-08-09 16:00 | 8 | 9 | 16 | 8 | 9 | 15 | 438.105 | 438.0225 | 0 | 438.2475 | 438.1775 | 0
[48 empty] | 2017-09-09 17:00 | 9 | 9 | 17 | 12.3288 | 1.245% | 2017-08-09 17:00 | 8 | 9 | 17 | 8 | 9 | 16 | 223.81 | 223.81 | 0 | 223.81 | 223.81 | 0
[48 empty] | 2017-09-09 18:00 | 9 | 9 | 18 | 0 | 0% | 2017-08-09 18:00 | 8 | 9 | 18 | 8 | 9 | 17 | 52.9525 | 53.015 | 0 | 53.015 | 53.0175 | 0
[48 empty] | 2017-09-09 19:00 | 9 | 9 | 19 | 0 | 0% | 2017-08-09 19:00 | 8 | 9 | 19 | 8 | 9 | 18 | 37.825 | 37.825 | 0 | 37.825 | 37.825 | 0
[48 empty] | 2017-09-09 20:00 | 9 | 9 | 20 | 0 | 0% | 2017-08-09 20:00 | 8 | 9 | 20 | 8 | 9 | 19 | 29.4025 | 29.3175 | 0 | 29.315 | 29.3875 | 0
[48 empty] | 2017-09-09 21:00 | 9 | 9 | 21 | 0 | 0% | 2017-08-09 21:00 | 8 | 9 | 21 | 8 | 9 | 20 | 29.23 | 29.175 | 0 | 29.175 | 29.2225 | 0
[48 empty] | 2017-09-09 22:00 | 9 | 9 | 22 | 0 | 0% | 2017-08-09 22:00 | 8 | 9 | 22 | 8 | 9 | 21 | 26.1075 | 26.1075 | 0 | 26.1075 | 26.1075 | 0
[48 empty] | 2017-09-09 23:00 | 9 | 9 | 23 | 0 | 0% | 2017-08-09 23:00 | 8 | 9 | 23 | 8 | 9 | 22 | 22.2 | 21.195 | 0 | 21.26 | 21.97 | 0
[48 empty] | 2017-09-10 | 9 | 10 | 0 | 0 | 0% | 2017-08-10 | 8 | 10 | 0 | 8 | 9 | 23 | 21.0875 | 19.1925 | 0 | 19.2975 | 20.6575 | 0
[48 empty] | 2017-09-10 01:00 | 9 | 10 | 1 | 0 | 0% | 2017-08-10 01:00 | 8 | 10 | 1 | 8 | 10 | 0 | 19.35 | 18.22 | 0 | 18.2925 | 19.095 | 0
[48 empty] | 2017-09-10 02:00 | 9 | 10 | 2 | 0 | 0% | 2017-08-10 02:00 | 8 | 10 | 2 | 8 | 10 | 1 | 18.145 | 17.675 | 0 | 17.7025 | 18.0375 | 0
[48 empty] | 2017-09-10 03:00 | 9 | 10 | 3 | 0 | 0% | 2017-08-10 03:00 | 8 | 10 | 3 | 8 | 10 | 2 | 17.1625 | 16.94 | 0 | 16.9525 | 17.115 | 0
[48 empty] | 2017-09-10 04:00 | 9 | 10 | 4 | 0 | 0% | 2017-08-10 04:00 | 8 | 10 | 4 | 8 | 10 | 3 | 17.0575 | 16.8325 | 0 | 16.85 | 17.0075 | 0
[48 empty] | 2017-09-10 05:00 | 9 | 10 | 5 | 0 | 0% | 2017-08-10 05:00 | 8 | 10 | 5 | 8 | 10 | 4 | 17.39 | 17.3625 | 0 | 17.365 | 17.385 | 0
[48 empty] | 2017-09-10 06:00 | 9 | 10 | 6 | 389.044 | 39.3% | 2017-08-10 06:00 | 8 | 10 | 6 | 8 | 10 | 5 | 18.2225 | 18.1375 | 0 | 18.14 | 18.1975 | 0
[48 empty] | 2017-09-10 07:00 | 9 | 10 | 7 | 802.2015 | 81.03% | 2017-08-10 07:00 | 8 | 10 | 7 | 8 | 10 | 6 | 19.1275 | 19.0575 | 0 | 19.065 | 19.1125 | 0
[48 empty] | 2017-09-10 08:00 | 9 | 10 | 8 | 888.3467 | 89.73% | 2017-08-10 08:00 | 8 | 10 | 8 | 8 | 10 | 7 | 19.5925 | 19.5925 | 0 | 19.5925 | 19.5925 | 0
[48 empty] | 2017-09-10 09:00 | 9 | 10 | 9 | 930.8479 | 94.03% | 2017-08-10 09:00 | 8 | 10 | 9 | 8 | 10 | 8 | 21.08 | 20.9775 | 0 | 20.9825 | 21.06 | 0
[48 empty] | 2017-09-10 10:00 | 9 | 10 | 10 | 904.1953 | 91.33% | 2017-08-10 10:00 | 8 | 10 | 10 | 8 | 10 | 9 | 25.11 | 23.265 | 0 | 23.3175 | 33.92 | 0
[48 empty] | 2017-09-10 11:00 | 9 | 10 | 11 | 881.7984 | 89.07% | 2017-08-10 11:00 | 8 | 10 | 11 | 8 | 10 | 10 | 33.5975 | 33.5975 | 0 | 33.5975 | 33.5975 | 0
[48 empty] | 2017-09-10 12:00 | 9 | 10 | 12 | 906.637 | 91.58% | 2017-08-10 12:00 | 8 | 10 | 12 | 8 | 10 | 11 | 37.3275 | 37.3275 | 0 | 37.3275 | 37.3275 | 0
[48 empty] | 2017-09-10 13:00 | 9 | 10 | 13 | 945.5768 | 95.51% | 2017-08-10 13:00 | 8 | 10 | 13 | 8 | 10 | 12 | 45.07 | 45.56 | 0 | 45.5425 | 45.2575 | 0
[48 empty] | 2017-09-10 14:00 | 9 | 10 | 14 | 938.6937 | 94.82% | 2017-08-10 14:00 | 8 | 10 | 14 | 8 | 10 | 13 | 34.8525 | 37.1225 | 0 | 37.095 | 35.4975 | 0
[48 empty] | 2017-09-10 15:00 | 9 | 10 | 15 | 820.6742 | 82.9% | 2017-08-10 15:00 | 8 | 10 | 15 | 8 | 10 | 14 | 41.72 | 42.15 | 0 | 42.1525 | 41.8225 | 0
[48 empty] | 2017-09-10 16:00 | 9 | 10 | 16 | 507.6849 | 51.28% | 2017-08-10 16:00 | 8 | 10 | 16 | 8 | 10 | 15 | 36.7 | 38.1275 | 0 | 39.1975 | 36.8975 | 0
[48 empty] | 2017-09-10 17:00 | 9 | 10 | 17 | 108.3905 | 10.95% | 2017-08-10 17:00 | 8 | 10 | 17 | 8 | 10 | 16 | 32.455 | 34.8 | 0 | 36.7875 | 32.7375 | 0
[48 empty] | 2017-09-10 18:00 | 9 | 10 | 18 | 0 | 0% | 2017-08-10 18:00 | 8 | 10 | 18 | 8 | 10 | 17 | 40.7475 | 45.9225 | 0 | 54.63 | 40.66 | 0
[48 empty] | 2017-09-10 19:00 | 9 | 10 | 19 | 0 | 0% | 2017-08-10 19:00 | 8 | 10 | 19 | 8 | 10 | 18 | 36.785 | 42.5025 | 0 | 52.9375 | 36.3725 | 0
[48 empty] | 2017-09-10 20:00 | 9 | 10 | 20 | 0 | 0% | 2017-08-10 20:00 | 8 | 10 | 20 | 8 | 10 | 19 | 28.8975 | 30.01 | 0 | 32.0325 | 28.8175 | 0
[48 empty] | 2017-09-10 21:00 | 9 | 10 | 21 | 0 | 0% | 2017-08-10 21:00 | 8 | 10 | 21 | 8 | 10 | 20 | 31.9775 | 32.9125 | 0 | 34.625 | 31.91 | 0
[48 empty] | 2017-09-10 22:00 | 9 | 10 | 22 | 0 | 0% | 2017-08-10 22:00 | 8 | 10 | 22 | 8 | 10 | 21 | 28.465 | 28.41 | 0 | 28.4575 | 28.445 | 0
[48 empty] | 2017-09-10 23:00 | 9 | 10 | 23 | 0 | 0% | 2017-08-10 23:00 | 8 | 10 | 23 | 8 | 10 | 22 | 23.475 | 22.77 | 0 | 22.815 | 23.315 | 0
[48 empty] | 2017-09-11 | 9 | 11 | 0 | 0 | 0% | 2017-08-11 | 8 | 11 | 0 | 8 | 10 | 23 | 20.6675 | 19.925 | 0 | 19.9725 | 20.5 | 0
[48 empty] | 2017-09-11 01:00 | 9 | 11 | 1 | 0 | 0% | 2017-08-11 01:00 | 8 | 11 | 1 | 8 | 11 | 0 | 19.985 | 19.7575 | 0 | 19.7575 | 19.915 | 0
[48 empty] | 2017-09-11 02:00 | 9 | 11 | 2 | 0 | 0% | 2017-08-11 02:00 | 8 | 11 | 2 | 8 | 11 | 1 | 18.4725 | 18.4725 | 0 | 18.4725 | 18.4725 | 0
[48 empty] | 2017-09-11 03:00 | 9 | 11 | 3 | 0 | 0% | 2017-08-11 03:00 | 8 | 11 | 3 | 8 | 11 | 2 | 17.8125 | 17.8125 | 0 | 17.8125 | 17.8125 | 0
[48 empty] | 2017-09-11 04:00 | 9 | 11 | 4 | 0 | 0% | 2017-08-11 04:00 | 8 | 11 | 4 | 8 | 11 | 3 | 17.8475 | 17.8475 | 0 | 17.8475 | 17.8475 | 0
[48 empty] | 2017-09-11 05:00 | 9 | 11 | 5 | 0 | 0% | 2017-08-11 05:00 | 8 | 11 | 5 | 8 | 11 | 4 | 18.165 | 18.165 | 0 | 18.165 | 18.165 | 0
[48 empty] | 2017-09-11 06:00 | 9 | 11 | 6 | 372.1627 | 37.59% | 2017-08-11 06:00 | 8 | 11 | 6 | 8 | 11 | 5 | 18.8475 | 18.8475 | 0 | 18.8475 | 18.8475 | 0
[48 empty] | 2017-09-11 07:00 | 9 | 11 | 7 | 732.4445 | 73.98% | 2017-08-11 07:00 | 8 | 11 | 7 | 8 | 11 | 6 | 20.4425 | 20.4425 | 0 | 20.4425 | 20.4425 | 0
[48 empty] | 2017-09-11 08:00 | 9 | 11 | 8 | 916.5479 | 92.58% | 2017-08-11 08:00 | 8 | 11 | 8 | 8 | 11 | 7 | 20.52 | 20.52 | 0 | 20.52 | 20.52 | 0
[48 empty] | 2017-09-11 09:00 | 9 | 11 | 9 | 929.6985 | 93.91% | 2017-08-11 09:00 | 8 | 11 | 9 | 8 | 11 | 8 | 21.3475 | 21.3475 | 0 | 21.3475 | 21.3475 | 0
[48 empty] | 2017-09-11 10:00 | 9 | 11 | 10 | 927.9128 | 93.73% | 2017-08-11 10:00 | 8 | 11 | 10 | 8 | 11 | 9 | 23.64 | 23.8225 | 0 | 23.825 | 23.6675 | 0
[48 empty] | 2017-09-11 11:00 | 9 | 11 | 11 | 913.1485 | 92.24% | 2017-08-11 11:00 | 8 | 11 | 11 | 8 | 11 | 10 | 28.6475 | 28.88 | 0 | 28.8825 | 28.68 | 0
[48 empty] | 2017-09-11 12:00 | 9 | 11 | 12 | 931.217 | 94.06% | 2017-08-11 12:00 | 8 | 11 | 12 | 8 | 11 | 11 | 29.635 | 29.86 | 0 | 29.8625 | 29.6675 | 0
[48 empty] | 2017-09-11 13:00 | 9 | 11 | 13 | 947.8785 | 95.75% | 2017-08-11 13:00 | 8 | 11 | 13 | 8 | 11 | 12 | 38.095 | 38.3725 | 0 | 38.38 | 38.135 | 0
[48 empty] | 2017-09-11 14:00 | 9 | 11 | 14 | 925.109 | 93.45% | 2017-08-11 14:00 | 8 | 11 | 14 | 8 | 11 | 13 | 40.6425 | 40.58 | 0 | 40.585 | 40.605 | 0
[48 empty] | 2017-09-11 15:00 | 9 | 11 | 15 | 900.0852 | 90.92% | 2017-08-11 15:00 | 8 | 11 | 15 | 8 | 11 | 14 | 45.7475 | 45.4275 | 0 | 45.435 | 45.66 | 0
[48 empty] | 2017-09-11 16:00 | 9 | 11 | 16 | 660.1719 | 66.68% | 2017-08-11 16:00 | 8 | 11 | 16 | 8 | 11 | 15 | 36.0775 | 35.82 | 0 | 39.3625 | 36.085 | 0
[48 empty] | 2017-09-11 17:00 | 9 | 11 | 17 | 147.8003 | 14.93% | 2017-08-11 17:00 | 8 | 11 | 17 | 8 | 11 | 16 | 32.9375 | 33.4175 | 0 | 38.1575 | 32.955 | 0
[48 empty] | 2017-09-11 18:00 | 9 | 11 | 18 | 0 | 0% | 2017-08-11 18:00 | 8 | 11 | 18 | 8 | 11 | 17 | 38.495 | 40.0375 | 0 | 56.8575 | 38.4525 | 0
[48 empty] | 2017-09-11 19:00 | 9 | 11 | 19 | 0 | 0% | 2017-08-11 19:00 | 8 | 11 | 19 | 8 | 11 | 18 | 32.325 | 33.9625 | 0 | 37.0975 | 32.225 | 0
[48 empty] | 2017-09-11 20:00 | 9 | 11 | 20 | 0 | 0% | 2017-08-11 20:00 | 8 | 11 | 20 | 8 | 11 | 19 | 30.2525 | 30.3425 | 0 | 30.4925 | 30.2475 | 0
[48 empty] | 2017-09-11 21:00 | 9 | 11 | 21 | 0 | 0% | 2017-08-11 21:00 | 8 | 11 | 21 | 8 | 11 | 20 | 30.195 | 30.195 | 0 | 30.195 | 30.195 | 0
[48 empty] | 2017-09-11 22:00 | 9 | 11 | 22 | 0 | 0% | 2017-08-11 22:00 | 8 | 11 | 22 | 8 | 11 | 21 | 28.8 | 28.8 | 0 | 28.8 | 28.8 | 0
[48 empty] | 2017-09-11 23:00 | 9 | 11 | 23 | 0 | 0% | 2017-08-11 23:00 | 8 | 11 | 23 | 8 | 11 | 22 | 24.3075 | 24.3075 | 0 | 24.3075 | 24.3075 | 0
[48 empty] | 2017-09-12 | 9 | 12 | 0 | 0 | 0% | 2017-08-12 | 8 | 12 | 0 | 8 | 11 | 23 | 22.9075 | 22.02 | 0 | 22.08 | 22.7075 | 0
[48 empty] | 2017-09-12 01:00 | 9 | 12 | 1 | 0 | 0% | 2017-08-12 01:00 | 8 | 12 | 1 | 8 | 12 | 0 | 21.12 | 21.0425 | 0 | 21.0475 | 21.1025 | 0
[48 empty] | 2017-09-12 02:00 | 9 | 12 | 2 | 0 | 0% | 2017-08-12 02:00 | 8 | 12 | 2 | 8 | 12 | 1 | 19.9125 | 19.9125 | 0 | 19.9125 | 19.9125 | 0
[48 empty] | 2017-09-12 03:00 | 9 | 12 | 3 | 0 | 0% | 2017-08-12 03:00 | 8 | 12 | 3 | 8 | 12 | 2 | 19.2375 | 19.2375 | 0 | 19.2375 | 19.2375 | 0
[48 empty] | 2017-09-12 04:00 | 9 | 12 | 4 | 0 | 0% | 2017-08-12 04:00 | 8 | 12 | 4 | 8 | 12 | 3 | 18.8275 | 18.8275 | 0 | 18.8275 | 18.8275 | 0
[48 empty] | 2017-09-12 05:00 | 9 | 12 | 5 | 0 | 0% | 2017-08-12 05:00 | 8 | 12 | 5 | 8 | 12 | 4 | 18.4025 | 18.4025 | 0 | 18.4025 | 18.4025 | 0
[48 empty] | 2017-09-12 06:00 | 9 | 12 | 6 | 358.9139 | 36.25% | 2017-08-12 06:00 | 8 | 12 | 6 | 8 | 12 | 5 | 18.405 | 18.405 | 0 | 18.405 | 18.405 | 0
[48 empty] | 2017-09-12 07:00 | 9 | 12 | 7 | 736.3047 | 74.37% | 2017-08-12 07:00 | 8 | 12 | 7 | 8 | 12 | 6 | 18.81 | 18.81 | 0 | 18.81 | 18.81 | 0
[48 empty] | 2017-09-12 08:00 | 9 | 12 | 8 | 887.2997 | 89.63% | 2017-08-12 08:00 | 8 | 12 | 8 | 8 | 12 | 7 | 19.9925 | 19.9925 | 0 | 19.9925 | 19.9925 | 0
[48 empty] | 2017-09-12 09:00 | 9 | 12 | 9 | 934.4095 | 94.38% | 2017-08-12 09:00 | 8 | 12 | 9 | 8 | 12 | 8 | 21.175 | 21.175 | 0 | 21.175 | 21.175 | 0
[48 empty] | 2017-09-12 10:00 | 9 | 12 | 10 | 902.7505 | 91.19% | 2017-08-12 10:00 | 8 | 12 | 10 | 8 | 12 | 9 | 24.6 | 24.6 | 0 | 24.6 | 24.6 | 0
[48 empty] | 2017-09-12 11:00 | 9 | 12 | 11 | 877.7622 | 88.66% | 2017-08-12 11:00 | 8 | 12 | 11 | 8 | 12 | 10 | 30.43 | 30.43 | 0 | 30.43 | 30.43 | 0
[48 empty] | 2017-09-12 12:00 | 9 | 12 | 12 | 905.1653 | 91.43% | 2017-08-12 12:00 | 8 | 12 | 12 | 8 | 12 | 11 | 36.1825 | 36.0325 | 0 | 36.035 | 36.1425 | 0
[48 empty] | 2017-09-12 13:00 | 9 | 12 | 13 | 940.5984 | 95.01% | 2017-08-12 13:00 | 8 | 12 | 13 | 8 | 12 | 12 | 37.0125 | 36.8525 | 0 | 36.855 | 36.97 | 0
[48 empty] | 2017-09-12 14:00 | 9 | 12 | 14 | 946.537 | 95.61% | 2017-08-12 14:00 | 8 | 12 | 14 | 8 | 12 | 13 | 185.46 | 182.7575 | 0 | 182.7975 | 184.735 | 0
[48 empty] | 2017-09-12 15:00 | 9 | 12 | 15 | 898.7977 | 90.79% | 2017-08-12 15:00 | 8 | 12 | 15 | 8 | 12 | 14 | 51.3125 | 50.92 | 0 | 50.93 | 51.205 | 0
[48 empty] | 2017-09-12 16:00 | 9 | 12 | 16 | 731.1995 | 73.86% | 2017-08-12 16:00 | 8 | 12 | 16 | 8 | 12 | 15 | 47.17 | 46.835 | 0 | 46.8425 | 47.08 | 0
[48 empty] | 2017-09-12 17:00 | 9 | 12 | 17 | 135.0038 | 13.64% | 2017-08-12 17:00 | 8 | 12 | 17 | 8 | 12 | 16 | 38.6225 | 36.82 | 0 | 37.13 | 40.1475 | 0
[48 empty] | 2017-09-12 18:00 | 9 | 12 | 18 | 0 | 0% | 2017-08-12 18:00 | 8 | 12 | 18 | 8 | 12 | 17 | 30.825 | 29.8325 | 0 | 30.11 | 32.3025 | 0
[48 empty] | 2017-09-12 19:00 | 9 | 12 | 19 | 0 | 0% | 2017-08-12 19:00 | 8 | 12 | 19 | 8 | 12 | 18 | 29.8275 | 29.565 | 0 | 29.5675 | 29.765 | 0
[48 empty] | 2017-09-12 20:00 | 9 | 12 | 20 | 0 | 0% | 2017-08-12 20:00 | 8 | 12 | 20 | 8 | 12 | 19 | 27.9 | 27.645 | 0 | 27.65 | 27.845 | 0
[48 empty] | 2017-09-12 21:00 | 9 | 12 | 21 | 0 | 0% | 2017-08-12 21:00 | 8 | 12 | 21 | 8 | 12 | 20 | 27.34 | 26.1775 | 0 | 26.31 | 27.31 | 0
[48 empty] | 2017-09-12 22:00 | 9 | 12 | 22 | 0 | 0% | 2017-08-12 22:00 | 8 | 12 | 22 | 8 | 12 | 21 | 25.2575 | 24.2175 | 0 | 24.35 | 25.4075 | 0
[48 empty] | 2017-09-12 23:00 | 9 | 12 | 23 | 0 | 0% | 2017-08-12 23:00 | 8 | 12 | 23 | 8 | 12 | 22 | 23.6425 | 22.06 | 0 | 22.2 | 23.32 | 0
[48 empty] | 2017-09-13 | 9 | 13 | 0 | 0 | 0% | 2017-08-13 | 8 | 13 | 0 | 8 | 12 | 23 | 23.3475 | 21.4175 | 0 | 21.5825 | 22.915 | 0
[48 empty] | 2017-09-13 01:00 | 9 | 13 | 1 | 0 | 0% | 2017-08-13 01:00 | 8 | 13 | 1 | 8 | 13 | 0 | 22.08 | 22.04 | 0 | 22.045 | 22.0725 | 0
[48 empty] | 2017-09-13 02:00 | 9 | 13 | 2 | 0 | 0% | 2017-08-13 02:00 | 8 | 13 | 2 | 8 | 13 | 1 | 21.185 | 21.185 | 0 | 21.185 | 21.185 | 0
[48 empty] | 2017-09-13 03:00 | 9 | 13 | 3 | 0 | 0% | 2017-08-13 03:00 | 8 | 13 | 3 | 8 | 13 | 2 | 20.835 | 20.835 | 0 | 20.835 | 20.835 | 0
[48 empty] | 2017-09-13 04:00 | 9 | 13 | 4 | 0 | 0% | 2017-08-13 04:00 | 8 | 13 | 4 | 8 | 13 | 3 | 20.1775 | 20.1775 | 0 | 20.1775 | 20.1775 | 0
[48 empty] | 2017-09-13 05:00 | 9 | 13 | 5 | 0 | 0% | 2017-08-13 05:00 | 8 | 13 | 5 | 8 | 13 | 4 | 20.0475 | 20.0475 | 0 | 20.0475 | 20.0475 | 0
[48 empty] | 2017-09-13 06:00 | 9 | 13 | 6 | 333.0849 | 33.64% | 2017-08-13 06:00 | 8 | 13 | 6 | 8 | 13 | 5 | 20.07 | 20.07 | 0 | 20.07 | 20.07 | 0
[48 empty] | 2017-09-13 07:00 | 9 | 13 | 7 | 783.9748 | 79.19% | 2017-08-13 07:00 | 8 | 13 | 7 | 8 | 13 | 6 | 19.83 | 19.83 | 0 | 19.83 | 19.83 | 0
[48 empty] | 2017-09-13 08:00 | 9 | 13 | 8 | 908.5553 | 91.77% | 2017-08-13 08:00 | 8 | 13 | 8 | 8 | 13 | 7 | 19.45 | 19.45 | 0 | 19.45 | 19.45 | 0
[48 empty] | 2017-09-13 09:00 | 9 | 13 | 9 | 870.0651 | 87.89% | 2017-08-13 09:00 | 8 | 13 | 9 | 8 | 13 | 8 | 20.6475 | 20.6475 | 0 | 20.6475 | 20.6475 | 0
[48 empty] | 2017-09-13 10:00 | 9 | 13 | 10 | 871.1 | 87.99% | 2017-08-13 10:00 | 8 | 13 | 10 | 8 | 13 | 9 | 20.9875 | 20.9875 | 0 | 20.9875 | 20.9875 | 0
[48 empty] | 2017-09-13 11:00 | 9 | 13 | 11 | 840.6488 | 84.91% | 2017-08-13 11:00 | 8 | 13 | 11 | 8 | 13 | 10 | 21.5575 | 21.1525 | 0 | 21.1875 | 21.4725 | 0
[48 empty] | 2017-09-13 12:00 | 9 | 13 | 12 | 851.2727 | 85.99% | 2017-08-13 12:00 | 8 | 13 | 12 | 8 | 13 | 11 | 23.28 | 21.28 | 0 | 21.4675 | 22.8675 | 0
[48 empty] | 2017-09-13 13:00 | 9 | 13 | 13 | 856.1523 | 86.48% | 2017-08-13 13:00 | 8 | 13 | 13 | 8 | 13 | 12 | 26.9125 | 22.2575 | 0 | 22.51 | 25.8775 | 0
[48 empty] | 2017-09-13 14:00 | 9 | 13 | 14 | 887.4676 | 89.64% | 2017-08-13 14:00 | 8 | 13 | 14 | 8 | 13 | 13 | 30.125 | 25.5875 | 0 | 25.98 | 29.105 | 0
[48 empty] | 2017-09-13 15:00 | 9 | 13 | 15 | 802.0556 | 81.02% | 2017-08-13 15:00 | 8 | 13 | 15 | 8 | 13 | 14 | 30.3025 | 27.6275 | 0 | 27.83 | 29.695 | 0
[48 empty] | 2017-09-13 16:00 | 9 | 13 | 16 | 710.6064 | 71.78% | 2017-08-13 16:00 | 8 | 13 | 16 | 8 | 13 | 15 | 32.36 | 31.5825 | 0 | 31.63 | 32.185 | 0
[48 empty] | 2017-09-13 17:00 | 9 | 13 | 17 | 110.6679 | 11.18% | 2017-08-13 17:00 | 8 | 13 | 17 | 8 | 13 | 16 | 36.465 | 30.79 | 0 | 30.9375 | 35.6525 | 0
[48 empty] | 2017-09-13 18:00 | 9 | 13 | 18 | 0 | 0% | 2017-08-13 18:00 | 8 | 13 | 18 | 8 | 13 | 17 | 30.4725 | 28.1325 | 0 | 28.3325 | 29.94 | 0
[48 empty] | 2017-09-13 19:00 | 9 | 13 | 19 | 0 | 0% | 2017-08-13 19:00 | 8 | 13 | 19 | 8 | 13 | 18 | 28.215 | 25.9475 | 0 | 26.1425 | 27.74 | 0
[48 empty] | 2017-09-13 20:00 | 9 | 13 | 20 | 0 | 0% | 2017-08-13 20:00 | 8 | 13 | 20 | 8 | 13 | 19 | 25.595 | 22.7225 | 0 | 22.9875 | 25.1975 | 0
[48 empty] | 2017-09-13 21:00 | 9 | 13 | 21 | 0 | 0% | 2017-08-13 21:00 | 8 | 13 | 21 | 8 | 13 | 20 | 24.35 | 22.17 | 0 | 22.3975 | 24.3025 | 0
[48 empty] | 2017-09-13 22:00 | 9 | 13 | 22 | 0 | 0% | 2017-08-13 22:00 | 8 | 13 | 22 | 8 | 13 | 21 | 23.0325 | 21.1525 | 0 | 21.345 | 23.0125 | 0
[48 empty] | 2017-09-13 23:00 | 9 | 13 | 23 | 0 | 0% | 2017-08-13 23:00 | 8 | 13 | 23 | 8 | 13 | 22 | 21.6175 | 19.6525 | 0 | 19.8175 | 21.265 | 0
[48 empty] | 2017-09-14 | 9 | 14 | 0 | 0 | 0% | 2017-08-14 | 8 | 14 | 0 | 8 | 13 | 23 | 20.955 | 20.325 | 0 | 20.415 | 21.18 | 0
[48 empty] | 2017-09-14 01:00 | 9 | 14 | 1 | 0 | 0% | 2017-08-14 01:00 | 8 | 14 | 1 | 8 | 14 | 0 | 20.585 | 20.085 | 0 | 20.1275 | 20.5175 | 0
[48 empty] | 2017-09-14 02:00 | 9 | 14 | 2 | 0 | 0% | 2017-08-14 02:00 | 8 | 14 | 2 | 8 | 14 | 1 | 18.805 | 18.93 | 0 | 18.945 | 19.05 | 0
[48 empty] | 2017-09-14 03:00 | 9 | 14 | 3 | 0 | 0% | 2017-08-14 03:00 | 8 | 14 | 3 | 8 | 14 | 2 | 18.2475 | 18.4375 | 0 | 18.44 | 18.445 | 0
[48 empty] | 2017-09-14 04:00 | 9 | 14 | 4 | 0 | 0% | 2017-08-14 04:00 | 8 | 14 | 4 | 8 | 14 | 3 | 18.645 | 18.8575 | 0 | 18.8625 | 18.865 | 0
[48 empty] | 2017-09-14 05:00 | 9 | 14 | 5 | 0 | 0% | 2017-08-14 05:00 | 8 | 14 | 5 | 8 | 14 | 4 | 20.25 | 20.25 | 0 | 20.25 | 20.25 | 0
[48 empty] | 2017-09-14 06:00 | 9 | 14 | 6 | 379.2068 | 38.3% | 2017-08-14 06:00 | 8 | 14 | 6 | 8 | 14 | 5 | 21.155 | 21.155 | 0 | 21.155 | 21.155 | 0
[48 empty] | 2017-09-14 07:00 | 9 | 14 | 7 | 806.1128 | 81.43% | 2017-08-14 07:00 | 8 | 14 | 7 | 8 | 14 | 6 | 21.7425 | 21.7425 | 0 | 21.7425 | 21.7425 | 0
[48 empty] | 2017-09-14 08:00 | 9 | 14 | 8 | 912.609 | 92.18% | 2017-08-14 08:00 | 8 | 14 | 8 | 8 | 14 | 7 | 21.24 | 21.24 | 0 | 21.24 | 21.24 | 0
[48 empty] | 2017-09-14 09:00 | 9 | 14 | 9 | 790.2127 | 79.82% | 2017-08-14 09:00 | 8 | 14 | 9 | 8 | 14 | 8 | 21.4375 | 21.4375 | 0 | 21.4375 | 21.4375 | 0
[48 empty] | 2017-09-14 10:00 | 9 | 14 | 10 | 899.6223 | 90.87% | 2017-08-14 10:00 | 8 | 14 | 10 | 8 | 14 | 9 | 22.495 | 21.275 | 0 | 21.365 | 22.2275 | 0
[48 empty] | 2017-09-14 11:00 | 9 | 14 | 11 | 871.5536 | 88.04% | 2017-08-14 11:00 | 8 | 14 | 11 | 8 | 14 | 10 | 23.105 | 21.315 | 0 | 21.4625 | 22.78 | 0
[48 empty] | 2017-09-14 12:00 | 9 | 14 | 12 | 883.0549 | 89.2% | 2017-08-14 12:00 | 8 | 14 | 12 | 8 | 14 | 11 | 25.4 | 22.9925 | 0 | 23.1175 | 24.8875 | 0
[48 empty] | 2017-09-14 13:00 | 9 | 14 | 13 | 905.4452 | 91.46% | 2017-08-14 13:00 | 8 | 14 | 13 | 8 | 14 | 12 | 29.82 | 27.0075 | 0 | 27.2075 | 29.2025 | 0
[48 empty] | 2017-09-14 14:00 | 9 | 14 | 14 | 940.9826 | 95.05% | 2017-08-14 14:00 | 8 | 14 | 14 | 8 | 14 | 13 | 33.8775 | 43.105 | 0 | 42.9875 | 37.01 | 0
[48 empty] | 2017-09-14 15:00 | 9 | 14 | 15 | 899.875 | 90.9% | 2017-08-14 15:00 | 8 | 14 | 15 | 8 | 14 | 14 | 32.325 | 41.3525 | 0 | 41.225 | 36.6425 | 0
[48 empty] | 2017-09-14 16:00 | 9 | 14 | 16 | 339.2514 | 34.27% | 2017-08-14 16:00 | 8 | 14 | 16 | 8 | 14 | 15 | 36.7475 | 41.1125 | 0 | 41.055 | 38.1 | 0
[48 empty] | 2017-09-14 17:00 | 9 | 14 | 17 | 94.1998 | 9.515% | 2017-08-14 17:00 | 8 | 14 | 17 | 8 | 14 | 16 | 35.64 | 44.1375 | 0 | 44.0175 | 38.3025 | 0
[48 empty] | 2017-09-14 18:00 | 9 | 14 | 18 | 0 | 0% | 2017-08-14 18:00 | 8 | 14 | 18 | 8 | 14 | 17 | 32.3675 | 33.0325 | 0 | 33.0225 | 32.5725 | 0
[48 empty] | 2017-09-14 19:00 | 9 | 14 | 19 | 0 | 0% | 2017-08-14 19:00 | 8 | 14 | 19 | 8 | 14 | 18 | 30.2525 | 30.695 | 0 | 30.7 | 30.61 | 0
[48 empty] | 2017-09-14 20:00 | 9 | 14 | 20 | 0 | 0% | 2017-08-14 20:00 | 8 | 14 | 20 | 8 | 14 | 19 | 26.49 | 27.505 | 0 | 27.51 | 27.1875 | 0
[48 empty] | 2017-09-14 21:00 | 9 | 14 | 21 | 0 | 0% | 2017-08-14 21:00 | 8 | 14 | 21 | 8 | 14 | 20 | 24.0875 | 25.215 | 0 | 25.2525 | 24.8775 | 0
[48 empty] | 2017-09-14 22:00 | 9 | 14 | 22 | 0 | 0% | 2017-08-14 22:00 | 8 | 14 | 22 | 8 | 14 | 21 | 23.38 | 22.065 | 0 | 22.2275 | 23.5 | 0
[48 empty] | 2017-09-14 23:00 | 9 | 14 | 23 | 0 | 0% | 2017-08-14 23:00 | 8 | 14 | 23 | 8 | 14 | 22 | 21.1425 | 21.1025 | 0 | 21.1875 | 21.9425 | 0
[48 empty] | 2017-09-15 | 9 | 15 | 0 | 0 | 0% | 2017-08-15 | 8 | 15 | 0 | 8 | 14 | 23 | 21.2925 | 20.445 | 0 | 20.5075 | 21.125 | 0
[48 empty] | 2017-09-15 01:00 | 9 | 15 | 1 | 0 | 0% | 2017-08-15 01:00 | 8 | 15 | 1 | 8 | 15 | 0 | 21.0325 | 19.9575 | 0 | 20.035 | 20.7875 | 0
[48 empty] | 2017-09-15 02:00 | 9 | 15 | 2 | 0 | 0% | 2017-08-15 02:00 | 8 | 15 | 2 | 8 | 15 | 1 | 19.305 | 18.8075 | 0 | 18.8425 | 19.19 | 0
[48 empty] | 2017-09-15 03:00 | 9 | 15 | 3 | 0 | 0% | 2017-08-15 03:00 | 8 | 15 | 3 | 8 | 15 | 2 | 18.495 | 18.2025 | 0 | 18.225 | 18.43 | 0
[48 empty] | 2017-09-15 04:00 | 9 | 15 | 4 | 0 | 0% | 2017-08-15 04:00 | 8 | 15 | 4 | 8 | 15 | 3 | 18.0725 | 17.81 | 0 | 17.83 | 18.015 | 0
[48 empty] | 2017-09-15 05:00 | 9 | 15 | 5 | 0 | 0% | 2017-08-15 05:00 | 8 | 15 | 5 | 8 | 15 | 4 | 18.34 | 18.24 | 0 | 18.2475 | 18.3175 | 0
[48 empty] | 2017-09-15 06:00 | 9 | 15 | 6 | 379.5134 | 38.33% | 2017-08-15 06:00 | 8 | 15 | 6 | 8 | 15 | 5 | 19.6125 | 19.565 | 0 | 19.5675 | 19.6025 | 0
[48 empty] | 2017-09-15 07:00 | 9 | 15 | 7 | 831.4263 | 83.98% | 2017-08-15 07:00 | 8 | 15 | 7 | 8 | 15 | 6 | 21.4425 | 21.0925 | 0 | 21.1175 | 21.38 | 0
[48 empty] | 2017-09-15 08:00 | 9 | 15 | 8 | 897.5682 | 90.66% | 2017-08-15 08:00 | 8 | 15 | 8 | 8 | 15 | 7 | 21.3075 | 21.1225 | 0 | 21.145 | 21.3075 | 0
[48 empty] | 2017-09-15 09:00 | 9 | 15 | 9 | 904.8699 | 91.4% | 2017-08-15 09:00 | 8 | 15 | 9 | 8 | 15 | 8 | 20.5725 | 22.0525 | 0 | 22.12 | 21.2775 | 0
[48 empty] | 2017-09-15 10:00 | 9 | 15 | 10 | 875.3647 | 88.42% | 2017-08-15 10:00 | 8 | 15 | 10 | 8 | 15 | 9 | 20.3625 | 21.6425 | 0 | 21.6775 | 20.93 | 0
[48 empty] | 2017-09-15 11:00 | 9 | 15 | 11 | 890.7882 | 89.98% | 2017-08-15 11:00 | 8 | 15 | 11 | 8 | 15 | 10 | 21.1525 | 22.515 | 0 | 22.5125 | 21.645 | 0
[48 empty] | 2017-09-15 12:00 | 9 | 15 | 12 | 889.6512 | 89.86% | 2017-08-15 12:00 | 8 | 15 | 12 | 8 | 15 | 11 | 22.845 | 21.48 | 0 | 21.6125 | 23.83 | 0
[48 empty] | 2017-09-15 13:00 | 9 | 15 | 13 | 760.3005 | 76.8% | 2017-08-15 13:00 | 8 | 15 | 13 | 8 | 15 | 12 | 23.4525 | 23.08 | 0 | 23.155 | 23.5425 | 0
[48 empty] | 2017-09-15 14:00 | 9 | 15 | 14 | 901.5788 | 91.07% | 2017-08-15 14:00 | 8 | 15 | 14 | 8 | 15 | 13 | 26.055 | 27.5125 | 0 | 28.1125 | 26.48 | 0
[48 empty] | 2017-09-15 15:00 | 9 | 15 | 15 | 838.8716 | 84.73% | 2017-08-15 15:00 | 8 | 15 | 15 | 8 | 15 | 14 | 27.8425 | 30.6725 | 0 | 33.1075 | 29.1 | 0
[48 empty] | 2017-09-15 16:00 | 9 | 15 | 16 | 646.981 | 65.35% | 2017-08-15 16:00 | 8 | 15 | 16 | 8 | 15 | 15 | 29.285 | 46.245 | 0 | 61.535 | 31.5325 | 0
[48 empty] | 2017-09-15 17:00 | 9 | 15 | 17 | 90.4498 | 9.136% | 2017-08-15 17:00 | 8 | 15 | 17 | 8 | 15 | 16 | 28.91 | 34.325 | 0 | 40.835 | 29.1875 | 0
[48 empty] | 2017-09-15 18:00 | 9 | 15 | 18 | 0 | 0% | 2017-08-15 18:00 | 8 | 15 | 18 | 8 | 15 | 17 | 29.645 | 33.4275 | 0 | 37.56 | 30.075 | 0
[48 empty] | 2017-09-15 19:00 | 9 | 15 | 19 | 0 | 0% | 2017-08-15 19:00 | 8 | 15 | 19 | 8 | 15 | 18 | 29.6025 | 37.0075 | 0 | 47.915 | 29.8275 | 0
[48 empty] | 2017-09-15 20:00 | 9 | 15 | 20 | 0 | 0% | 2017-08-15 20:00 | 8 | 15 | 20 | 8 | 15 | 19 | 26.235 | 28.0325 | 0 | 28.575 | 27.0425 | 0
[48 empty] | 2017-09-15 21:00 | 9 | 15 | 21 | 0 | 0% | 2017-08-15 21:00 | 8 | 15 | 21 | 8 | 15 | 20 | 28.77 | 29.27 | 0 | 29.275 | 29.285 | 0
[48 empty] | 2017-09-15 22:00 | 9 | 15 | 22 | 0 | 0% | 2017-08-15 22:00 | 8 | 15 | 22 | 8 | 15 | 21 | 27.13 | 25.0525 | 0 | 25.205 | 27.0525 | 0
[48 empty] | 2017-09-15 23:00 | 9 | 15 | 23 | 0 | 0% | 2017-08-15 23:00 | 8 | 15 | 23 | 8 | 15 | 22 | 23.88 | 22.09 | 0 | 22.2175 | 23.5 | 0
[48 empty] | 2017-09-16 | 9 | 16 | 0 | 0 | 0% | 2017-08-16 | 8 | 16 | 0 | 8 | 15 | 23 | 23.495 | 20.985 | 0 | 21.16 | 22.9375 | 0
[48 empty] | 2017-09-16 01:00 | 9 | 16 | 1 | 0 | 0% | 2017-08-16 01:00 | 8 | 16 | 1 | 8 | 16 | 0 | 21.3725 | 20.68 | 0 | 20.73 | 21.22 | 0
[48 empty] | 2017-09-16 02:00 | 9 | 16 | 2 | 0 | 0% | 2017-08-16 02:00 | 8 | 16 | 2 | 8 | 16 | 1 | 20.5075 | 20.4525 | 0 | 20.455 | 20.495 | 0
[48 empty] | 2017-09-16 03:00 | 9 | 16 | 3 | 0 | 0% | 2017-08-16 03:00 | 8 | 16 | 3 | 8 | 16 | 2 | 19.4075 | 19.3275 | 0 | 19.3325 | 19.39 | 0
[48 empty] | 2017-09-16 04:00 | 9 | 16 | 4 | 0 | 0% | 2017-08-16 04:00 | 8 | 16 | 4 | 8 | 16 | 3 | 18.7375 | 18.32 | 0 | 18.345 | 18.6425 | 0
[48 empty] | 2017-09-16 05:00 | 9 | 16 | 5 | 0 | 0% | 2017-08-16 05:00 | 8 | 16 | 5 | 8 | 16 | 4 | 18.9 | 18.1825 | 0 | 18.23 | 18.7475 | 0
[48 empty] | 2017-09-16 06:00 | 9 | 16 | 6 | 320.4402 | 32.37% | 2017-08-16 06:00 | 8 | 16 | 6 | 8 | 16 | 5 | 19.7325 | 18.9675 | 0 | 19.0175 | 19.5675 | 0
[48 empty] | 2017-09-16 07:00 | 9 | 16 | 7 | 841.8445 | 85.03% | 2017-08-16 07:00 | 8 | 16 | 7 | 8 | 16 | 6 | 20.5175 | 19.895 | 0 | 19.935 | 20.3975 | 0
[48 empty] | 2017-09-16 08:00 | 9 | 16 | 8 | 862.595 | 87.13% | 2017-08-16 08:00 | 8 | 16 | 8 | 8 | 16 | 7 | 20.2025 | 20.02 | 0 | 20.0425 | 20.2 | 0
[48 empty] | 2017-09-16 09:00 | 9 | 16 | 9 | 884.8579 | 89.38% | 2017-08-16 09:00 | 8 | 16 | 9 | 8 | 16 | 8 | 20.885 | 20.825 | 0 | 20.83 | 20.8775 | 0
[48 empty] | 2017-09-16 10:00 | 9 | 16 | 10 | 846.2155 | 85.48% | 2017-08-16 10:00 | 8 | 16 | 10 | 8 | 16 | 9 | 21.6725 | 20.5825 | 0 | 20.6625 | 21.4325 | 0
[48 empty] | 2017-09-16 11:00 | 9 | 16 | 11 | 687.644 | 69.46% | 2017-08-16 11:00 | 8 | 16 | 11 | 8 | 16 | 10 | 24.4225 | 21.51 | 0 | 21.6725 | 23.795 | 0
[48 empty] | 2017-09-16 12:00 | 9 | 16 | 12 | 705.9644 | 71.31% | 2017-08-16 12:00 | 8 | 16 | 12 | 8 | 16 | 11 | 28.2975 | 25.98 | 0 | 26.0575 | 27.785 | 0
[48 empty] | 2017-09-16 13:00 | 9 | 16 | 13 | 752.8801 | 76.05% | 2017-08-16 13:00 | 8 | 16 | 13 | 8 | 16 | 12 | 29.8125 | 29.3275 | 0 | 29.3525 | 29.69 | 0
[48 empty] | 2017-09-16 14:00 | 9 | 16 | 14 | 842.7887 | 85.13% | 2017-08-16 14:00 | 8 | 16 | 14 | 8 | 16 | 13 | 32.98 | 33.155 | 0 | 33.1575 | 32.995 | 0
[48 empty] | 2017-09-16 15:00 | 9 | 16 | 15 | 713.3018 | 72.05% | 2017-08-16 15:00 | 8 | 16 | 15 | 8 | 16 | 14 | 34.945 | 35.1 | 0 | 35.1 | 34.945 | 0
[48 empty] | 2017-09-16 16:00 | 9 | 16 | 16 | 611.7755 | 61.8% | 2017-08-16 16:00 | 8 | 16 | 16 | 8 | 16 | 15 | 49.2225 | 49.305 | 0 | 49.3125 | 49.035 | 0
[48 empty] | 2017-09-16 17:00 | 9 | 16 | 17 | 98.6487 | 9.965% | 2017-08-16 17:00 | 8 | 16 | 17 | 8 | 16 | 16 | 53.3025 | 53.4575 | 0 | 53.46 | 53.2875 | 0
[48 empty] | 2017-09-16 18:00 | 9 | 16 | 18 | 0 | 0% | 2017-08-16 18:00 | 8 | 16 | 18 | 8 | 16 | 17 | 41.7125 | 42.7475 | 0 | 42.7575 | 42.6925 | 0
[48 empty] | 2017-09-16 19:00 | 9 | 16 | 19 | 0 | 0% | 2017-08-16 19:00 | 8 | 16 | 19 | 8 | 16 | 18 | 31.8625 | 32.6025 | 0 | 32.625 | 32.095 | 0
[48 empty] | 2017-09-16 20:00 | 9 | 16 | 20 | 0 | 0% | 2017-08-16 20:00 | 8 | 16 | 20 | 8 | 16 | 19 | 28.445 | 28.665 | 0 | 28.67 | 28.895 | 0
[48 empty] | 2017-09-16 21:00 | 9 | 16 | 21 | 0 | 0% | 2017-08-16 21:00 | 8 | 16 | 21 | 8 | 16 | 20 | 29.475 | 29.23 | 0 | 29.2225 | 29.45 | 0
[48 empty] | 2017-09-16 22:00 | 9 | 16 | 22 | 0 | 0% | 2017-08-16 22:00 | 8 | 16 | 22 | 8 | 16 | 21 | 26.6625 | 26.7325 | 0 | 26.75 | 27.0375 | 0
[48 empty] | 2017-09-16 23:00 | 9 | 16 | 23 | 0 | 0% | 2017-08-16 23:00 | 8 | 16 | 23 | 8 | 16 | 22 | 24.27 | 21.69 | 0 | 21.875 | 23.755 | 0
[48 empty] | 2017-09-17 | 9 | 17 | 0 | 0 | 0% | 2017-08-17 | 8 | 17 | 0 | 8 | 16 | 23 | 21.8725 | 21.18 | 0 | 21.23 | 21.7175 | 0
[48 empty] | 2017-09-17 01:00 | 9 | 17 | 1 | 0 | 0% | 2017-08-17 01:00 | 8 | 17 | 1 | 8 | 17 | 0 | 21.5225 | 20.7975 | 0 | 20.8475 | 21.36 | 0
[48 empty] | 2017-09-17 02:00 | 9 | 17 | 2 | 0 | 0% | 2017-08-17 02:00 | 8 | 17 | 2 | 8 | 17 | 1 | 20.7825 | 20.5875 | 0 | 20.595 | 20.7425 | 0
[48 empty] | 2017-09-17 03:00 | 9 | 17 | 3 | 0 | 0% | 2017-08-17 03:00 | 8 | 17 | 3 | 8 | 17 | 2 | 20.8825 | 20.88 | 0 | 20.88 | 20.8825 | 0
[48 empty] | 2017-09-17 04:00 | 9 | 17 | 4 | 0 | 0% | 2017-08-17 04:00 | 8 | 17 | 4 | 8 | 17 | 3 | 21.0525 | 21.0525 | 0 | 21.0525 | 21.0525 | 0
[48 empty] | 2017-09-17 05:00 | 9 | 17 | 5 | 0 | 0% | 2017-08-17 05:00 | 8 | 17 | 5 | 8 | 17 | 4 | 21.185 | 21.185 | 0 | 21.185 | 21.185 | 0
[48 empty] | 2017-09-17 06:00 | 9 | 17 | 6 | 322.1302 | 32.54% | 2017-08-17 06:00 | 8 | 17 | 6 | 8 | 17 | 5 | 21.755 | 21.25 | 0 | 21.2825 | 21.65 | 0
[48 empty] | 2017-09-17 07:00 | 9 | 17 | 7 | 723.958 | 73.13% | 2017-08-17 07:00 | 8 | 17 | 7 | 8 | 17 | 6 | 24.005 | 22.6875 | 0 | 22.78 | 23.72 | 0
[48 empty] | 2017-09-17 08:00 | 9 | 17 | 8 | 553.0326 | 55.86% | 2017-08-17 08:00 | 8 | 17 | 8 | 8 | 17 | 7 | 21.215 | 21.1 | 0 | 21.1075 | 21.19 | 0
[48 empty] | 2017-09-17 09:00 | 9 | 17 | 9 | 650.2232 | 65.68% | 2017-08-17 09:00 | 8 | 17 | 9 | 8 | 17 | 8 | 20.985 | 20.9675 | 0 | 20.9725 | 20.98 | 0
[48 empty] | 2017-09-17 10:00 | 9 | 17 | 10 | 838.768 | 84.72% | 2017-08-17 10:00 | 8 | 17 | 10 | 8 | 17 | 9 | 22.2575 | 21.22 | 0 | 21.3175 | 22.0175 | 0
[48 empty] | 2017-09-17 11:00 | 9 | 17 | 11 | 798.2566 | 80.63% | 2017-08-17 11:00 | 8 | 17 | 11 | 8 | 17 | 10 | 26.07 | 25.25 | 0 | 25.325 | 25.8725 | 0
[48 empty] | 2017-09-17 12:00 | 9 | 17 | 12 | 594.8129 | 60.08% | 2017-08-17 12:00 | 8 | 17 | 12 | 8 | 17 | 11 | 28.26 | 27.875 | 0 | 27.89 | 28.155 | 0
[48 empty] | 2017-09-17 13:00 | 9 | 17 | 13 | 838.1964 | 84.67% | 2017-08-17 13:00 | 8 | 17 | 13 | 8 | 17 | 12 | 29.5825 | 29.0425 | 0 | 29.0625 | 29.46 | 0
[48 empty] | 2017-09-17 14:00 | 9 | 17 | 14 | 826.7216 | 83.51% | 2017-08-17 14:00 | 8 | 17 | 14 | 8 | 17 | 13 | 34.58 | 30.3825 | 0 | 30.465 | 33.65 | 0
[48 empty] | 2017-09-17 15:00 | 9 | 17 | 15 | 652.562 | 65.92% | 2017-08-17 15:00 | 8 | 17 | 15 | 8 | 17 | 14 | 31.4975 | 31.7925 | 0 | 31.79 | 31.6925 | 0
[48 empty] | 2017-09-17 16:00 | 9 | 17 | 16 | 38.9461 | 3.934% | 2017-08-17 16:00 | 8 | 17 | 16 | 8 | 17 | 15 | 30.7875 | 30.86 | 0 | 30.8675 | 30.8375 | 0
[48 empty] | 2017-09-17 17:00 | 9 | 17 | 17 | 2.7693 | 0.2797% | 2017-08-17 17:00 | 8 | 17 | 17 | 8 | 17 | 16 | 29.19 | 26.7425 | 0 | 26.8025 | 28.4275 | 0
[48 empty] | 2017-09-17 18:00 | 9 | 17 | 18 | 0 | 0% | 2017-08-17 18:00 | 8 | 17 | 18 | 8 | 17 | 17 | 28.545 | 26.3225 | 0 | 26.495 | 30.23 | 0
[48 empty] | 2017-09-17 19:00 | 9 | 17 | 19 | 0 | 0% | 2017-08-17 19:00 | 8 | 17 | 19 | 8 | 17 | 18 | 25.3325 | 22.785 | 0 | 22.9525 | 25.97 | 0
[48 empty] | 2017-09-17 20:00 | 9 | 17 | 20 | 0 | 0% | 2017-08-17 20:00 | 8 | 17 | 20 | 8 | 17 | 19 | 24.25 | 20.7775 | 0 | 21.0075 | 23.5225 | 0
[48 empty] | 2017-09-17 21:00 | 9 | 17 | 21 | 0 | 0% | 2017-08-17 21:00 | 8 | 17 | 21 | 8 | 17 | 20 | 24.1475 | 20.4725 | 0 | 20.71 | 23.315 | 0
[48 empty] | 2017-09-17 22:00 | 9 | 17 | 22 | 0 | 0% | 2017-08-17 22:00 | 8 | 17 | 22 | 8 | 17 | 21 | 26.0175 | 20.76 | 0 | 21.01 | 24.77 | 0
[48 empty] | 2017-09-17 23:00 | 9 | 17 | 23 | 0 | 0% | 2017-08-17 23:00 | 8 | 17 | 23 | 8 | 17 | 22 | 21.9225 | 19.1575 | 0 | 19.39 | 21.315 | 0
[48 empty] | 2017-09-18 | 9 | 18 | 0 | 0 | 0% | 2017-08-18 | 8 | 18 | 0 | 8 | 17 | 23 | 19.39 | 17.855 | 0 | 17.98 | 19.0525 | 0
[48 empty] | 2017-09-18 01:00 | 9 | 18 | 1 | 0 | 0% | 2017-08-18 01:00 | 8 | 18 | 1 | 8 | 18 | 0 | 18.0725 | 16.6175 | 0 | 16.735 | 17.7575 | 0
[48 empty] | 2017-09-18 02:00 | 9 | 18 | 2 | 0 | 0% | 2017-08-18 02:00 | 8 | 18 | 2 | 8 | 18 | 1 | 17.2075 | 16.5125 | 0 | 16.565 | 17.0575 | 0
[48 empty] | 2017-09-18 03:00 | 9 | 18 | 3 | 0 | 0% | 2017-08-18 03:00 | 8 | 18 | 3 | 8 | 18 | 2 | 16.75 | 16.375 | 0 | 16.4025 | 16.6725 | 0
[48 empty] | 2017-09-18 04:00 | 9 | 18 | 4 | 0 | 0% | 2017-08-18 04:00 | 8 | 18 | 4 | 8 | 18 | 3 | 16.7475 | 16.6525 | 0 | 16.66 | 16.725 | 0
[48 empty] | 2017-09-18 05:00 | 9 | 18 | 5 | 0 | 0% | 2017-08-18 05:00 | 8 | 18 | 5 | 8 | 18 | 4 | 17.1875 | 17.18 | 0 | 17.18 | 17.1875 | 0
[48 empty] | 2017-09-18 06:00 | 9 | 18 | 6 | 201.0317 | 20.31% | 2017-08-18 06:00 | 8 | 18 | 6 | 8 | 18 | 5 | 17.7625 | 17.65 | 0 | 17.6575 | 17.7375 | 0
[48 empty] | 2017-09-18 07:00 | 9 | 18 | 7 | 762.2213 | 76.99% | 2017-08-18 07:00 | 8 | 18 | 7 | 8 | 18 | 6 | 18.775 | 18.59 | 0 | 18.605 | 18.7375 | 0
[48 empty] | 2017-09-18 08:00 | 9 | 18 | 8 | 956.2084 | 96.59% | 2017-08-18 08:00 | 8 | 18 | 8 | 8 | 18 | 7 | 18.84 | 18.76 | 0 | 18.765 | 18.8225 | 0
[48 empty] | 2017-09-18 09:00 | 9 | 18 | 9 | 933.8148 | 94.32% | 2017-08-18 09:00 | 8 | 18 | 9 | 8 | 18 | 8 | 19.95 | 19.3125 | 0 | 19.36 | 19.815 | 0
[48 empty] | 2017-09-18 10:00 | 9 | 18 | 10 | 929.1382 | 93.85% | 2017-08-18 10:00 | 8 | 18 | 10 | 8 | 18 | 9 | 21.2425 | 19.995 | 0 | 20.0775 | 20.91 | 0
[48 empty] | 2017-09-18 11:00 | 9 | 18 | 11 | 913.2661 | 92.25% | 2017-08-18 11:00 | 8 | 18 | 11 | 8 | 18 | 10 | 24.29 | 20.8675 | 0 | 21.055 | 23.555 | 0
[48 empty] | 2017-09-18 12:00 | 9 | 18 | 12 | 905.0701 | 91.42% | 2017-08-18 12:00 | 8 | 18 | 12 | 8 | 18 | 11 | 25.6675 | 22.8725 | 0 | 23.01 | 25.07 | 0
[48 empty] | 2017-09-18 13:00 | 9 | 18 | 13 | 699.3661 | 70.64% | 2017-08-18 13:00 | 8 | 18 | 13 | 8 | 18 | 12 | 29.7825 | 26.135 | 0 | 26.235 | 28.99 | 0
[48 empty] | 2017-09-18 14:00 | 9 | 18 | 14 | 912.8738 | 92.21% | 2017-08-18 14:00 | 8 | 18 | 14 | 8 | 18 | 13 | 34.7025 | 26.75 | 0 | 26.975 | 32.9575 | 0
[48 empty] | 2017-09-18 15:00 | 9 | 18 | 15 | 886.4775 | 89.54% | 2017-08-18 15:00 | 8 | 18 | 15 | 8 | 18 | 14 | 34.71 | 27.0675 | 0 | 27.2625 | 33.0175 | 0
[48 empty] | 2017-09-18 16:00 | 9 | 18 | 16 | 667.7884 | 67.45% | 2017-08-18 16:00 | 8 | 18 | 16 | 8 | 18 | 15 | 35 | 27.4825 | 0 | 27.8025 | 34.165 | 0
[48 empty] | 2017-09-18 17:00 | 9 | 18 | 17 | 95.2476 | 9.621% | 2017-08-18 17:00 | 8 | 18 | 17 | 8 | 18 | 16 | 32.7075 | 26.7125 | 0 | 27.66 | 36.64 | 0
[48 empty] | 2017-09-18 18:00 | 9 | 18 | 18 | 0 | 0% | 2017-08-18 18:00 | 8 | 18 | 18 | 8 | 18 | 17 | 29.715 | 26.84 | 0 | 26.91 | 29.065 | 0
[48 empty] | 2017-09-18 19:00 | 9 | 18 | 19 | 0 | 0% | 2017-08-18 19:00 | 8 | 18 | 19 | 8 | 18 | 18 | 28.125 | 27.775 | 0 | 27.7775 | 28.0425 | 0
[48 empty] | 2017-09-18 20:00 | 9 | 18 | 20 | 0 | 0% | 2017-08-18 20:00 | 8 | 18 | 20 | 8 | 18 | 19 | 26.885 | 26.755 | 0 | 26.78 | 27.22 | 0
[48 empty] | 2017-09-18 21:00 | 9 | 18 | 21 | 0 | 0% | 2017-08-18 21:00 | 8 | 18 | 21 | 8 | 18 | 20 | 26.4 | 26.08 | 0 | 26.13 | 26.7175 | 0
[48 empty] | 2017-09-18 22:00 | 9 | 18 | 22 | 0 | 0% | 2017-08-18 22:00 | 8 | 18 | 22 | 8 | 18 | 21 | 24.63 | 23.8775 | 0 | 23.975 | 24.8075 | 0
[48 empty] | 2017-09-18 23:00 | 9 | 18 | 23 | 0 | 0% | 2017-08-18 23:00 | 8 | 18 | 23 | 8 | 18 | 22 | 23.005 | 21.235 | 0 | 21.3675 | 22.61 | 0
[48 empty] | 2017-09-19 | 9 | 19 | 0 | 0 | 0% | 2017-08-19 | 8 | 19 | 0 | 8 | 18 | 23 | 21.14 | 20.0575 | 0 | 20.1425 | 20.9025 | 0
[48 empty] | 2017-09-19 01:00 | 9 | 19 | 1 | 0 | 0% | 2017-08-19 01:00 | 8 | 19 | 1 | 8 | 19 | 0 | 21.63 | 19.3325 | 0 | 19.515 | 21.125 | 0
[48 empty] | 2017-09-19 02:00 | 9 | 19 | 2 | 0 | 0% | 2017-08-19 02:00 | 8 | 19 | 2 | 8 | 19 | 1 | 19.9075 | 18.61 | 0 | 18.715 | 19.625 | 0
[48 empty] | 2017-09-19 03:00 | 9 | 19 | 3 | 0 | 0% | 2017-08-19 03:00 | 8 | 19 | 3 | 8 | 19 | 2 | 18.6325 | 18 | 0 | 18.05 | 18.495 | 0
[48 empty] | 2017-09-19 04:00 | 9 | 19 | 4 | 0 | 0% | 2017-08-19 04:00 | 8 | 19 | 4 | 8 | 19 | 3 | 18.0975 | 17.6775 | 0 | 17.705 | 18.0075 | 0
[48 empty] | 2017-09-19 05:00 | 9 | 19 | 5 | 0 | 0% | 2017-08-19 05:00 | 8 | 19 | 5 | 8 | 19 | 4 | 17.82 | 17.6175 | 0 | 17.63 | 17.7675 | 0
[48 empty] | 2017-09-19 06:00 | 9 | 19 | 6 | 255.0733 | 25.76% | 2017-08-19 06:00 | 8 | 19 | 6 | 8 | 19 | 5 | 17.73 | 17.5375 | 0 | 17.545 | 17.67 | 0
[48 empty] | 2017-09-19 07:00 | 9 | 19 | 7 | 751.7696 | 75.94% | 2017-08-19 07:00 | 8 | 19 | 7 | 8 | 19 | 6 | 18.3625 | 17.65 | 0 | 17.675 | 18.11 | 0
[48 empty] | 2017-09-19 08:00 | 9 | 19 | 8 | 880.8347 | 88.97% | 2017-08-19 08:00 | 8 | 19 | 8 | 8 | 19 | 7 | 18.145 | 18.0075 | 0 | 18.01 | 18.095 | 0
[48 empty] | 2017-09-19 09:00 | 9 | 19 | 9 | 856.8298 | 86.55% | 2017-08-19 09:00 | 8 | 19 | 9 | 8 | 19 | 8 | 19.7925 | 19.69 | 0 | 19.69 | 19.75 | 0
[48 empty] | 2017-09-19 10:00 | 9 | 19 | 10 | 881.6449 | 89.06% | 2017-08-19 10:00 | 8 | 19 | 10 | 8 | 19 | 9 | 21.0875 | 20.8225 | 0 | 20.84 | 21.0275 | 0
[48 empty] | 2017-09-19 11:00 | 9 | 19 | 11 | 834.4764 | 84.29% | 2017-08-19 11:00 | 8 | 19 | 11 | 8 | 19 | 10 | 24.0375 | 21.92 | 0 | 22.0475 | 23.5775 | 0
[48 empty] | 2017-09-19 12:00 | 9 | 19 | 12 | 828.8742 | 83.72% | 2017-08-19 12:00 | 8 | 19 | 12 | 8 | 19 | 11 | 28.1275 | 27.2675 | 0 | 27.2925 | 27.9375 | 0
[48 empty] | 2017-09-19 13:00 | 9 | 19 | 13 | 858.3286 | 86.7% | 2017-08-19 13:00 | 8 | 19 | 13 | 8 | 19 | 12 | 47.6675 | 47.5 | 0 | 47.5 | 47.5 | 0
[48 empty] | 2017-09-19 14:00 | 9 | 19 | 14 | 897.6986 | 90.68% | 2017-08-19 14:00 | 8 | 19 | 14 | 8 | 19 | 13 | 36.095 | 36.0825 | 0 | 36.0825 | 36.0825 | 0
[48 empty] | 2017-09-19 15:00 | 9 | 19 | 15 | 775.462 | 78.33% | 2017-08-19 15:00 | 8 | 19 | 15 | 8 | 19 | 14 | 48.4525 | 48.4525 | 0 | 48.4525 | 48.4525 | 0
[48 empty] | 2017-09-19 16:00 | 9 | 19 | 16 | 617.9002 | 62.41% | 2017-08-19 16:00 | 8 | 19 | 16 | 8 | 19 | 15 | 38.8 | 38.8 | 0 | 38.8 | 38.8 | 0
[48 empty] | 2017-09-19 17:00 | 9 | 19 | 17 | 69.677 | 7.038% | 2017-08-19 17:00 | 8 | 19 | 17 | 8 | 19 | 16 | 32.3075 | 32.38 | 0 | 32.505 | 32.3025 | 0
[48 empty] | 2017-09-19 18:00 | 9 | 19 | 18 | 0 | 0% | 2017-08-19 18:00 | 8 | 19 | 18 | 8 | 19 | 17 | 30.8275 | 30.985 | 0 | 31.2425 | 30.8175 | 0
[48 empty] | 2017-09-19 19:00 | 9 | 19 | 19 | 0 | 0% | 2017-08-19 19:00 | 8 | 19 | 19 | 8 | 19 | 18 | 29.635 | 29.635 | 0 | 29.635 | 29.635 | 0
[48 empty] | 2017-09-19 20:00 | 9 | 19 | 20 | 0 | 0% | 2017-08-19 20:00 | 8 | 19 | 20 | 8 | 19 | 19 | 28.0275 | 28.1825 | 0 | 28.185 | 28.19 | 0
[48 empty] | 2017-09-19 21:00 | 9 | 19 | 21 | 0 | 0% | 2017-08-19 21:00 | 8 | 19 | 21 | 8 | 19 | 20 | 27.2075 | 26.825 | 0 | 26.8425 | 27.2825 | 0
[48 empty] | 2017-09-19 22:00 | 9 | 19 | 22 | 0 | 0% | 2017-08-19 22:00 | 8 | 19 | 22 | 8 | 19 | 21 | 24.445 | 22.14 | 0 | 22.31 | 23.9275 | 0
[48 empty] | 2017-09-19 23:00 | 9 | 19 | 23 | 0 | 0% | 2017-08-19 23:00 | 8 | 19 | 23 | 8 | 19 | 22 | 22.7125 | 21.2025 | 0 | 21.315 | 22.375 | 0
[48 empty] | 2017-09-20 | 9 | 20 | 0 | 0 | 0% | 2017-08-20 | 8 | 20 | 0 | 8 | 19 | 23 | 21.035 | 19.9025 | 0 | 19.985 | 20.7875 | 0
[48 empty] | 2017-09-20 01:00 | 9 | 20 | 1 | 0 | 0% | 2017-08-20 01:00 | 8 | 20 | 1 | 8 | 20 | 0 | 20.375 | 19.7075 | 0 | 19.7525 | 20.2275 | 0
[48 empty] | 2017-09-20 02:00 | 9 | 20 | 2 | 0 | 0% | 2017-08-20 02:00 | 8 | 20 | 2 | 8 | 20 | 1 | 18.4525 | 17.5175 | 0 | 17.5375 | 18.1725 | 0
[48 empty] | 2017-09-20 03:00 | 9 | 20 | 3 | 0 | 0% | 2017-08-20 03:00 | 8 | 20 | 3 | 8 | 20 | 2 | 17.3725 | 17.2 | 0 | 17.21 | 17.335 | 0
[48 empty] | 2017-09-20 04:00 | 9 | 20 | 4 | 0 | 0% | 2017-08-20 04:00 | 8 | 20 | 4 | 8 | 20 | 3 | 16.855 | 16.7875 | 0 | 16.7925 | 16.84 | 0
[48 empty] | 2017-09-20 05:00 | 9 | 20 | 5 | 0 | 0% | 2017-08-20 05:00 | 8 | 20 | 5 | 8 | 20 | 4 | 16.4925 | 16.4925 | 0 | 16.4925 | 16.4925 | 0
[48 empty] | 2017-09-20 06:00 | 9 | 20 | 6 | 296.4831 | 29.95% | 2017-08-20 06:00 | 8 | 20 | 6 | 8 | 20 | 5 | 16.325 | 16.325 | 0 | 16.325 | 16.325 | 0
[48 empty] | 2017-09-20 07:00 | 9 | 20 | 7 | 742.8713 | 75.04% | 2017-08-20 07:00 | 8 | 20 | 7 | 8 | 20 | 6 | 16.5075 | 16.5075 | 0 | 16.5075 | 16.5075 | 0
[48 empty] | 2017-09-20 08:00 | 9 | 20 | 8 | 98.5737 | 9.957% | 2017-08-20 08:00 | 8 | 20 | 8 | 8 | 20 | 7 | 16.7875 | 16.7875 | 0 | 16.7875 | 16.7875 | 0
[48 empty] | 2017-09-20 09:00 | 9 | 20 | 9 | 697.3294 | 70.44% | 2017-08-20 09:00 | 8 | 20 | 9 | 8 | 20 | 8 | 18.3725 | 18.3725 | 0 | 18.3725 | 18.3725 | 0
[48 empty] | 2017-09-20 10:00 | 9 | 20 | 10 | 860.2343 | 86.89% | 2017-08-20 10:00 | 8 | 20 | 10 | 8 | 20 | 9 | 19.5 | 19.5 | 0 | 19.5 | 19.5 | 0
[48 empty] | 2017-09-20 11:00 | 9 | 20 | 11 | 828.3467 | 83.67% | 2017-08-20 11:00 | 8 | 20 | 11 | 8 | 20 | 10 | 20.82 | 20.82 | 0 | 20.82 | 20.82 | 0
[48 empty] | 2017-09-20 12:00 | 9 | 20 | 12 | 830.779 | 83.92% | 2017-08-20 12:00 | 8 | 20 | 12 | 8 | 20 | 11 | 23.29 | 21.38 | 0 | 21.51 | 22.87 | 0
[48 empty] | 2017-09-20 13:00 | 9 | 20 | 13 | 867.541 | 87.63% | 2017-08-20 13:00 | 8 | 20 | 13 | 8 | 20 | 12 | 26.84 | 26.4325 | 0 | 26.4425 | 26.75 | 0
[48 empty] | 2017-09-20 14:00 | 9 | 20 | 14 | 838.6448 | 84.71% | 2017-08-20 14:00 | 8 | 20 | 14 | 8 | 20 | 13 | 29.41 | 29.41 | 0 | 29.41 | 29.41 | 0
[48 empty] | 2017-09-20 15:00 | 9 | 20 | 15 | 801.1787 | 80.93% | 2017-08-20 15:00 | 8 | 20 | 15 | 8 | 20 | 14 | 30.5825 | 30.5825 | 0 | 30.5825 | 30.5825 | 0
[48 empty] | 2017-09-20 16:00 | 9 | 20 | 16 | 491.0388 | 49.6% | 2017-08-20 16:00 | 8 | 20 | 16 | 8 | 20 | 15 | 31.0425 | 32.18 | 0 | 34.0225 | 30.9675 | 0
[48 empty] | 2017-09-20 17:00 | 9 | 20 | 17 | 43.7133 | 4.415% | 2017-08-20 17:00 | 8 | 20 | 17 | 8 | 20 | 16 | 30.135 | 32.0675 | 0 | 35.2175 | 30 | 0
[48 empty] | 2017-09-20 18:00 | 9 | 20 | 18 | 0 | 0% | 2017-08-20 18:00 | 8 | 20 | 18 | 8 | 20 | 17 | 29.21 | 36.1325 | 0 | 47.3625 | 28.74 | 0
[48 empty] | 2017-09-20 19:00 | 9 | 20 | 19 | 0 | 0% | 2017-08-20 19:00 | 8 | 20 | 19 | 8 | 20 | 18 | 26.4675 | 28.4 | 0 | 31.295 | 26.505 | 0
[48 empty] | 2017-09-20 20:00 | 9 | 20 | 20 | 0 | 0% | 2017-08-20 20:00 | 8 | 20 | 20 | 8 | 20 | 19 | 26.985 | 27.555 | 0 | 28.0475 | 27.345 | 0
[48 empty] | 2017-09-20 21:00 | 9 | 20 | 21 | 0 | 0% | 2017-08-20 21:00 | 8 | 20 | 21 | 8 | 20 | 20 | 26.005 | 25.365 | 0 | 25.4375 | 26.235 | 0
[48 empty] | 2017-09-20 22:00 | 9 | 20 | 22 | 0 | 0% | 2017-08-20 22:00 | 8 | 20 | 22 | 8 | 20 | 21 | 23.3325 | 22.4225 | 0 | 22.5075 | 23.3525 | 0
[48 empty] | 2017-09-20 23:00 | 9 | 20 | 23 | 0 | 0% | 2017-08-20 23:00 | 8 | 20 | 23 | 8 | 20 | 22 | 21.89 | 21.0325 | 0 | 21.0925 | 21.6975 | 0
[48 empty] | 2017-09-21 | 9 | 21 | 0 | 0 | 0% | 2017-08-21 | 8 | 21 | 0 | 8 | 20 | 23 | 21.3625 | 19.93 | 0 | 20.0275 | 21.0425 | 0
[48 empty] | 2017-09-21 01:00 | 9 | 21 | 1 | 0 | 0% | 2017-08-21 01:00 | 8 | 21 | 1 | 8 | 21 | 0 | 20.51 | 20.3925 | 0 | 20.4 | 20.4825 | 0
[48 empty] | 2017-09-21 02:00 | 9 | 21 | 2 | 0 | 0% | 2017-08-21 02:00 | 8 | 21 | 2 | 8 | 21 | 1 | 19.24 | 19.24 | 0 | 19.24 | 19.24 | 0
[48 empty] | 2017-09-21 03:00 | 9 | 21 | 3 | 0 | 0% | 2017-08-21 03:00 | 8 | 21 | 3 | 8 | 21 | 2 | 18.8325 | 18.8325 | 0 | 18.8325 | 18.8325 | 0
[48 empty] | 2017-09-21 04:00 | 9 | 21 | 4 | 0 | 0% | 2017-08-21 04:00 | 8 | 21 | 4 | 8 | 21 | 3 | 18.3 | 18.3 | 0 | 18.3 | 18.3 | 0
[48 empty] | 2017-09-21 05:00 | 9 | 21 | 5 | 0 | 0% | 2017-08-21 05:00 | 8 | 21 | 5 | 8 | 21 | 4 | 18.0975 | 18.0975 | 0 | 18.0975 | 18.0975 | 0
[48 empty] | 2017-09-21 06:00 | 9 | 21 | 6 | 338.4963 | 34.19% | 2017-08-21 06:00 | 8 | 21 | 6 | 8 | 21 | 5 | 18.7925 | 18.77 | 0 | 18.77 | 18.7875 | 0
[48 empty] | 2017-09-21 07:00 | 9 | 21 | 7 | 849.7026 | 85.83% | 2017-08-21 07:00 | 8 | 21 | 7 | 8 | 21 | 6 | 19.8275 | 19.37 | 0 | 19.4025 | 19.7275 | 0
[48 empty] | 2017-09-21 08:00 | 9 | 21 | 8 | 878.3654 | 88.72% | 2017-08-21 08:00 | 8 | 21 | 8 | 8 | 21 | 7 | 21.3075 | 18.87 | 0 | 18.8625 | 17.2525 | 0
[48 empty] | 2017-09-21 09:00 | 9 | 21 | 9 | 808.2156 | 81.64% | 2017-08-21 09:00 | 8 | 21 | 9 | 8 | 21 | 8 | 25.28 | 20.5325 | 0 | 20.5225 | 17.48 | 0
[48 empty] | 2017-09-21 10:00 | 9 | 21 | 10 | 846.7967 | 85.54% | 2017-08-21 10:00 | 8 | 21 | 10 | 8 | 21 | 9 | 22.925 | 21.0225 | 0 | 21.125 | 22.1725 | 0
[48 empty] | 2017-09-21 11:00 | 9 | 21 | 11 | 842.0744 | 85.06% | 2017-08-21 11:00 | 8 | 21 | 11 | 8 | 21 | 10 | 25.1 | 22.66 | 0 | 22.7625 | 24.555 | 0
[48 empty] | 2017-09-21 12:00 | 9 | 21 | 12 | 866.5968 | 87.54% | 2017-08-21 12:00 | 8 | 21 | 12 | 8 | 21 | 11 | 28.31 | 27.385 | 0 | 27.4125 | 28.105 | 0
[48 empty] | 2017-09-21 13:00 | 9 | 21 | 13 | 875.8076 | 88.47% | 2017-08-21 13:00 | 8 | 21 | 13 | 8 | 21 | 12 | 28.5975 | 28.0775 | 0 | 28.085 | 28.4775 | 0
[48 empty] | 2017-09-21 14:00 | 9 | 21 | 14 | 883.774 | 89.27% | 2017-08-21 14:00 | 8 | 21 | 14 | 8 | 21 | 13 | 28.0775 | 27.3725 | 0 | 27.3825 | 27.9175 | 0
[48 empty] | 2017-09-21 15:00 | 9 | 21 | 15 | 823.7034 | 83.2% | 2017-08-21 15:00 | 8 | 21 | 15 | 8 | 21 | 14 | 28.55 | 27.2375 | 0 | 27.265 | 28.2525 | 0
[48 empty] | 2017-09-21 16:00 | 9 | 21 | 16 | 566.6104 | 57.23% | 2017-08-21 16:00 | 8 | 21 | 16 | 8 | 21 | 15 | 32.5825 | 32.7825 | 0 | 33.7425 | 32.475 | 0
[48 empty] | 2017-09-21 17:00 | 9 | 21 | 17 | 23.3372 | 2.357% | 2017-08-21 17:00 | 8 | 21 | 17 | 8 | 21 | 16 | 39.79 | 42.4 | 0 | 47.035 | 39.62 | 0
[48 empty] | 2017-09-21 18:00 | 9 | 21 | 18 | 0 | 0% | 2017-08-21 18:00 | 8 | 21 | 18 | 8 | 21 | 17 | 31.2475 | 33.06 | 0 | 36.26 | 31.1275 | 0
[48 empty] | 2017-09-21 19:00 | 9 | 21 | 19 | 0 | 0% | 2017-08-21 19:00 | 8 | 21 | 19 | 8 | 21 | 18 | 28.9975 | 28.7525 | 0 | 29.74 | 28.7825 | 0
[48 empty] | 2017-09-21 20:00 | 9 | 21 | 20 | 0 | 0% | 2017-08-21 20:00 | 8 | 21 | 20 | 8 | 21 | 19 | 28.3875 | 28.05 | 0 | 28.055 | 28.3125 | 0
[48 empty] | 2017-09-21 21:00 | 9 | 21 | 21 | 0 | 0% | 2017-08-21 21:00 | 8 | 21 | 21 | 8 | 21 | 20 | 27.435 | 27.3525 | 0 | 27.3575 | 27.655 | 0
[48 empty] | 2017-09-21 22:00 | 9 | 21 | 22 | 0 | 0% | 2017-08-21 22:00 | 8 | 21 | 22 | 8 | 21 | 21 | 23.6775 | 23.3725 | 0 | 23.3875 | 23.675 | 0
[48 empty] | 2017-09-21 23:00 | 9 | 21 | 23 | 0 | 0% | 2017-08-21 23:00 | 8 | 21 | 23 | 8 | 21 | 22 | 21.525 | 21.0675 | 0 | 21.0975 | 21.415 | 0
[48 empty] | 2017-09-22 | 9 | 22 | 0 | 0 | 0% | 2017-08-22 | 8 | 22 | 0 | 8 | 21 | 23 | 20.205 | 19.1375 | 0 | 19.21 | 19.955 | 0
[48 empty] | 2017-09-22 01:00 | 9 | 22 | 1 | 0 | 0% | 2017-08-22 01:00 | 8 | 22 | 1 | 8 | 22 | 0 | 19.0175 | 18.29 | 0 | 18.2875 | 18.765 | 0
[48 empty] | 2017-09-22 02:00 | 9 | 22 | 2 | 0 | 0% | 2017-08-22 02:00 | 8 | 22 | 2 | 8 | 22 | 1 | 18.4625 | 17.5275 | 0 | 17.5075 | 18.1225 | 0
[48 empty] | 2017-09-22 03:00 | 9 | 22 | 3 | 0 | 0% | 2017-08-22 03:00 | 8 | 22 | 3 | 8 | 22 | 2 | 17.5275 | 16.8575 | 0 | 16.845 | 17.28 | 0
[48 empty] | 2017-09-22 04:00 | 9 | 22 | 4 | 0 | 0% | 2017-08-22 04:00 | 8 | 22 | 4 | 8 | 22 | 3 | 17.2825 | 17.265 | 0 | 17.265 | 17.2775 | 0
[48 empty] | 2017-09-22 05:00 | 9 | 22 | 5 | 0 | 0% | 2017-08-22 05:00 | 8 | 22 | 5 | 8 | 22 | 4 | 17.485 | 17.485 | 0 | 17.485 | 17.485 | 0
[48 empty] | 2017-09-22 06:00 | 9 | 22 | 6 | 61.7266 | 6.235% | 2017-08-22 06:00 | 8 | 22 | 6 | 8 | 22 | 5 | 18.3625 | 18.3625 | 0 | 18.3625 | 18.3625 | 0
[48 empty] | 2017-09-22 07:00 | 9 | 22 | 7 | 146.6359 | 14.81% | 2017-08-22 07:00 | 8 | 22 | 7 | 8 | 22 | 6 | 20.14 | 19.995 | 0 | 19.995 | 19.9025 | 0
[48 empty] | 2017-09-22 08:00 | 9 | 22 | 8 | 315.9021 | 31.91% | 2017-08-22 08:00 | 8 | 22 | 8 | 8 | 22 | 7 | 19.7575 | 19.7575 | 0 | 19.7575 | 19.7575 | 0
[48 empty] | 2017-09-22 09:00 | 9 | 22 | 9 | 406.5706 | 41.07% | 2017-08-22 09:00 | 8 | 22 | 9 | 8 | 22 | 8 | 21.3425 | 21.3425 | 0 | 21.3425 | 21.3425 | 0
[48 empty] | 2017-09-22 10:00 | 9 | 22 | 10 | 813.961 | 82.22% | 2017-08-22 10:00 | 8 | 22 | 10 | 8 | 22 | 9 | 24.4775 | 24.4775 | 0 | 24.4775 | 24.4775 | 0
[48 empty] | 2017-09-22 11:00 | 9 | 22 | 11 | 852.5717 | 86.12% | 2017-08-22 11:00 | 8 | 22 | 11 | 8 | 22 | 10 | 28.025 | 28.025 | 0 | 28.025 | 28.025 | 0
[48 empty] | 2017-09-22 12:00 | 9 | 22 | 12 | 896.5518 | 90.56% | 2017-08-22 12:00 | 8 | 22 | 12 | 8 | 22 | 11 | 30.5525 | 30.5525 | 0 | 30.5525 | 30.5525 | 0
[48 empty] | 2017-09-22 13:00 | 9 | 22 | 13 | 921.0096 | 93.03% | 2017-08-22 13:00 | 8 | 22 | 13 | 8 | 22 | 12 | 34.6325 | 34.6325 | 0 | 34.6325 | 34.6325 | 0
[48 empty] | 2017-09-22 14:00 | 9 | 22 | 14 | 909.5457 | 91.87% | 2017-08-22 14:00 | 8 | 22 | 14 | 8 | 22 | 13 | 42.3075 | 42.13 | 0 | 42.46 | 42.3075 | 0
[48 empty] | 2017-09-22 15:00 | 9 | 22 | 15 | 845.0934 | 85.36% | 2017-08-22 15:00 | 8 | 22 | 15 | 8 | 22 | 14 | 39.35 | 38.5875 | 0 | 40.0025 | 39.35 | 0
[48 empty] | 2017-09-22 16:00 | 9 | 22 | 16 | 565.5101 | 57.12% | 2017-08-22 16:00 | 8 | 22 | 16 | 8 | 22 | 15 | 36.195 | 36.1075 | 0 | 36.27 | 36.195 | 0
[48 empty] | 2017-09-22 17:00 | 9 | 22 | 17 | 66.0447 | 6.671% | 2017-08-22 17:00 | 8 | 22 | 17 | 8 | 22 | 16 | 32.4675 | 32.74 | 0 | 34.3 | 32.4275 | 0
[48 empty] | 2017-09-22 18:00 | 9 | 22 | 18 | 0 | 0% | 2017-08-22 18:00 | 8 | 22 | 18 | 8 | 22 | 17 | 34.15 | 34.565 | 0 | 37.24 | 34.1425 | 0
[48 empty] | 2017-09-22 19:00 | 9 | 22 | 19 | 0 | 0% | 2017-08-22 19:00 | 8 | 22 | 19 | 8 | 22 | 18 | 39.3925 | 38.7775 | 0 | 40.175 | 39.385 | 0
[48 empty] | 2017-09-22 20:00 | 9 | 22 | 20 | 0 | 0% | 2017-08-22 20:00 | 8 | 22 | 20 | 8 | 22 | 19 | 33.3075 | 33.205 | 0 | 33.3925 | 33.3075 | 0
[48 empty] | 2017-09-22 21:00 | 9 | 22 | 21 | 0 | 0% | 2017-08-22 21:00 | 8 | 22 | 21 | 8 | 22 | 20 | 30.19 | 30.19 | 0 | 30.19 | 30.19 | 0
[48 empty] | 2017-09-22 22:00 | 9 | 22 | 22 | 0 | 0% | 2017-08-22 22:00 | 8 | 22 | 22 | 8 | 22 | 21 | 27.0325 | 27.0325 | 0 | 27.0325 | 27.0325 | 0
[48 empty] | 2017-09-22 23:00 | 9 | 22 | 23 | 0 | 0% | 2017-08-22 23:00 | 8 | 22 | 23 | 8 | 22 | 22 | 25.485 | 25.485 | 0 | 25.485 | 25.485 | 0
[48 empty] | 2017-09-23 | 9 | 23 | 0 | 0 | 0% | 2017-08-23 | 8 | 23 | 0 | 8 | 22 | 23 | 21.6975 | 21.645 | 0 | 21.65 | 21.6825 | 0
[48 empty] | 2017-09-23 01:00 | 9 | 23 | 1 | 0 | 0% | 2017-08-23 01:00 | 8 | 23 | 1 | 8 | 23 | 0 | 21.31 | 21.255 | 0 | 21.255 | 21.2225 | 0
[48 empty] | 2017-09-23 02:00 | 9 | 23 | 2 | 0 | 0% | 2017-08-23 02:00 | 8 | 23 | 2 | 8 | 23 | 1 | 21.1075 | 21.1075 | 0 | 21.1075 | 21.1075 | 0
[48 empty] | 2017-09-23 03:00 | 9 | 23 | 3 | 0 | 0% | 2017-08-23 03:00 | 8 | 23 | 3 | 8 | 23 | 2 | 20.5425 | 20.5425 | 0 | 20.5425 | 20.5425 | 0
[48 empty] | 2017-09-23 04:00 | 9 | 23 | 4 | 0 | 0% | 2017-08-23 04:00 | 8 | 23 | 4 | 8 | 23 | 3 | 19.97 | 19.9275 | 0 | 19.9275 | 19.9425 | 0
[48 empty] | 2017-09-23 05:00 | 9 | 23 | 5 | 0 | 0% | 2017-08-23 05:00 | 8 | 23 | 5 | 8 | 23 | 4 | 19.995 | 19.97 | 0 | 19.97 | 19.98 | 0
[48 empty] | 2017-09-23 06:00 | 9 | 23 | 6 | 274.6435 | 27.74% | 2017-08-23 06:00 | 8 | 23 | 6 | 8 | 23 | 5 | 20.8125 | 20.81 | 0 | 20.81 | 20.81 | 0
[48 empty] | 2017-09-23 07:00 | 9 | 23 | 7 | 206.7631 | 20.89% | 2017-08-23 07:00 | 8 | 23 | 7 | 8 | 23 | 6 | 21.3775 | 21.3775 | 0 | 21.3775 | 21.3775 | 0
[48 empty] | 2017-09-23 08:00 | 9 | 23 | 8 | 644.7597 | 65.13% | 2017-08-23 08:00 | 8 | 23 | 8 | 8 | 23 | 7 | 21.215 | 21.215 | 0 | 21.215 | 21.215 | 0
[48 empty] | 2017-09-23 09:00 | 9 | 23 | 9 | 733.6651 | 74.11% | 2017-08-23 09:00 | 8 | 23 | 9 | 8 | 23 | 8 | 25.6425 | 23.1975 | 0 | 23.1925 | 21.53 | 0
[48 empty] | 2017-09-23 10:00 | 9 | 23 | 10 | 658.9771 | 66.56% | 2017-08-23 10:00 | 8 | 23 | 10 | 8 | 23 | 9 | 31.0175 | 27.3975 | 0 | 27.4 | 25.5925 | 0
[48 empty] | 2017-09-23 11:00 | 9 | 23 | 11 | 872.081 | 88.09% | 2017-08-23 11:00 | 8 | 23 | 11 | 8 | 23 | 10 | 27.08 | 26.48 | 0 | 26.4875 | 26.935 | 0
[48 empty] | 2017-09-23 12:00 | 9 | 23 | 12 | 774.7828 | 78.26% | 2017-08-23 12:00 | 8 | 23 | 12 | 8 | 23 | 11 | 28.7225 | 27.495 | 0 | 27.5125 | 28.44 | 0
[48 empty] | 2017-09-23 13:00 | 9 | 23 | 13 | 906.7442 | 91.59% | 2017-08-23 13:00 | 8 | 23 | 13 | 8 | 23 | 12 | 88.545 | 87.965 | 0 | 87.9725 | 88.4125 | 0
[48 empty] | 2017-09-23 14:00 | 9 | 23 | 14 | 863.388 | 87.21% | 2017-08-23 14:00 | 8 | 23 | 14 | 8 | 23 | 13 | 33.2025 | 33.2025 | 0 | 33.2025 | 33.2025 | 0
[48 empty] | 2017-09-23 15:00 | 9 | 23 | 15 | 548.9737 | 55.45% | 2017-08-23 15:00 | 8 | 23 | 15 | 8 | 23 | 14 | 32.825 | 32.825 | 0 | 32.825 | 32.825 | 0
[48 empty] | 2017-09-23 16:00 | 9 | 23 | 16 | 561.9195 | 56.76% | 2017-08-23 16:00 | 8 | 23 | 16 | 8 | 23 | 15 | 33.675 | 33.675 | 0 | 33.675 | 33.675 | 0
[48 empty] | 2017-09-23 17:00 | 9 | 23 | 17 | 44.9844 | 4.544% | 2017-08-23 17:00 | 8 | 23 | 17 | 8 | 23 | 16 | 31.82 | 31.82 | 0 | 31.82 | 31.82 | 0
[48 empty] | 2017-09-23 18:00 | 9 | 23 | 18 | 0 | 0% | 2017-08-23 18:00 | 8 | 23 | 18 | 8 | 23 | 17 | 31.455 | 31.455 | 0 | 31.455 | 31.455 | 0
[48 empty] | 2017-09-23 19:00 | 9 | 23 | 19 | 0 | 0% | 2017-08-23 19:00 | 8 | 23 | 19 | 8 | 23 | 18 | 30.2275 | 30.2275 | 0 | 30.2275 | 30.2275 | 0
[48 empty] | 2017-09-23 20:00 | 9 | 23 | 20 | 0 | 0% | 2017-08-23 20:00 | 8 | 23 | 20 | 8 | 23 | 19 | 28.86 | 28.86 | 0 | 28.86 | 28.86 | 0
[48 empty] | 2017-09-23 21:00 | 9 | 23 | 21 | 0 | 0% | 2017-08-23 21:00 | 8 | 23 | 21 | 8 | 23 | 20 | 28.8725 | 28.8725 | 0 | 28.8725 | 28.8725 | 0
[48 empty] | 2017-09-23 22:00 | 9 | 23 | 22 | 0 | 0% | 2017-08-23 22:00 | 8 | 23 | 22 | 8 | 23 | 21 | 28.055 | 27.885 | 0 | 27.8875 | 27.89 | 0
[48 empty] | 2017-09-23 23:00 | 9 | 23 | 23 | 0 | 0% | 2017-08-23 23:00 | 8 | 23 | 23 | 8 | 23 | 22 | 25.4775 | 25.0525 | 0 | 25.0625 | 25.3875 | 0
[48 empty] | 2017-09-24 | 9 | 24 | 0 | 0 | 0% | 2017-08-24 | 8 | 24 | 0 | 8 | 23 | 23 | 22.2675 | 21.3175 | 0 | 21.365 | 22.0675 | 0
[48 empty] | 2017-09-24 01:00 | 9 | 24 | 1 | 0 | 0% | 2017-08-24 01:00 | 8 | 24 | 1 | 8 | 24 | 0 | 20.815 | 20.815 | 0 | 20.815 | 20.815 | 0
[48 empty] | 2017-09-24 02:00 | 9 | 24 | 2 | 0 | 0% | 2017-08-24 02:00 | 8 | 24 | 2 | 8 | 24 | 1 | 19.775 | 19.775 | 0 | 19.775 | 19.775 | 0
[48 empty] | 2017-09-24 03:00 | 9 | 24 | 3 | 0 | 0% | 2017-08-24 03:00 | 8 | 24 | 3 | 8 | 24 | 2 | 19.1575 | 19.1575 | 0 | 19.1575 | 19.1575 | 0
[48 empty] | 2017-09-24 04:00 | 9 | 24 | 4 | 0 | 0% | 2017-08-24 04:00 | 8 | 24 | 4 | 8 | 24 | 3 | 18.9125 | 18.9125 | 0 | 18.9125 | 18.9125 | 0
[48 empty] | 2017-09-24 05:00 | 9 | 24 | 5 | 0 | 0% | 2017-08-24 05:00 | 8 | 24 | 5 | 8 | 24 | 4 | 19.07 | 19.07 | 0 | 19.07 | 19.07 | 0
[48 empty] | 2017-09-24 06:00 | 9 | 24 | 6 | 249.8501 | 25.24% | 2017-08-24 06:00 | 8 | 24 | 6 | 8 | 24 | 5 | 20.0275 | 20.0275 | 0 | 20.0275 | 20.0275 | 0
[48 empty] | 2017-09-24 07:00 | 9 | 24 | 7 | 743.5027 | 75.1% | 2017-08-24 07:00 | 8 | 24 | 7 | 8 | 24 | 6 | 21.1775 | 21.1775 | 0 | 21.1775 | 21.1775 | 0
[48 empty] | 2017-09-24 08:00 | 9 | 24 | 8 | 880.5046 | 88.94% | 2017-08-24 08:00 | 8 | 24 | 8 | 8 | 24 | 7 | 21.145 | 21.145 | 0 | 21.145 | 21.145 | 0
[48 empty] | 2017-09-24 09:00 | 9 | 24 | 9 | 833.2733 | 84.17% | 2017-08-24 09:00 | 8 | 24 | 9 | 8 | 24 | 8 | 21.9125 | 21.9125 | 0 | 21.9125 | 21.9125 | 0
[48 empty] | 2017-09-24 10:00 | 9 | 24 | 10 | 802.2948 | 81.04% | 2017-08-24 10:00 | 8 | 24 | 10 | 8 | 24 | 9 | 24.73 | 23.925 | 0 | 23.975 | 24.545 | 0
[48 empty] | 2017-09-24 11:00 | 9 | 24 | 11 | 836.1825 | 84.46% | 2017-08-24 11:00 | 8 | 24 | 11 | 8 | 24 | 10 | 27.445 | 26.655 | 0 | 26.6925 | 27.2675 | 0
[48 empty] | 2017-09-24 12:00 | 9 | 24 | 12 | 833.1022 | 84.15% | 2017-08-24 12:00 | 8 | 24 | 12 | 8 | 24 | 11 | 28.805 | 27.765 | 0 | 27.7875 | 28.57 | 0
[48 empty] | 2017-09-24 13:00 | 9 | 24 | 13 | 836.8964 | 84.53% | 2017-08-24 13:00 | 8 | 24 | 13 | 8 | 24 | 12 | 41.3925 | 41.2325 | 0 | 41.235 | 41.3575 | 0
[48 empty] | 2017-09-24 14:00 | 9 | 24 | 14 | 833.8724 | 84.23% | 2017-08-24 14:00 | 8 | 24 | 14 | 8 | 24 | 13 | 35.765 | 35.2425 | 0 | 35.2525 | 35.6425 | 0
[48 empty] | 2017-09-24 15:00 | 9 | 24 | 15 | 810.584 | 81.88% | 2017-08-24 15:00 | 8 | 24 | 15 | 8 | 24 | 14 | 59.5 | 59.4975 | 0 | 59.4975 | 59.5 | 0
[48 empty] | 2017-09-24 16:00 | 9 | 24 | 16 | 524.6311 | 52.99% | 2017-08-24 16:00 | 8 | 24 | 16 | 8 | 24 | 15 | 37.99 | 37.99 | 0 | 37.99 | 37.99 | 0
[48 empty] | 2017-09-24 17:00 | 9 | 24 | 17 | 25.3763 | 2.563% | 2017-08-24 17:00 | 8 | 24 | 17 | 8 | 24 | 16 | 30.355 | 30.355 | 0 | 30.355 | 30.355 | 0
[48 empty] | 2017-09-24 18:00 | 9 | 24 | 18 | 0 | 0% | 2017-08-24 18:00 | 8 | 24 | 18 | 8 | 24 | 17 | 30.24 | 30.24 | 0 | 30.24 | 30.24 | 0
[48 empty] | 2017-09-24 19:00 | 9 | 24 | 19 | 0 | 0% | 2017-08-24 19:00 | 8 | 24 | 19 | 8 | 24 | 18 | 28.9675 | 28.9675 | 0 | 28.9675 | 28.9675 | 0
[48 empty] | 2017-09-24 20:00 | 9 | 24 | 20 | 0 | 0% | 2017-08-24 20:00 | 8 | 24 | 20 | 8 | 24 | 19 | 27.2975 | 27.2975 | 0 | 27.2975 | 27.2975 | 0
[48 empty] | 2017-09-24 21:00 | 9 | 24 | 21 | 0 | 0% | 2017-08-24 21:00 | 8 | 24 | 21 | 8 | 24 | 20 | 27.9625 | 27.9625 | 0 | 27.9625 | 27.9625 | 0
[48 empty] | 2017-09-24 22:00 | 9 | 24 | 22 | 0 | 0% | 2017-08-24 22:00 | 8 | 24 | 22 | 8 | 24 | 21 | 25.84 | 25.84 | 0 | 25.84 | 25.84 | 0
[48 empty] | 2017-09-24 23:00 | 9 | 24 | 23 | 0 | 0% | 2017-08-24 23:00 | 8 | 24 | 23 | 8 | 24 | 22 | 24.0725 | 24.0725 | 0 | 24.0725 | 24.0725 | 0
[48 empty] | 2017-09-25 | 9 | 25 | 0 | 0 | 0% | 2017-08-25 | 8 | 25 | 0 | 8 | 24 | 23 | 21.2025 | 21.2025 | 0 | 21.2025 | 21.2025 | 0
[48 empty] | 2017-09-25 01:00 | 9 | 25 | 1 | 0 | 0% | 2017-08-25 01:00 | 8 | 25 | 1 | 8 | 25 | 0 | 21.2325 | 21.2325 | 0 | 21.2325 | 21.2325 | 0
[48 empty] | 2017-09-25 02:00 | 9 | 25 | 2 | 0 | 0% | 2017-08-25 02:00 | 8 | 25 | 2 | 8 | 25 | 1 | 20.935 | 20.935 | 0 | 20.935 | 20.935 | 0
[48 empty] | 2017-09-25 03:00 | 9 | 25 | 3 | 0 | 0% | 2017-08-25 03:00 | 8 | 25 | 3 | 8 | 25 | 2 | 20.39 | 20.39 | 0 | 20.39 | 20.39 | 0
[48 empty] | 2017-09-25 04:00 | 9 | 25 | 4 | 0 | 0% | 2017-08-25 04:00 | 8 | 25 | 4 | 8 | 25 | 3 | 20.04 | 20.04 | 0 | 20.04 | 20.04 | 0
[48 empty] | 2017-09-25 05:00 | 9 | 25 | 5 | 0 | 0% | 2017-08-25 05:00 | 8 | 25 | 5 | 8 | 25 | 4 | 20.2425 | 20.2425 | 0 | 20.2425 | 20.2425 | 0
[48 empty] | 2017-09-25 06:00 | 9 | 25 | 6 | 218.4743 | 22.07% | 2017-08-25 06:00 | 8 | 25 | 6 | 8 | 25 | 5 | 21.0175 | 21.0175 | 0 | 21.0175 | 21.0175 | 0
[48 empty] | 2017-09-25 07:00 | 9 | 25 | 7 | 126.8656 | 12.81% | 2017-08-25 07:00 | 8 | 25 | 7 | 8 | 25 | 6 | 21.2125 | 21.2125 | 0 | 21.2125 | 21.2125 | 0
[48 empty] | 2017-09-25 08:00 | 9 | 25 | 8 | 348.0373 | 35.16% | 2017-08-25 08:00 | 8 | 25 | 8 | 8 | 25 | 7 | 20.9875 | 20.9875 | 0 | 20.9875 | 20.9875 | 0
[48 empty] | 2017-09-25 09:00 | 9 | 25 | 9 | 772.4598 | 78.03% | 2017-08-25 09:00 | 8 | 25 | 9 | 8 | 25 | 8 | 20.575 | 20.575 | 0 | 20.575 | 20.575 | 0
[48 empty] | 2017-09-25 10:00 | 9 | 25 | 10 | 810.9233 | 81.91% | 2017-08-25 10:00 | 8 | 25 | 10 | 8 | 25 | 9 | 20.9625 | 20.9625 | 0 | 20.9625 | 20.9625 | 0
[48 empty] | 2017-09-25 11:00 | 9 | 25 | 11 | 834.2876 | 84.27% | 2017-08-25 11:00 | 8 | 25 | 11 | 8 | 25 | 10 | 21.3575 | 21.3575 | 0 | 21.3575 | 21.3575 | 0
[48 empty] | 2017-09-25 12:00 | 9 | 25 | 12 | 723.3473 | 73.07% | 2017-08-25 12:00 | 8 | 25 | 12 | 8 | 25 | 11 | 22.4775 | 22.4775 | 0 | 22.4775 | 22.4775 | 0
[48 empty] | 2017-09-25 13:00 | 9 | 25 | 13 | 846.6293 | 85.52% | 2017-08-25 13:00 | 8 | 25 | 13 | 8 | 25 | 12 | 25.3375 | 25.4175 | 0 | 25.4175 | 25.425 | 0
[48 empty] | 2017-09-25 14:00 | 9 | 25 | 14 | 806.107 | 81.42% | 2017-08-25 14:00 | 8 | 25 | 14 | 8 | 25 | 13 | 25.9875 | 26.4725 | 0 | 26.4825 | 26.5225 | 0
[48 empty] | 2017-09-25 15:00 | 9 | 25 | 15 | 732.7987 | 74.02% | 2017-08-25 15:00 | 8 | 25 | 15 | 8 | 25 | 14 | 26.8125 | 27.3075 | 0 | 27.31 | 27.355 | 0
[48 empty] | 2017-09-25 16:00 | 9 | 25 | 16 | 534.3807 | 53.98% | 2017-08-25 16:00 | 8 | 25 | 16 | 8 | 25 | 15 | 26.675 | 27.1525 | 0 | 27.16 | 27.2025 | 0
[48 empty] | 2017-09-25 17:00 | 9 | 25 | 17 | 30.4437 | 3.075% | 2017-08-25 17:00 | 8 | 25 | 17 | 8 | 25 | 16 | 22.63 | 22.89 | 0 | 22.8925 | 22.915 | 0
[48 empty] | 2017-09-25 18:00 | 9 | 25 | 18 | 0 | 0% | 2017-08-25 18:00 | 8 | 25 | 18 | 8 | 25 | 17 | 21.795 | 21.9325 | 0 | 21.935 | 21.945 | 0
[48 empty] | 2017-09-25 19:00 | 9 | 25 | 19 | 0 | 0% | 2017-08-25 19:00 | 8 | 25 | 19 | 8 | 25 | 18 | 21.2425 | 21.2425 | 0 | 21.2425 | 21.2425 | 0
[48 empty] | 2017-09-25 20:00 | 9 | 25 | 20 | 0 | 0% | 2017-08-25 20:00 | 8 | 25 | 20 | 8 | 25 | 19 | 21.4775 | 21.4725 | 0 | 21.4725 | 21.47 | 0
[48 empty] | 2017-09-25 21:00 | 9 | 25 | 21 | 0 | 0% | 2017-08-25 21:00 | 8 | 25 | 21 | 8 | 25 | 20 | 22.9525 | 22.9425 | 0 | 22.9425 | 22.9425 | 0
[48 empty] | 2017-09-25 22:00 | 9 | 25 | 22 | 0 | 0% | 2017-08-25 22:00 | 8 | 25 | 22 | 8 | 25 | 21 | 23.4475 | 23.4475 | 0 | 23.4475 | 23.4475 | 0
[48 empty] | 2017-09-25 23:00 | 9 | 25 | 23 | 0 | 0% | 2017-08-25 23:00 | 8 | 25 | 23 | 8 | 25 | 22 | 21.78 | 21.78 | 0 | 21.78 | 21.78 | 0
[48 empty] | 2017-09-26 | 9 | 26 | 0 | 0 | 0% | 2017-08-26 | 8 | 26 | 0 | 8 | 25 | 23 | 21.745 | 21.745 | 0 | 21.745 | 21.745 | 0
[48 empty] | 2017-09-26 01:00 | 9 | 26 | 1 | 0 | 0% | 2017-08-26 01:00 | 8 | 26 | 1 | 8 | 26 | 0 | 20.995 | 20.995 | 0 | 20.995 | 20.995 | 0
[48 empty] | 2017-09-26 02:00 | 9 | 26 | 2 | 0 | 0% | 2017-08-26 02:00 | 8 | 26 | 2 | 8 | 26 | 1 | 20.35 | 20.35 | 0 | 20.35 | 20.35 | 0
[48 empty] | 2017-09-26 03:00 | 9 | 26 | 3 | 0 | 0% | 2017-08-26 03:00 | 8 | 26 | 3 | 8 | 26 | 2 | 19.5975 | 19.5975 | 0 | 19.5975 | 19.5975 | 0
[48 empty] | 2017-09-26 04:00 | 9 | 26 | 4 | 0 | 0% | 2017-08-26 04:00 | 8 | 26 | 4 | 8 | 26 | 3 | 20.155 | 20.155 | 0 | 20.155 | 20.155 | 0
[48 empty] | 2017-09-26 05:00 | 9 | 26 | 5 | 0 | 0% | 2017-08-26 05:00 | 8 | 26 | 5 | 8 | 26 | 4 | 20.6225 | 20.635 | 0 | 20.635 | 20.635 | 0
[48 empty] | 2017-09-26 06:00 | 9 | 26 | 6 | 257.8659 | 26.05% | 2017-08-26 06:00 | 8 | 26 | 6 | 8 | 26 | 5 | 20.2825 | 20.875 | 0 | 20.875 | 20.8575 | 0
[48 empty] | 2017-09-26 07:00 | 9 | 26 | 7 | 492.7946 | 49.78% | 2017-08-26 07:00 | 8 | 26 | 7 | 8 | 26 | 6 | 20.03 | 20.98 | 0 | 20.98 | 20.975 | 0
[48 empty] | 2017-09-26 08:00 | 9 | 26 | 8 | 849.0367 | 85.76% | 2017-08-26 08:00 | 8 | 26 | 8 | 8 | 26 | 7 | 21.0125 | 21.0125 | 0 | 21.0125 | 21.0125 | 0
[48 empty] | 2017-09-26 09:00 | 9 | 26 | 9 | 860.857 | 86.96% | 2017-08-26 09:00 | 8 | 26 | 9 | 8 | 26 | 8 | 21.5475 | 21.5475 | 0 | 21.5475 | 21.5475 | 0
[48 empty] | 2017-09-26 10:00 | 9 | 26 | 10 | 832.6909 | 84.11% | 2017-08-26 10:00 | 8 | 26 | 10 | 8 | 26 | 9 | 21.96 | 21.96 | 0 | 21.96 | 21.96 | 0
[48 empty] | 2017-09-26 11:00 | 9 | 26 | 11 | 613.0166 | 61.92% | 2017-08-26 11:00 | 8 | 26 | 11 | 8 | 26 | 10 | 22.07 | 22.07 | 0 | 22.07 | 22.07 | 0
[48 empty] | 2017-09-26 12:00 | 9 | 26 | 12 | 855.7191 | 86.44% | 2017-08-26 12:00 | 8 | 26 | 12 | 8 | 26 | 11 | 21.5525 | 21.8175 | 0 | 21.8175 | 21.81 | 0
[48 empty] | 2017-09-26 13:00 | 9 | 26 | 13 | 747.8463 | 75.54% | 2017-08-26 13:00 | 8 | 26 | 13 | 8 | 26 | 12 | 21.1925 | 21.25 | 0 | 21.25 | 21.2475 | 0
[48 empty] | 2017-09-26 14:00 | 9 | 26 | 14 | 834.0282 | 84.25% | 2017-08-26 14:00 | 8 | 26 | 14 | 8 | 26 | 13 | 21.115 | 21.115 | 0 | 21.115 | 21.115 | 0
[48 empty] | 2017-09-26 15:00 | 9 | 26 | 15 | 794.9429 | 80.3% | 2017-08-26 15:00 | 8 | 26 | 15 | 8 | 26 | 14 | 21.0875 | 21.0875 | 0 | 21.0875 | 21.0875 | 0
[48 empty] | 2017-09-26 16:00 | 9 | 26 | 16 | 492.3562 | 49.73% | 2017-08-26 16:00 | 8 | 26 | 16 | 8 | 26 | 15 | 20.945 | 21.0125 | 0 | 21.015 | 20.88 | 0
[48 empty] | 2017-09-26 17:00 | 9 | 26 | 17 | 18.1765 | 1.836% | 2017-08-26 17:00 | 8 | 26 | 17 | 8 | 26 | 16 | 21.185 | 21.135 | 0 | 21.1425 | 20.6675 | 0
[48 empty] | 2017-09-26 18:00 | 9 | 26 | 18 | 0 | 0% | 2017-08-26 18:00 | 8 | 26 | 18 | 8 | 26 | 17 | 21.5875 | 21.2125 | 0 | 21.215 | 20.8675 | 0
[48 empty] | 2017-09-26 19:00 | 9 | 26 | 19 | 0 | 0% | 2017-08-26 19:00 | 8 | 26 | 19 | 8 | 26 | 18 | 22.6675 | 21.185 | 0 | 21.1625 | 21.8525 | 0
[48 empty] | 2017-09-26 20:00 | 9 | 26 | 20 | 0 | 0% | 2017-08-26 20:00 | 8 | 26 | 20 | 8 | 26 | 19 | 23.2875 | 21.235 | 0 | 21.235 | 22.345 | 0
[48 empty] | 2017-09-26 21:00 | 9 | 26 | 21 | 0 | 0% | 2017-08-26 21:00 | 8 | 26 | 21 | 8 | 26 | 20 | 160.4675 | 21.9725 | 0 | 22.015 | 24.55 | 0
[48 empty] | 2017-09-26 22:00 | 9 | 26 | 22 | 0 | 0% | 2017-08-26 22:00 | 8 | 26 | 22 | 8 | 26 | 21 | 21.3725 | 21.2675 | 0 | 21.265 | 21.325 | 0
[48 empty] | 2017-09-26 23:00 | 9 | 26 | 23 | 0 | 0% | 2017-08-26 23:00 | 8 | 26 | 23 | 8 | 26 | 22 | 21.4075 | 21.4075 | 0 | 21.4075 | 21.4075 | 0
[48 empty] | 2017-09-27 | 9 | 27 | 0 | 0 | 0% | 2017-08-27 | 8 | 27 | 0 | 8 | 26 | 23 | 21.05 | 21.05 | 0 | 21.05 | 21.05 | 0
[48 empty] | 2017-09-27 01:00 | 9 | 27 | 1 | 0 | 0% | 2017-08-27 01:00 | 8 | 27 | 1 | 8 | 27 | 0 | 21.0675 | 21.0675 | 0 | 21.0675 | 21.0675 | 0
[48 empty] | 2017-09-27 02:00 | 9 | 27 | 2 | 0 | 0% | 2017-08-27 02:00 | 8 | 27 | 2 | 8 | 27 | 1 | 20.2975 | 20.2975 | 0 | 20.2975 | 20.2975 | 0
[48 empty] | 2017-09-27 03:00 | 9 | 27 | 3 | 0 | 0% | 2017-08-27 03:00 | 8 | 27 | 3 | 8 | 27 | 2 | 19.3375 | 19.3375 | 0 | 19.3375 | 19.3375 | 0
[48 empty] | 2017-09-27 04:00 | 9 | 27 | 4 | 0 | 0% | 2017-08-27 04:00 | 8 | 27 | 4 | 8 | 27 | 3 | 18.995 | 18.995 | 0 | 18.995 | 18.995 | 0
[48 empty] | 2017-09-27 05:00 | 9 | 27 | 5 | 0 | 0% | 2017-08-27 05:00 | 8 | 27 | 5 | 8 | 27 | 4 | 18.84 | 18.84 | 0 | 18.84 | 18.84 | 0
[48 empty] | 2017-09-27 06:00 | 9 | 27 | 6 | 265.8592 | 26.85% | 2017-08-27 06:00 | 8 | 27 | 6 | 8 | 27 | 5 | 18.9175 | 18.9175 | 0 | 18.9175 | 18.9175 | 0
[48 empty] | 2017-09-27 07:00 | 9 | 27 | 7 | 719.4542 | 72.67% | 2017-08-27 07:00 | 8 | 27 | 7 | 8 | 27 | 6 | 18.7475 | 18.7475 | 0 | 18.7475 | 18.7475 | 0
[48 empty] | 2017-09-27 08:00 | 9 | 27 | 8 | 771.9379 | 77.97% | 2017-08-27 08:00 | 8 | 27 | 8 | 8 | 27 | 7 | 18.47 | 18.47 | 0 | 18.47 | 18.47 | 0
[48 empty] | 2017-09-27 09:00 | 9 | 27 | 9 | 720.0588 | 72.73% | 2017-08-27 09:00 | 8 | 27 | 9 | 8 | 27 | 8 | 19.1325 | 19.1325 | 0 | 19.1325 | 19.1325 | 0
[48 empty] | 2017-09-27 10:00 | 9 | 27 | 10 | 733.9195 | 74.13% | 2017-08-27 10:00 | 8 | 27 | 10 | 8 | 27 | 9 | 20.4725 | 20.4725 | 0 | 20.4725 | 20.4725 | 0
[48 empty] | 2017-09-27 11:00 | 9 | 27 | 11 | 781.719 | 78.96% | 2017-08-27 11:00 | 8 | 27 | 11 | 8 | 27 | 10 | 21.205 | 21.205 | 0 | 21.205 | 21.205 | 0
[48 empty] | 2017-09-27 12:00 | 9 | 27 | 12 | 765.3177 | 77.3% | 2017-08-27 12:00 | 8 | 27 | 12 | 8 | 27 | 11 | 21.1 | 21.1 | 0 | 21.1 | 21.1 | 0
[48 empty] | 2017-09-27 13:00 | 9 | 27 | 13 | 796.3493 | 80.44% | 2017-08-27 13:00 | 8 | 27 | 13 | 8 | 27 | 12 | 20.8025 | 20.8025 | 0 | 20.8025 | 20.8025 | 0
[48 empty] | 2017-09-27 14:00 | 9 | 27 | 14 | 837.3534 | 84.58% | 2017-08-27 14:00 | 8 | 27 | 14 | 8 | 27 | 13 | 20.94 | 20.94 | 0 | 20.94 | 20.94 | 0
[48 empty] | 2017-09-27 15:00 | 9 | 27 | 15 | 774.2985 | 78.21% | 2017-08-27 15:00 | 8 | 27 | 15 | 8 | 27 | 14 | 20.9925 | 20.9925 | 0 | 20.9925 | 20.9925 | 0
[48 empty] | 2017-09-27 16:00 | 9 | 27 | 16 | 467.2888 | 47.2% | 2017-08-27 16:00 | 8 | 27 | 16 | 8 | 27 | 15 | 21.0125 | 21.0125 | 0 | 21.0125 | 21.0125 | 0
[48 empty] | 2017-09-27 17:00 | 9 | 27 | 17 | 23.8677 | 2.411% | 2017-08-27 17:00 | 8 | 27 | 17 | 8 | 27 | 16 | 21.08 | 21.08 | 0 | 21.08 | 21.08 | 0
[48 empty] | 2017-09-27 18:00 | 9 | 27 | 18 | 0 | 0% | 2017-08-27 18:00 | 8 | 27 | 18 | 8 | 27 | 17 | 21.1975 | 21.1975 | 0 | 21.1975 | 21.1975 | 0
[48 empty] | 2017-09-27 19:00 | 9 | 27 | 19 | 0 | 0% | 2017-08-27 19:00 | 8 | 27 | 19 | 8 | 27 | 18 | 21.72 | 21.72 | 0 | 21.72 | 21.72 | 0
[48 empty] | 2017-09-27 20:00 | 9 | 27 | 20 | 0 | 0% | 2017-08-27 20:00 | 8 | 27 | 20 | 8 | 27 | 19 | 23.6675 | 23.6675 | 0 | 23.6675 | 23.6675 | 0
[48 empty] | 2017-09-27 21:00 | 9 | 27 | 21 | 0 | 0% | 2017-08-27 21:00 | 8 | 27 | 21 | 8 | 27 | 20 | 26.89 | 26.89 | 0 | 26.89 | 26.89 | 0
[48 empty] | 2017-09-27 22:00 | 9 | 27 | 22 | 0 | 0% | 2017-08-27 22:00 | 8 | 27 | 22 | 8 | 27 | 21 | 26.27 | 26.27 | 0 | 26.27 | 26.27 | 0
[48 empty] | 2017-09-27 23:00 | 9 | 27 | 23 | 0 | 0% | 2017-08-27 23:00 | 8 | 27 | 23 | 8 | 27 | 22 | 23.0225 | 23.0225 | 0 | 23.0225 | 23.0225 | 0
[48 empty] | 2017-09-28 | 9 | 28 | 0 | 0 | 0% | 2017-08-28 | 8 | 28 | 0 | 8 | 27 | 23 | 21.135 | 21.135 | 0 | 21.135 | 21.135 | 0
[48 empty] | 2017-09-28 01:00 | 9 | 28 | 1 | 0 | 0% | 2017-08-28 01:00 | 8 | 28 | 1 | 8 | 28 | 0 | 19.8575 | 19.8575 | 0 | 19.8575 | 19.8575 | 0
[48 empty] | 2017-09-28 02:00 | 9 | 28 | 2 | 0 | 0% | 2017-08-28 02:00 | 8 | 28 | 2 | 8 | 28 | 1 | 18.61 | 18.61 | 0 | 18.61 | 18.61 | 0
[48 empty] | 2017-09-28 03:00 | 9 | 28 | 3 | 0 | 0% | 2017-08-28 03:00 | 8 | 28 | 3 | 8 | 28 | 2 | 18.115 | 18.1475 | 0 | 18.1475 | 18.145 | 0
[48 empty] | 2017-09-28 04:00 | 9 | 28 | 4 | 0 | 0% | 2017-08-28 04:00 | 8 | 28 | 4 | 8 | 28 | 3 | 17.415 | 17.7575 | 0 | 17.76 | 17.745 | 0
[48 empty] | 2017-09-28 05:00 | 9 | 28 | 5 | 0 | 0% | 2017-08-28 05:00 | 8 | 28 | 5 | 8 | 28 | 4 | 16.9925 | 17.5825 | 0 | 17.5825 | 17.5625 | 0
[48 empty] | 2017-09-28 06:00 | 9 | 28 | 6 | 265.0008 | 26.77% | 2017-08-28 06:00 | 8 | 28 | 6 | 8 | 28 | 5 | 17.7675 | 18.3025 | 0 | 18.31 | 18.285 | 0
[48 empty] | 2017-09-28 07:00 | 9 | 28 | 7 | 783.4906 | 79.14% | 2017-08-28 07:00 | 8 | 28 | 7 | 8 | 28 | 6 | 19.71 | 19.7175 | 0 | 19.7175 | 19.7175 | 0
[48 empty] | 2017-09-28 08:00 | 9 | 28 | 8 | 838.4982 | 84.7% | 2017-08-28 08:00 | 8 | 28 | 8 | 8 | 28 | 7 | 19.5025 | 19.5025 | 0 | 19.5025 | 19.5025 | 0
[48 empty] | 2017-09-28 09:00 | 9 | 28 | 9 | 742.8252 | 75.03% | 2017-08-28 09:00 | 8 | 28 | 9 | 8 | 28 | 8 | 19.115 | 19.47 | 0 | 19.47 | 19.4575 | 0
[48 empty] | 2017-09-28 10:00 | 9 | 28 | 10 | 836.7862 | 84.52% | 2017-08-28 10:00 | 8 | 28 | 10 | 8 | 28 | 9 | 20.23 | 20.8625 | 0 | 20.865 | 20.84 | 0
[48 empty] | 2017-09-28 11:00 | 9 | 28 | 11 | 798.8132 | 80.69% | 2017-08-28 11:00 | 8 | 28 | 11 | 8 | 28 | 10 | 20.5 | 20.985 | 0 | 20.985 | 20.9675 | 0
[48 empty] | 2017-09-28 12:00 | 9 | 28 | 12 | 824.1274 | 83.25% | 2017-08-28 12:00 | 8 | 28 | 12 | 8 | 28 | 11 | 20.08 | 20.335 | 0 | 20.3375 | 20.3275 | 0
[48 empty] | 2017-09-28 13:00 | 9 | 28 | 13 | 851.4627 | 86.01% | 2017-08-28 13:00 | 8 | 28 | 13 | 8 | 28 | 12 | 19.7 | 19.835 | 0 | 19.835 | 19.8325 | 0
[48 empty] | 2017-09-28 14:00 | 9 | 28 | 14 | 867.3421 | 87.61% | 2017-08-28 14:00 | 8 | 28 | 14 | 8 | 28 | 13 | 20.675 | 20.9075 | 0 | 20.9075 | 20.9 | 0
[48 empty] | 2017-09-28 15:00 | 9 | 28 | 15 | 549.6293 | 55.52% | 2017-08-28 15:00 | 8 | 28 | 15 | 8 | 28 | 14 | 21.0875 | 21.0875 | 0 | 21.0875 | 21.0875 | 0
[48 empty] | 2017-09-28 16:00 | 9 | 28 | 16 | 233.8512 | 23.62% | 2017-08-28 16:00 | 8 | 28 | 16 | 8 | 28 | 15 | 20.8075 | 21.095 | 0 | 21.095 | 21.13 | 0
[48 empty] | 2017-09-28 17:00 | 9 | 28 | 17 | 8.7372 | 0.8825% | 2017-08-28 17:00 | 8 | 28 | 17 | 8 | 28 | 16 | 21.075 | 21.0975 | 0 | 21.0975 | 21.1075 | 0
[48 empty] | 2017-09-28 18:00 | 9 | 28 | 18 | 0 | 0% | 2017-08-28 18:00 | 8 | 28 | 18 | 8 | 28 | 17 | 20.86 | 20.9475 | 0 | 20.945 | 20.995 | 0
[48 empty] | 2017-09-28 19:00 | 9 | 28 | 19 | 0 | 0% | 2017-08-28 19:00 | 8 | 28 | 19 | 8 | 28 | 18 | 20.4975 | 20.8 | 0 | 20.795 | 20.965 | 0
[48 empty] | 2017-09-28 20:00 | 9 | 28 | 20 | 0 | 0% | 2017-08-28 20:00 | 8 | 28 | 20 | 8 | 28 | 19 | 21.5525 | 21.5825 | 0 | 21.5825 | 21.6 | 0
[48 empty] | 2017-09-28 21:00 | 9 | 28 | 21 | 0 | 0% | 2017-08-28 21:00 | 8 | 28 | 21 | 8 | 28 | 20 | 23.435 | 23.1625 | 0 | 23.1625 | 23.1525 | 0
[48 empty] | 2017-09-28 22:00 | 9 | 28 | 22 | 0 | 0% | 2017-08-28 22:00 | 8 | 28 | 22 | 8 | 28 | 21 | 21.145 | 21.145 | 0 | 21.145 | 21.145 | 0
[48 empty] | 2017-09-28 23:00 | 9 | 28 | 23 | 0 | 0% | 2017-08-28 23:00 | 8 | 28 | 23 | 8 | 28 | 22 | 19.33 | 19.33 | 0 | 19.33 | 19.33 | 0
[48 empty] | 2017-09-29 | 9 | 29 | 0 | 0 | 0% | 2017-08-29 | 8 | 29 | 0 | 8 | 28 | 23 | 17.9475 | 17.9475 | 0 | 17.9475 | 17.9475 | 0
[48 empty] | 2017-09-29 01:00 | 9 | 29 | 1 | 0 | 0% | 2017-08-29 01:00 | 8 | 29 | 1 | 8 | 29 | 0 | 16.65 | 16.65 | 0 | 16.65 | 16.65 | 0
[48 empty] | 2017-09-29 02:00 | 9 | 29 | 2 | 0 | 0% | 2017-08-29 02:00 | 8 | 29 | 2 | 8 | 29 | 1 | 13.2175 | 13.2175 | 0 | 13.2175 | 13.2175 | 0
[48 empty] | 2017-09-29 03:00 | 9 | 29 | 3 | 0 | 0% | 2017-08-29 03:00 | 8 | 29 | 3 | 8 | 29 | 2 | 13.4075 | 13.4075 | 0 | 13.4075 | 13.4075 | 0
[48 empty] | 2017-09-29 04:00 | 9 | 29 | 4 | 0 | 0% | 2017-08-29 04:00 | 8 | 29 | 4 | 8 | 29 | 3 | 14.49 | 14.49 | 0 | 14.49 | 14.49 | 0
[48 empty] | 2017-09-29 05:00 | 9 | 29 | 5 | 0 | 0% | 2017-08-29 05:00 | 8 | 29 | 5 | 8 | 29 | 4 | 16.2 | 16.2 | 0 | 16.2 | 16.2 | 0
[48 empty] | 2017-09-29 06:00 | 9 | 29 | 6 | 235.8157 | 23.82% | 2017-08-29 06:00 | 8 | 29 | 6 | 8 | 29 | 5 | 17.655 | 17.655 | 0 | 17.655 | 17.655 | 0
[48 empty] | 2017-09-29 07:00 | 9 | 29 | 7 | 564.7373 | 57.04% | 2017-08-29 07:00 | 8 | 29 | 7 | 8 | 29 | 6 | 19.0925 | 19.0925 | 0 | 19.0925 | 19.0925 | 0
[48 empty] | 2017-09-29 08:00 | 9 | 29 | 8 | 613.4716 | 61.97% | 2017-08-29 08:00 | 8 | 29 | 8 | 8 | 29 | 7 | 19.2625 | 19.2675 | 0 | 19.2675 | 19.2525 | 0
[48 empty] | 2017-09-29 09:00 | 9 | 29 | 9 | 540.7378 | 54.62% | 2017-08-29 09:00 | 8 | 29 | 9 | 8 | 29 | 8 | 20.07 | 20.0825 | 0 | 20.08 | 20.03 | 0
[48 empty] | 2017-09-29 10:00 | 9 | 29 | 10 | 852.0791 | 86.07% | 2017-08-29 10:00 | 8 | 29 | 10 | 8 | 29 | 9 | 21.6 | 21.625 | 0 | 21.6225 | 21.5325 | 0
[48 empty] | 2017-09-29 11:00 | 9 | 29 | 11 | 798.9619 | 80.7% | 2017-08-29 11:00 | 8 | 29 | 11 | 8 | 29 | 10 | 21.69 | 21.71 | 0 | 21.71 | 21.6125 | 0
[48 empty] | 2017-09-29 12:00 | 9 | 29 | 12 | 838.0214 | 84.65% | 2017-08-29 12:00 | 8 | 29 | 12 | 8 | 29 | 11 | 22.125 | 22.1475 | 0 | 22.145 | 22.035 | 0
[48 empty] | 2017-09-29 13:00 | 9 | 29 | 13 | 866.5103 | 87.53% | 2017-08-29 13:00 | 8 | 29 | 13 | 8 | 29 | 12 | 21.6725 | 21.6925 | 0 | 21.69 | 21.61 | 0
[48 empty] | 2017-09-29 14:00 | 9 | 29 | 14 | 829.5954 | 83.8% | 2017-08-29 14:00 | 8 | 29 | 14 | 8 | 29 | 13 | 21.8525 | 21.8525 | 0 | 21.8525 | 21.8525 | 0
[48 empty] | 2017-09-29 15:00 | 9 | 29 | 15 | 207.5664 | 20.97% | 2017-08-29 15:00 | 8 | 29 | 15 | 8 | 29 | 14 | 24.7625 | 24.7825 | 0 | 24.7825 | 24.6975 | 0
[48 empty] | 2017-09-29 16:00 | 9 | 29 | 16 | 108.3419 | 10.94% | 2017-08-29 16:00 | 8 | 29 | 16 | 8 | 29 | 15 | 28.145 | 28.145 | 0 | 28.145 | 28.145 | 0
[48 empty] | 2017-09-29 17:00 | 9 | 29 | 17 | 12.8067 | 1.294% | 2017-08-29 17:00 | 8 | 29 | 17 | 8 | 29 | 16 | 28.1575 | 28.18 | 0 | 28.18 | 28.06 | 0
[48 empty] | 2017-09-29 18:00 | 9 | 29 | 18 | 0 | 0% | 2017-08-29 18:00 | 8 | 29 | 18 | 8 | 29 | 17 | 29.4775 | 29.4775 | 0 | 29.4775 | 29.4775 | 0
[48 empty] | 2017-09-29 19:00 | 9 | 29 | 19 | 0 | 0% | 2017-08-29 19:00 | 8 | 29 | 19 | 8 | 29 | 18 | 27.0875 | 27.0875 | 0 | 27.0875 | 27.0875 | 0
[48 empty] | 2017-09-29 20:00 | 9 | 29 | 20 | 0 | 0% | 2017-08-29 20:00 | 8 | 29 | 20 | 8 | 29 | 19 | 112.7425 | 35.4825 | 0 | 35.57 | 35.27 | 0
[48 empty] | 2017-09-29 21:00 | 9 | 29 | 21 | 0 | 0% | 2017-08-29 21:00 | 8 | 29 | 21 | 8 | 29 | 20 | 173.4325 | 30.84 | 0 | 30.905 | 29.98 | 0
[48 empty] | 2017-09-29 22:00 | 9 | 29 | 22 | 0 | 0% | 2017-08-29 22:00 | 8 | 29 | 22 | 8 | 29 | 21 | 92.7825 | 22.925 | 0 | 22.945 | 22.275 | 0
[48 empty] | 2017-09-29 23:00 | 9 | 29 | 23 | 0 | 0% | 2017-08-29 23:00 | 8 | 29 | 23 | 8 | 29 | 22 | 22.4675 | 21.19 | 0 | 21.19 | 21.175 | 0
[48 empty] | 2017-09-30 | 9 | 30 | 0 | 0 | 0% | 2017-08-30 | 8 | 30 | 0 | 8 | 29 | 23 | 55.585 | 19.5775 | 0 | 19.59 | 19.235 | 0
[48 empty] | 2017-09-30 01:00 | 9 | 30 | 1 | 0 | 0% | 2017-08-30 01:00 | 8 | 30 | 1 | 8 | 30 | 0 | 164.555 | 18.9 | 0 | 18.965 | 17.285 | 0
[48 empty] | 2017-09-30 02:00 | 9 | 30 | 2 | 0 | 0% | 2017-08-30 02:00 | 8 | 30 | 2 | 8 | 30 | 1 | 19.835 | 18.285 | 0 | 18.28 | 18.2525 | 0
[48 empty] | 2017-09-30 03:00 | 9 | 30 | 3 | 0 | 0% | 2017-08-30 03:00 | 8 | 30 | 3 | 8 | 30 | 2 | 18.035 | 18.035 | 0 | 18.035 | 18.035 | 0
[48 empty] | 2017-09-30 04:00 | 9 | 30 | 4 | 0 | 0% | 2017-08-30 04:00 | 8 | 30 | 4 | 8 | 30 | 3 | 17.7375 | 17.7375 | 0 | 17.7375 | 17.7375 | 0
[48 empty] | 2017-09-30 05:00 | 9 | 30 | 5 | 0 | 0% | 2017-08-30 05:00 | 8 | 30 | 5 | 8 | 30 | 4 | 35.465 | 18.195 | 0 | 18.2225 | 18.315 | 0
[48 empty] | 2017-09-30 06:00 | 9 | 30 | 6 | 36.4721 | 3.684% | 2017-08-30 06:00 | 8 | 30 | 6 | 8 | 30 | 5 | 98.3525 | 19.115 | 0 | 19.19 | 18.445 | 0
[48 empty] | 2017-09-30 07:00 | 9 | 30 | 7 | 434.7589 | 43.92% | 2017-08-30 07:00 | 8 | 30 | 7 | 8 | 30 | 6 | 22.98 | 20.74 | 0 | 20.7475 | 20.9575 | 0
[48 empty] | 2017-09-30 08:00 | 9 | 30 | 8 | 696.9599 | 70.4% | 2017-08-30 08:00 | 8 | 30 | 8 | 8 | 30 | 7 | 20.07 | 20.08 | 0 | 20.08 | 20.0725 | 0
[48 empty] | 2017-09-30 09:00 | 9 | 30 | 9 | 613.7503 | 61.99% | 2017-08-30 09:00 | 8 | 30 | 9 | 8 | 30 | 8 | 20.275 | 20.2875 | 0 | 20.285 | 20.2775 | 0
[48 empty] | 2017-09-30 10:00 | 9 | 30 | 10 | 704.6241 | 71.17% | 2017-08-30 10:00 | 8 | 30 | 10 | 8 | 30 | 9 | 21.5975 | 21.625 | 0 | 21.625 | 21.605 | 0
[48 empty] | 2017-09-30 11:00 | 9 | 30 | 11 | 584.92 | 59.08% | 2017-08-30 11:00 | 8 | 30 | 11 | 8 | 30 | 10 | 22.7 | 22.73 | 0 | 22.73 | 22.7075 | 0
[48 empty] | 2017-09-30 12:00 | 9 | 30 | 12 | 130.2108 | 13.15% | 2017-08-30 12:00 | 8 | 30 | 12 | 8 | 30 | 11 | 25.61 | 25.61 | 0 | 25.61 | 25.61 | 0
[48 empty] | 2017-09-30 13:00 | 9 | 30 | 13 | 506.8017 | 51.19% | 2017-08-30 13:00 | 8 | 30 | 13 | 8 | 30 | 12 | 25.2075 | 24.645 | 0 | 24.6425 | 24.615 | 0
[48 empty] | 2017-09-30 14:00 | 9 | 30 | 14 | 237.3024 | 23.97% | 2017-08-30 14:00 | 8 | 30 | 14 | 8 | 30 | 13 | 27.79 | 27.185 | 0 | 27.1825 | 27.17 | 0
[48 empty] | 2017-09-30 15:00 | 9 | 30 | 15 | 146.3947 | 14.79% | 2017-08-30 15:00 | 8 | 30 | 15 | 8 | 30 | 14 | 46.0475 | 27.425 | 0 | 27.435 | 27.935 | 0
[48 empty] | 2017-09-30 16:00 | 9 | 30 | 16 | 356.5086 | 36.01% | 2017-08-30 16:00 | 8 | 30 | 16 | 8 | 30 | 15 | 30.03 | 28.1725 | 0 | 28.2025 | 29.5675 | 0
[48 empty] | 2017-09-30 17:00 | 9 | 30 | 17 | 0 | 0% | 2017-08-30 17:00 | 8 | 30 | 17 | 8 | 30 | 16 | 32.6825 | 31.7825 | 0 | 31.7975 | 32.4725 | 0
[48 empty] | 2017-09-30 18:00 | 9 | 30 | 18 | 0 | 0% | 2017-08-30 18:00 | 8 | 30 | 18 | 8 | 30 | 17 | 30.945 | 30.9475 | 0 | 30.9475 | 30.95 | 0
[48 empty] | 2017-09-30 19:00 | 9 | 30 | 19 | 0 | 0% | 2017-08-30 19:00 | 8 | 30 | 19 | 8 | 30 | 18 | 28.465 | 28.465 | 0 | 28.465 | 28.465 | 0
[48 empty] | 2017-09-30 20:00 | 9 | 30 | 20 | 0 | 0% | 2017-08-30 20:00 | 8 | 30 | 20 | 8 | 30 | 19 | 27.2425 | 27.2425 | 0 | 27.2425 | 27.2425 | 0
[48 empty] | 2017-09-30 21:00 | 9 | 30 | 21 | 0 | 0% | 2017-08-30 21:00 | 8 | 30 | 21 | 8 | 30 | 20 | 27.2475 | 27.2475 | 0 | 27.2475 | 27.2475 | 0
[48 empty] | 2017-09-30 22:00 | 9 | 30 | 22 | 0 | 0% | 2017-08-30 22:00 | 8 | 30 | 22 | 8 | 30 | 21 | 24.1725 | 24.1375 | 0 | 24.1375 | 24.1325 | 0
[48 empty] | 2017-09-30 23:00 | 9 | 30 | 23 | 0 | 0% | 2017-08-30 23:00 | 8 | 30 | 23 | 8 | 30 | 22 | 21.175 | 21.175 | 0 | 21.175 | 21.175 | 0
[48 empty] | 2017-10-01 | 10 | 1 | 0 | 0 | 0% | 2017-08-31 | 8 | 31 | 0 | 8 | 30 | 23 | 19.38 | 19.38 | 0 | 19.38 | 19.38 | 0
[48 empty] | 2017-10-01 01:00 | 10 | 1 | 1 | 0 | 0% | 2017-08-31 01:00 | 8 | 31 | 1 | 8 | 31 | 0 | 18.19 | 18.19 | 0 | 18.19 | 18.19 | 0
[48 empty] | 2017-10-01 02:00 | 10 | 1 | 2 | 0 | 0% | 2017-08-31 02:00 | 8 | 31 | 2 | 8 | 31 | 1 | 17.6525 | 17.6525 | 0 | 17.6525 | 17.6525 | 0
[48 empty] | 2017-10-01 03:00 | 10 | 1 | 3 | 0 | 0% | 2017-08-31 03:00 | 8 | 31 | 3 | 8 | 31 | 2 | 16.925 | 16.925 | 0 | 16.925 | 16.925 | 0
[48 empty] | 2017-10-01 04:00 | 10 | 1 | 4 | 0 | 0% | 2017-08-31 04:00 | 8 | 31 | 4 | 8 | 31 | 3 | 16.52 | 16.52 | 0 | 16.52 | 16.52 | 0
[48 empty] | 2017-10-01 05:00 | 10 | 1 | 5 | 0 | 0% | 2017-08-31 05:00 | 8 | 31 | 5 | 8 | 31 | 4 | 16.6675 | 16.6675 | 0 | 16.6675 | 16.6675 | 0
[48 empty] | 2017-10-01 06:00 | 10 | 1 | 6 | 269.5974 | 27.23% | 2017-08-31 06:00 | 8 | 31 | 6 | 8 | 31 | 5 | 17.8675 | 17.8675 | 0 | 17.8675 | 17.8675 | 0
[48 empty] | 2017-10-01 07:00 | 10 | 1 | 7 | 813.4679 | 82.17% | 2017-08-31 07:00 | 8 | 31 | 7 | 8 | 31 | 6 | 19.03 | 19.03 | 0 | 19.03 | 19.03 | 0
[48 empty] | 2017-10-01 08:00 | 10 | 1 | 8 | 802.7966 | 81.09% | 2017-08-31 08:00 | 8 | 31 | 8 | 8 | 31 | 7 | 18.925 | 18.925 | 0 | 18.925 | 18.925 | 0
[48 empty] | 2017-10-01 09:00 | 10 | 1 | 9 | 312.1357 | 31.53% | 2017-08-31 09:00 | 8 | 31 | 9 | 8 | 31 | 8 | 19.81 | 19.81 | 0 | 19.81 | 19.81 | 0
[48 empty] | 2017-10-01 10:00 | 10 | 1 | 10 | 358.2844 | 36.19% | 2017-08-31 10:00 | 8 | 31 | 10 | 8 | 31 | 9 | 21.18 | 21.125 | 0 | 21.125 | 21.1225 | 0
[48 empty] | 2017-10-01 11:00 | 10 | 1 | 11 | 553.0397 | 55.86% | 2017-08-31 11:00 | 8 | 31 | 11 | 8 | 31 | 10 | 21.8625 | 21.51 | 0 | 21.5175 | 21.7725 | 0
[48 empty] | 2017-10-01 12:00 | 10 | 1 | 12 | 768.8552 | 77.66% | 2017-08-31 12:00 | 8 | 31 | 12 | 8 | 31 | 11 | 25.7725 | 22.6275 | 0 | 22.7325 | 25.05 | 0
[48 empty] | 2017-10-01 13:00 | 10 | 1 | 13 | 195.4257 | 19.74% | 2017-08-31 13:00 | 8 | 31 | 13 | 8 | 31 | 12 | 35.11 | 26.375 | 0 | 26.48 | 30.695 | 0
[48 empty] | 2017-10-01 14:00 | 10 | 1 | 14 | 469.9963 | 47.47% | 2017-08-31 14:00 | 8 | 31 | 14 | 8 | 31 | 13 | 36.255 | 26.56 | 0 | 26.69 | 33.195 | 0
[48 empty] | 2017-10-01 15:00 | 10 | 1 | 15 | 717.136 | 72.44% | 2017-08-31 15:00 | 8 | 31 | 15 | 8 | 31 | 14 | 42.585 | 27.125 | 0 | 27.335 | 37.765 | 0
[48 empty] | 2017-10-01 16:00 | 10 | 1 | 16 | 84.136 | 8.499% | 2017-08-31 16:00 | 8 | 31 | 16 | 8 | 31 | 15 | 28.595 | 30.1025 | 0 | 30.1075 | 30.205 | 0
[48 empty] | 2017-10-01 17:00 | 10 | 1 | 17 | 5.5477 | 0.5604% | 2017-08-31 17:00 | 8 | 31 | 17 | 8 | 31 | 16 | 29.2075 | 31.3575 | 0 | 31.3725 | 31.9275 | 0
[48 empty] | 2017-10-01 18:00 | 10 | 1 | 18 | 0 | 0% | 2017-08-31 18:00 | 8 | 31 | 18 | 8 | 31 | 17 | 30.025 | 31.7125 | 0 | 31.715 | 31.7325 | 0
[48 empty] | 2017-10-01 19:00 | 10 | 1 | 19 | 0 | 0% | 2017-08-31 19:00 | 8 | 31 | 19 | 8 | 31 | 18 | 28.285 | 28.5775 | 0 | 28.595 | 29.2175 | 0
[48 empty] | 2017-10-01 20:00 | 10 | 1 | 20 | 0 | 0% | 2017-08-31 20:00 | 8 | 31 | 20 | 8 | 31 | 19 | 27.2325 | 27.2175 | 0 | 27.2175 | 27.23 | 0
[48 empty] | 2017-10-01 21:00 | 10 | 1 | 21 | 0 | 0% | 2017-08-31 21:00 | 8 | 31 | 21 | 8 | 31 | 20 | 26.1875 | 25.92 | 0 | 25.9275 | 26.12 | 0
[48 empty] | 2017-10-01 22:00 | 10 | 1 | 22 | 0 | 0% | 2017-08-31 22:00 | 8 | 31 | 22 | 8 | 31 | 21 | 22.365 | 21.69 | 0 | 21.7125 | 22.2 | 0
[48 empty] | 2017-10-01 23:00 | 10 | 1 | 23 | 0 | 0% | 2017-08-31 23:00 | 8 | 31 | 23 | 8 | 31 | 22 | 20.9375 | 20.78 | 0 | 20.7925 | 20.905 | 0
[48 empty] | 2017-10-02 | 10 | 2 | 0 | 0 | 0% | 2017-09-01 | 9 | 1 | 0 | 8 | 31 | 23 | 19.05 | 19.05 | 0 | 19.05 | 19.05 | 0
[48 empty] | 2017-10-02 01:00 | 10 | 2 | 1 | 0 | 0% | 2017-09-01 01:00 | 9 | 1 | 1 | 9 | 1 | 0 | 18.7425 | 18.7425 | 0 | 18.7425 | 18.7425 | 0
[48 empty] | 2017-10-02 02:00 | 10 | 2 | 2 | 0 | 0% | 2017-09-01 02:00 | 9 | 1 | 2 | 9 | 1 | 1 | 17.7875 | 17.7875 | 0 | 17.7875 | 17.7875 | 0
[48 empty] | 2017-10-02 03:00 | 10 | 2 | 3 | 0 | 0% | 2017-09-01 03:00 | 9 | 1 | 3 | 9 | 1 | 2 | 17.0525 | 17.0525 | 0 | 17.0525 | 17.0525 | 0
[48 empty] | 2017-10-02 04:00 | 10 | 2 | 4 | 0 | 0% | 2017-09-01 04:00 | 9 | 1 | 4 | 9 | 1 | 3 | 16.4275 | 16.4275 | 0 | 16.4275 | 16.4275 | 0
[48 empty] | 2017-10-02 05:00 | 10 | 2 | 5 | 0 | 0% | 2017-09-01 05:00 | 9 | 1 | 5 | 9 | 1 | 4 | 16.1875 | 16.1875 | 0 | 16.1875 | 16.1875 | 0
[48 empty] | 2017-10-02 06:00 | 10 | 2 | 6 | 310.2302 | 31.34% | 2017-09-01 06:00 | 9 | 1 | 6 | 9 | 1 | 5 | 17.055 | 17.055 | 0 | 17.055 | 17.055 | 0
[48 empty] | 2017-10-02 07:00 | 10 | 2 | 7 | 102.4198 | 10.35% | 2017-09-01 07:00 | 9 | 1 | 7 | 9 | 1 | 6 | 18.1 | 18.1 | 0 | 18.1 | 18.1 | 0
[48 empty] | 2017-10-02 08:00 | 10 | 2 | 8 | 350.5093 | 35.4% | 2017-09-01 08:00 | 9 | 1 | 8 | 9 | 1 | 7 | 18.1375 | 18.1375 | 0 | 18.1375 | 18.1375 | 0
[48 empty] | 2017-10-02 09:00 | 10 | 2 | 9 | 346.6926 | 35.02% | 2017-09-01 09:00 | 9 | 1 | 9 | 9 | 1 | 8 | 18.83 | 18.67 | 0 | 18.67 | 18.66 | 0
[48 empty] | 2017-10-02 10:00 | 10 | 2 | 10 | 661.8439 | 66.85% | 2017-09-01 10:00 | 9 | 1 | 10 | 9 | 1 | 9 | 20.7225 | 20.43 | 0 | 20.43 | 20.41 | 0
[48 empty] | 2017-10-02 11:00 | 10 | 2 | 11 | 744.5352 | 75.21% | 2017-09-01 11:00 | 9 | 1 | 11 | 9 | 1 | 10 | 23.325 | 21.0675 | 0 | 21.1625 | 22.565 | 0
[48 empty] | 2017-10-02 12:00 | 10 | 2 | 12 | 664.6532 | 67.14% | 2017-09-01 12:00 | 9 | 1 | 12 | 9 | 1 | 11 | 27.4675 | 21.765 | 0 | 21.9325 | 26.0475 | 0
[48 empty] | 2017-10-02 13:00 | 10 | 2 | 13 | 695.628 | 70.27% | 2017-09-01 13:00 | 9 | 1 | 13 | 9 | 1 | 12 | 31.035 | 25.0575 | 0 | 25.185 | 29.6375 | 0
[48 empty] | 2017-10-02 14:00 | 10 | 2 | 14 | 280.3236 | 28.32% | 2017-09-01 14:00 | 9 | 1 | 14 | 9 | 1 | 13 | 41.635 | 27.285 | 0 | 27.515 | 38.205 | 0
[48 empty] | 2017-10-02 15:00 | 10 | 2 | 15 | 219.3664 | 22.16% | 2017-09-01 15:00 | 9 | 1 | 15 | 9 | 1 | 14 | 34.1425 | 28.585 | 0 | 28.675 | 32.935 | 0
[48 empty] | 2017-10-02 16:00 | 10 | 2 | 16 | 52.046 | 5.257% | 2017-09-01 16:00 | 9 | 1 | 16 | 9 | 1 | 15 | 39.315 | 28.22 | 0 | 28.405 | 36.71 | 0
[48 empty] | 2017-10-02 17:00 | 10 | 2 | 17 | 0 | 0% | 2017-09-01 17:00 | 9 | 1 | 17 | 9 | 1 | 16 | 31.3875 | 29.705 | 0 | 29.7325 | 30.975 | 0
[48 empty] | 2017-10-02 18:00 | 10 | 2 | 18 | 0 | 0% | 2017-09-01 18:00 | 9 | 1 | 18 | 9 | 1 | 17 | 93.02 | 91.6175 | 0 | 91.64 | 92.6825 | 0
[48 empty] | 2017-10-02 19:00 | 10 | 2 | 19 | 0 | 0% | 2017-09-01 19:00 | 9 | 1 | 19 | 9 | 1 | 18 | 29.92 | 29.865 | 0 | 29.8675 | 29.9075 | 0
[48 empty] | 2017-10-02 20:00 | 10 | 2 | 20 | 0 | 0% | 2017-09-01 20:00 | 9 | 1 | 20 | 9 | 1 | 19 | 28.3825 | 28.235 | 0 | 28.24 | 28.3475 | 0
[48 empty] | 2017-10-02 21:00 | 10 | 2 | 21 | 0 | 0% | 2017-09-01 21:00 | 9 | 1 | 21 | 9 | 1 | 20 | 26.6925 | 26.6925 | 0 | 26.6925 | 26.6925 | 0
[48 empty] | 2017-10-02 22:00 | 10 | 2 | 22 | 0 | 0% | 2017-09-01 22:00 | 9 | 1 | 22 | 9 | 1 | 21 | 27.3025 | 25.68 | 0 | 25.7075 | 26.905 | 0
[48 empty] | 2017-10-02 23:00 | 10 | 2 | 23 | 0 | 0% | 2017-09-01 23:00 | 9 | 1 | 23 | 9 | 1 | 22 | 24.6325 | 24.6325 | 0 | 24.6325 | 24.6325 | 0
[48 empty] | 2017-10-03 | 10 | 3 | 0 | 0 | 0% | 2017-09-02 | 9 | 2 | 0 | 9 | 1 | 23 | 21.745 | 21.4225 | 0 | 21.4175 | 21.615 | 0
[48 empty] | 2017-10-03 01:00 | 10 | 3 | 1 | 0 | 0% | 2017-09-02 01:00 | 9 | 2 | 1 | 9 | 2 | 0 | 20.9475 | 20.9 | 0 | 20.9 | 20.92 | 0
[48 empty] | 2017-10-03 02:00 | 10 | 3 | 2 | 0 | 0% | 2017-09-02 02:00 | 9 | 2 | 2 | 9 | 2 | 1 | 20.4425 | 19.78 | 0 | 19.7675 | 20.1825 | 0
[48 empty] | 2017-10-03 03:00 | 10 | 3 | 3 | 0 | 0% | 2017-09-02 03:00 | 9 | 2 | 3 | 9 | 2 | 2 | 18.375 | 18.265 | 0 | 18.265 | 18.3325 | 0
[48 empty] | 2017-10-03 04:00 | 10 | 3 | 4 | 0 | 0% | 2017-09-02 04:00 | 9 | 2 | 4 | 9 | 2 | 3 | 17.495 | 17.495 | 0 | 17.495 | 17.495 | 0
[48 empty] | 2017-10-03 05:00 | 10 | 3 | 5 | 0 | 0% | 2017-09-02 05:00 | 9 | 2 | 5 | 9 | 2 | 4 | 16.5625 | 16.5625 | 0 | 16.5625 | 16.5625 | 0
[48 empty] | 2017-10-03 06:00 | 10 | 3 | 6 | 24.366 | 2.461% | 2017-09-02 06:00 | 9 | 2 | 6 | 9 | 2 | 5 | 16.1225 | 16.12 | 0 | 16.12 | 16.1225 | 0
[48 empty] | 2017-10-03 07:00 | 10 | 3 | 7 | 51.528 | 5.205% | 2017-09-02 07:00 | 9 | 2 | 7 | 9 | 2 | 6 | 16.7675 | 16.7625 | 0 | 16.7625 | 16.7675 | 0
[48 empty] | 2017-10-03 08:00 | 10 | 3 | 8 | 98.5197 | 9.951% | 2017-09-02 08:00 | 9 | 2 | 8 | 9 | 2 | 7 | 17.63 | 17.5625 | 0 | 17.5625 | 17.56 | 0
[48 empty] | 2017-10-03 09:00 | 10 | 3 | 9 | 109.1679 | 11.03% | 2017-09-02 09:00 | 9 | 2 | 9 | 9 | 2 | 8 | 19.28 | 18.8625 | 0 | 18.8575 | 18.8475 | 0
[48 empty] | 2017-10-03 10:00 | 10 | 3 | 10 | 180.2725 | 18.21% | 2017-09-02 10:00 | 9 | 2 | 10 | 9 | 2 | 9 | 21.2925 | 21.2925 | 0 | 21.2925 | 21.2925 | 0
[48 empty] | 2017-10-03 11:00 | 10 | 3 | 11 | 368.2982 | 37.2% | 2017-09-02 11:00 | 9 | 2 | 11 | 9 | 2 | 10 | 26.57 | 26.57 | 0 | 26.57 | 26.57 | 0
[48 empty] | 2017-10-03 12:00 | 10 | 3 | 12 | 889.9166 | 89.89% | 2017-09-02 12:00 | 9 | 2 | 12 | 9 | 2 | 11 | 30.035 | 30.035 | 0 | 30.035 | 30.035 | 0
[48 empty] | 2017-10-03 13:00 | 10 | 3 | 13 | 914.5774 | 92.38% | 2017-09-02 13:00 | 9 | 2 | 13 | 9 | 2 | 12 | 49.5125 | 39.635 | 0 | 39.78 | 47.3625 | 0
[48 empty] | 2017-10-03 14:00 | 10 | 3 | 14 | 928.3706 | 93.77% | 2017-09-02 14:00 | 9 | 2 | 14 | 9 | 2 | 13 | 47.2625 | 40.76 | 0 | 40.8675 | 45.8375 | 0
[48 empty] | 2017-10-03 15:00 | 10 | 3 | 15 | 507.3004 | 51.24% | 2017-09-02 15:00 | 9 | 2 | 15 | 9 | 2 | 14 | 45.2175 | 44.665 | 0 | 44.7075 | 45.1 | 0
[48 empty] | 2017-10-03 16:00 | 10 | 3 | 16 | 26.1624 | 2.643% | 2017-09-02 16:00 | 9 | 2 | 16 | 9 | 2 | 15 | 56.8425 | 48.865 | 0 | 49.025 | 55.08 | 0
[48 empty] | 2017-10-03 17:00 | 10 | 3 | 17 | 0 | 0% | 2017-09-02 17:00 | 9 | 2 | 17 | 9 | 2 | 16 | 71.2625 | 61.4775 | 0 | 61.6775 | 69.1025 | 0
[48 empty] | 2017-10-03 18:00 | 10 | 3 | 18 | 0 | 0% | 2017-09-02 18:00 | 9 | 2 | 18 | 9 | 2 | 17 | 63.81 | 62.3975 | 0 | 62.4975 | 63.5025 | 0
[48 empty] | 2017-10-03 19:00 | 10 | 3 | 19 | 0 | 0% | 2017-09-02 19:00 | 9 | 2 | 19 | 9 | 2 | 18 | 35.4875 | 35.6325 | 0 | 35.655 | 35.535 | 0
[48 empty] | 2017-10-03 20:00 | 10 | 3 | 20 | 0 | 0% | 2017-09-02 20:00 | 9 | 2 | 20 | 9 | 2 | 19 | 27.0625 | 27.1475 | 0 | 27.1475 | 27.09 | 0
[48 empty] | 2017-10-03 21:00 | 10 | 3 | 21 | 0 | 0% | 2017-09-02 21:00 | 9 | 2 | 21 | 9 | 2 | 20 | 26.1425 | 26.1975 | 0 | 26.1975 | 26.1575 | 0
[48 empty] | 2017-10-03 22:00 | 10 | 3 | 22 | 0 | 0% | 2017-09-02 22:00 | 9 | 2 | 22 | 9 | 2 | 21 | 21.5525 | 21.54 | 0 | 21.54 | 21.545 | 0
[48 empty] | 2017-10-03 23:00 | 10 | 3 | 23 | 0 | 0% | 2017-09-02 23:00 | 9 | 2 | 23 | 9 | 2 | 22 | 22.8525 | 22.725 | 0 | 22.7275 | 22.815 | 0
[48 empty] | 2017-10-04 | 10 | 4 | 0 | 0 | 0% | 2017-09-03 | 9 | 3 | 0 | 9 | 2 | 23 | 21.425 | 21.075 | 0 | 21.08 | 21.3275 | 0
[48 empty] | 2017-10-04 01:00 | 10 | 4 | 1 | 0 | 0% | 2017-09-03 01:00 | 9 | 3 | 1 | 9 | 3 | 0 | 20.7075 | 20.6925 | 0 | 20.6925 | 20.705 | 0
[48 empty] | 2017-10-04 02:00 | 10 | 4 | 2 | 0 | 0% | 2017-09-03 02:00 | 9 | 3 | 2 | 9 | 3 | 1 | 20.6875 | 20.655 | 0 | 20.655 | 20.6775 | 0
[48 empty] | 2017-10-04 03:00 | 10 | 4 | 3 | 0 | 0% | 2017-09-03 03:00 | 9 | 3 | 3 | 9 | 3 | 2 | 20.43 | 20.3825 | 0 | 20.3825 | 20.4175 | 0
[48 empty] | 2017-10-04 04:00 | 10 | 4 | 4 | 0 | 0% | 2017-09-03 04:00 | 9 | 3 | 4 | 9 | 3 | 3 | 20.35 | 20.3 | 0 | 20.3 | 20.3375 | 0
[48 empty] | 2017-10-04 05:00 | 10 | 4 | 5 | 0 | 0% | 2017-09-03 05:00 | 9 | 3 | 5 | 9 | 3 | 4 | 20.06 | 20 | 0 | 20 | 20.04 | 0
[48 empty] | 2017-10-04 06:00 | 10 | 4 | 6 | 287.872 | 29.08% | 2017-09-03 06:00 | 9 | 3 | 6 | 9 | 3 | 5 | 20.32 | 20.27 | 0 | 20.27 | 20.305 | 0
[48 empty] | 2017-10-04 07:00 | 10 | 4 | 7 | 857.6013 | 86.63% | 2017-09-03 07:00 | 9 | 3 | 7 | 9 | 3 | 6 | 19.935 | 19.87 | 0 | 19.8725 | 19.92 | 0
[48 empty] | 2017-10-04 08:00 | 10 | 4 | 8 | 983.3503 | 99.33% | 2017-09-03 08:00 | 9 | 3 | 8 | 9 | 3 | 7 | 19.37 | 19.365 | 0 | 19.365 | 19.37 | 0
[48 empty] | 2017-10-04 09:00 | 10 | 4 | 9 | 966.236 | 97.6% | 2017-09-03 09:00 | 9 | 3 | 9 | 9 | 3 | 8 | 20.7525 | 20.735 | 0 | 20.735 | 20.7475 | 0
[48 empty] | 2017-10-04 10:00 | 10 | 4 | 10 | 915.4724 | 92.47% | 2017-09-03 10:00 | 9 | 3 | 10 | 9 | 3 | 9 | 21.8025 | 21.7725 | 0 | 21.7725 | 21.7925 | 0
[48 empty] | 2017-10-04 11:00 | 10 | 4 | 11 | 884.0783 | 89.3% | 2017-09-03 11:00 | 9 | 3 | 11 | 9 | 3 | 10 | 26.805 | 27.0125 | 0 | 27.02 | 26.8075 | 0
[48 empty] | 2017-10-04 12:00 | 10 | 4 | 12 | 854.739 | 86.34% | 2017-09-03 12:00 | 9 | 3 | 12 | 9 | 3 | 11 | 32.385 | 32.65 | 0 | 32.6525 | 32.39 | 0
[48 empty] | 2017-10-04 13:00 | 10 | 4 | 13 | 905.8296 | 91.5% | 2017-09-03 13:00 | 9 | 3 | 13 | 9 | 3 | 12 | 38.865 | 38.8575 | 0 | 38.8625 | 38.86 | 0
[48 empty] | 2017-10-04 14:00 | 10 | 4 | 14 | 919.8599 | 92.92% | 2017-09-03 14:00 | 9 | 3 | 14 | 9 | 3 | 13 | 45.7375 | 46.2275 | 0 | 46.22 | 45.8775 | 0
[48 empty] | 2017-10-04 15:00 | 10 | 4 | 15 | 846.225 | 85.48% | 2017-09-03 15:00 | 9 | 3 | 15 | 9 | 3 | 14 | 154.0275 | 158.655 | 0 | 158.585 | 155.31 | 0
[48 empty] | 2017-10-04 16:00 | 10 | 4 | 16 | 480.007 | 48.49% | 2017-09-03 16:00 | 9 | 3 | 16 | 9 | 3 | 15 | 33.9325 | 34.045 | 0 | 34.045 | 33.9625 | 0
[48 empty] | 2017-10-04 17:00 | 10 | 4 | 17 | 0 | 0% | 2017-09-03 17:00 | 9 | 3 | 17 | 9 | 3 | 16 | 37.07 | 37.29 | 0 | 37.2875 | 37.13 | 0
[48 empty] | 2017-10-04 18:00 | 10 | 4 | 18 | 0 | 0% | 2017-09-03 18:00 | 9 | 3 | 18 | 9 | 3 | 17 | 32.3925 | 38.0375 | 0 | 38.585 | 32.26 | 0
[48 empty] | 2017-10-04 19:00 | 10 | 4 | 19 | 0 | 0% | 2017-09-03 19:00 | 9 | 3 | 19 | 9 | 3 | 18 | 31.99 | 37.31 | 0 | 37.83 | 31.865 | 0
[48 empty] | 2017-10-04 20:00 | 10 | 4 | 20 | 0 | 0% | 2017-09-03 20:00 | 9 | 3 | 20 | 9 | 3 | 19 | 28.37 | 28.37 | 0 | 28.37 | 28.37 | 0
[48 empty] | 2017-10-04 21:00 | 10 | 4 | 21 | 0 | 0% | 2017-09-03 21:00 | 9 | 3 | 21 | 9 | 3 | 20 | 26.3525 | 26.3525 | 0 | 26.3525 | 26.3525 | 0
[48 empty] | 2017-10-04 22:00 | 10 | 4 | 22 | 0 | 0% | 2017-09-03 22:00 | 9 | 3 | 22 | 9 | 3 | 21 | 22.0075 | 22.0075 | 0 | 22.0075 | 22.0075 | 0
[48 empty] | 2017-10-04 23:00 | 10 | 4 | 23 | 0 | 0% | 2017-09-03 23:00 | 9 | 3 | 23 | 9 | 3 | 22 | 21.325 | 21.325 | 0 | 21.325 | 21.325 | 0
[48 empty] | 2017-10-05 | 10 | 5 | 0 | 0 | 0% | 2017-09-04 | 9 | 4 | 0 | 9 | 3 | 23 | 20.64 | 20.64 | 0 | 20.64 | 20.64 | 0
[48 empty] | 2017-10-05 01:00 | 10 | 5 | 1 | 0 | 0% | 2017-09-04 01:00 | 9 | 4 | 1 | 9 | 4 | 0 | 20.6475 | 18.8475 | 0 | 18.8425 | 18.39 | 0
[48 empty] | 2017-10-05 02:00 | 10 | 5 | 2 | 0 | 0% | 2017-09-04 02:00 | 9 | 4 | 2 | 9 | 4 | 1 | 22.4575 | 17.2225 | 0 | 17.205 | 15.9975 | 0
[48 empty] | 2017-10-05 03:00 | 10 | 5 | 3 | 0 | 0% | 2017-09-04 03:00 | 9 | 4 | 3 | 9 | 4 | 2 | 16.9575 | 16.77 | 0 | 16.77 | 16.705 | 0
[48 empty] | 2017-10-05 04:00 | 10 | 5 | 4 | 0 | 0% | 2017-09-04 04:00 | 9 | 4 | 4 | 9 | 4 | 3 | 15.925 | 15.9075 | 0 | 15.9075 | 15.9 | 0
[48 empty] | 2017-10-05 05:00 | 10 | 5 | 5 | 0 | 0% | 2017-09-04 05:00 | 9 | 4 | 5 | 9 | 4 | 4 | 16.0625 | 15.8525 | 0 | 15.85 | 15.7725 | 0
[48 empty] | 2017-10-05 06:00 | 10 | 5 | 6 | 291.4461 | 29.44% | 2017-09-04 06:00 | 9 | 4 | 6 | 9 | 4 | 5 | 15.775 | 15.3125 | 0 | 15.3125 | 15.1325 | 0
[48 empty] | 2017-10-05 07:00 | 10 | 5 | 7 | 774.4715 | 78.23% | 2017-09-04 07:00 | 9 | 4 | 7 | 9 | 4 | 6 | 17.205 | 15.8625 | 0 | 15.86 | 15.35 | 0
[48 empty] | 2017-10-05 08:00 | 10 | 5 | 8 | 482.5189 | 48.74% | 2017-09-04 08:00 | 9 | 4 | 8 | 9 | 4 | 7 | 49.2775 | 16.07 | 0 | 16.0725 | 14.4525 | 0
[48 empty] | 2017-10-05 09:00 | 10 | 5 | 9 | 492.4079 | 49.74% | 2017-09-04 09:00 | 9 | 4 | 9 | 9 | 4 | 8 | 82.5125 | 17.765 | 0 | 17.785 | 16.8625 | 0
[48 empty] | 2017-10-05 10:00 | 10 | 5 | 10 | 227.951 | 23.03% | 2017-09-04 10:00 | 9 | 4 | 10 | 9 | 4 | 9 | 19.195 | 19.0825 | 0 | 19.0825 | 19.0825 | 0
[48 empty] | 2017-10-05 11:00 | 10 | 5 | 11 | 869.6174 | 87.84% | 2017-09-04 11:00 | 9 | 4 | 11 | 9 | 4 | 10 | 20.86 | 20.86 | 0 | 20.86 | 20.86 | 0
[48 empty] | 2017-10-05 12:00 | 10 | 5 | 12 | 639.067 | 64.55% | 2017-09-04 12:00 | 9 | 4 | 12 | 9 | 4 | 11 | 24.385 | 24.385 | 0 | 24.385 | 24.385 | 0
[48 empty] | 2017-10-05 13:00 | 10 | 5 | 13 | 927.4916 | 93.69% | 2017-09-04 13:00 | 9 | 4 | 13 | 9 | 4 | 12 | 29.2075 | 29.2075 | 0 | 29.2075 | 29.2075 | 0
[48 empty] | 2017-10-05 14:00 | 10 | 5 | 14 | 908.4525 | 91.76% | 2017-09-04 14:00 | 9 | 4 | 14 | 9 | 4 | 13 | 31.0825 | 31.1775 | 0 | 31.175 | 31.11 | 0
[48 empty] | 2017-10-05 15:00 | 10 | 5 | 15 | 808.1064 | 81.63% | 2017-09-04 15:00 | 9 | 4 | 15 | 9 | 4 | 14 | 32.8975 | 32.995 | 0 | 32.9925 | 32.9275 | 0
[48 empty] | 2017-10-05 16:00 | 10 | 5 | 16 | 393.7294 | 39.77% | 2017-09-04 16:00 | 9 | 4 | 16 | 9 | 4 | 15 | 37.4525 | 37.685 | 0 | 37.68 | 37.52 | 0
[48 empty] | 2017-10-05 17:00 | 10 | 5 | 17 | 0 | 0% | 2017-09-04 17:00 | 9 | 4 | 17 | 9 | 4 | 16 | 34.66 | 34.8125 | 0 | 34.8125 | 34.705 | 0
[48 empty] | 2017-10-05 18:00 | 10 | 5 | 18 | 0 | 0% | 2017-09-04 18:00 | 9 | 4 | 18 | 9 | 4 | 17 | 38.585 | 38.8725 | 0 | 38.87 | 38.665 | 0
[48 empty] | 2017-10-05 19:00 | 10 | 5 | 19 | 0 | 0% | 2017-09-04 19:00 | 9 | 4 | 19 | 9 | 4 | 18 | 33.0775 | 33.1875 | 0 | 33.185 | 33.11 | 0
[48 empty] | 2017-10-05 20:00 | 10 | 5 | 20 | 0 | 0% | 2017-09-04 20:00 | 9 | 4 | 20 | 9 | 4 | 19 | 30.17 | 30.175 | 0 | 30.175 | 30.1725 | 0
[48 empty] | 2017-10-05 21:00 | 10 | 5 | 21 | 0 | 0% | 2017-09-04 21:00 | 9 | 4 | 21 | 9 | 4 | 20 | 27.1425 | 27.1425 | 0 | 27.1425 | 27.1425 | 0
[48 empty] | 2017-10-05 22:00 | 10 | 5 | 22 | 0 | 0% | 2017-09-04 22:00 | 9 | 4 | 22 | 9 | 4 | 21 | 22.5475 | 22.5475 | 0 | 22.5475 | 22.5475 | 0
[48 empty] | 2017-10-05 23:00 | 10 | 5 | 23 | 0 | 0% | 2017-09-04 23:00 | 9 | 4 | 23 | 9 | 4 | 22 | 22.5425 | 20.9425 | 0 | 20.94 | 20.415 | 0
[48 empty] | 2017-10-06 | 10 | 6 | 0 | 0 | 0% | 2017-09-05 | 9 | 5 | 0 | 9 | 4 | 23 | 19.44 | 19.44 | 0 | 19.44 | 19.44 | 0
[48 empty] | 2017-10-06 01:00 | 10 | 6 | 1 | 0 | 0% | 2017-09-05 01:00 | 9 | 5 | 1 | 9 | 5 | 0 | 19.3 | 19.29 | 0 | 19.29 | 19.3 | 0
[48 empty] | 2017-10-06 02:00 | 10 | 6 | 2 | 0 | 0% | 2017-09-05 02:00 | 9 | 5 | 2 | 9 | 5 | 1 | 17.5725 | 17.555 | 0 | 17.555 | 17.5725 | 0
[48 empty] | 2017-10-06 03:00 | 10 | 6 | 3 | 0 | 0% | 2017-09-05 03:00 | 9 | 5 | 3 | 9 | 5 | 2 | 17.17 | 17.1575 | 0 | 17.1575 | 17.17 | 0
[48 empty] | 2017-10-06 04:00 | 10 | 6 | 4 | 0 | 0% | 2017-09-05 04:00 | 9 | 5 | 4 | 9 | 5 | 3 | 16.8325 | 16.83 | 0 | 16.83 | 16.8325 | 0
[48 empty] | 2017-10-06 05:00 | 10 | 6 | 5 | 0 | 0% | 2017-09-05 05:00 | 9 | 5 | 5 | 9 | 5 | 4 | 16.7825 | 16.7825 | 0 | 16.7825 | 16.7825 | 0
[48 empty] | 2017-10-06 06:00 | 10 | 6 | 6 | 67.8727 | 6.856% | 2017-09-05 06:00 | 9 | 5 | 6 | 9 | 5 | 5 | 17.9575 | 17.9575 | 0 | 17.9575 | 17.9575 | 0
[48 empty] | 2017-10-06 07:00 | 10 | 6 | 7 | 541.1773 | 54.66% | 2017-09-05 07:00 | 9 | 5 | 7 | 9 | 5 | 6 | 18.6925 | 18.685 | 0 | 18.6825 | 18.6875 | 0
[48 empty] | 2017-10-06 08:00 | 10 | 6 | 8 | 311.2463 | 31.44% | 2017-09-05 08:00 | 9 | 5 | 8 | 9 | 5 | 7 | 20.3525 | 18 | 0 | 17.9975 | 20.0725 | 0
[48 empty] | 2017-10-06 09:00 | 10 | 6 | 9 | 647.4348 | 65.4% | 2017-09-05 09:00 | 9 | 5 | 9 | 9 | 5 | 8 | 21.1275 | 19.26 | 0 | 19.25 | 20.8525 | 0
[48 empty] | 2017-10-06 10:00 | 10 | 6 | 10 | 912.3896 | 92.16% | 2017-09-05 10:00 | 9 | 5 | 10 | 9 | 5 | 9 | 21.485 | 18.9025 | 0 | 18.9 | 20.9475 | 0
[48 empty] | 2017-10-06 11:00 | 10 | 6 | 11 | 855.9559 | 86.46% | 2017-09-05 11:00 | 9 | 5 | 11 | 9 | 5 | 10 | 21.2325 | 20.1625 | 0 | 20.16 | 20.3825 | 0
[48 empty] | 2017-10-06 12:00 | 10 | 6 | 12 | 890.8659 | 89.99% | 2017-09-05 12:00 | 9 | 5 | 12 | 9 | 5 | 11 | 22.5575 | 20.9475 | 0 | 20.945 | 20.5675 | 0
[48 empty] | 2017-10-06 13:00 | 10 | 6 | 13 | 918.7569 | 92.8% | 2017-09-05 13:00 | 9 | 5 | 13 | 9 | 5 | 12 | 27.0475 | 21.095 | 0 | 21.3225 | 22.6625 | 0
[48 empty] | 2017-10-06 14:00 | 10 | 6 | 14 | 928.7198 | 93.81% | 2017-09-05 14:00 | 9 | 5 | 14 | 9 | 5 | 13 | 33.63 | 21.5275 | 0 | 22.25 | 26.71 | 0
[48 empty] | 2017-10-06 15:00 | 10 | 6 | 15 | 756.1966 | 76.38% | 2017-09-05 15:00 | 9 | 5 | 15 | 9 | 5 | 14 | 29.375 | 26.18 | 0 | 27.5025 | 28.645 | 0
[48 empty] | 2017-10-06 16:00 | 10 | 6 | 16 | 380.5756 | 38.44% | 2017-09-05 16:00 | 9 | 5 | 16 | 9 | 5 | 15 | 28.795 | 24.6225 | 0 | 24.6125 | 25.7025 | 0
[48 empty] | 2017-10-06 17:00 | 10 | 6 | 17 | 0 | 0% | 2017-09-05 17:00 | 9 | 5 | 17 | 9 | 5 | 16 | 26.82 | 26.2175 | 0 | 26.245 | 26.6025 | 0
[48 empty] | 2017-10-06 18:00 | 10 | 6 | 18 | 0 | 0% | 2017-09-05 18:00 | 9 | 5 | 18 | 9 | 5 | 17 | 27.27 | 22.7175 | 0 | 22.89 | 24.95 | 0
[48 empty] | 2017-10-06 19:00 | 10 | 6 | 19 | 0 | 0% | 2017-09-05 19:00 | 9 | 5 | 19 | 9 | 5 | 18 | 25.8775 | 23.89 | 0 | 24.035 | 25.345 | 0
[48 empty] | 2017-10-06 20:00 | 10 | 6 | 20 | 0 | 0% | 2017-09-05 20:00 | 9 | 5 | 20 | 9 | 5 | 19 | 23.09 | 21.41 | 0 | 21.555 | 22.74 | 0
[48 empty] | 2017-10-06 21:00 | 10 | 6 | 21 | 0 | 0% | 2017-09-05 21:00 | 9 | 5 | 21 | 9 | 5 | 20 | 23.6525 | 21.675 | 0 | 21.8 | 22.73 | 0
[48 empty] | 2017-10-06 22:00 | 10 | 6 | 22 | 0 | 0% | 2017-09-05 22:00 | 9 | 5 | 22 | 9 | 5 | 21 | 23.1375 | 20.9175 | 0 | 21.065 | 22.14 | 0
[48 empty] | 2017-10-06 23:00 | 10 | 6 | 23 | 0 | 0% | 2017-09-05 23:00 | 9 | 5 | 23 | 9 | 5 | 22 | 54.895 | 20.265 | 0 | 20.47 | 21.7825 | 0
[48 empty] | 2017-10-07 | 10 | 7 | 0 | 0 | 0% | 2017-09-06 | 9 | 6 | 0 | 9 | 5 | 23 | 21.0525 | 19.93 | 0 | 19.995 | 20.8 | 0
[48 empty] | 2017-10-07 01:00 | 10 | 7 | 1 | 0 | 0% | 2017-09-06 01:00 | 9 | 6 | 1 | 9 | 6 | 0 | 19.36 | 19.2225 | 0 | 19.2275 | 19.2925 | 0
[48 empty] | 2017-10-07 02:00 | 10 | 7 | 2 | 0 | 0% | 2017-09-06 02:00 | 9 | 6 | 2 | 9 | 6 | 1 | 17.9 | 17.895 | 0 | 17.895 | 17.9 | 0
[48 empty] | 2017-10-07 03:00 | 10 | 7 | 3 | 0 | 0% | 2017-09-06 03:00 | 9 | 6 | 3 | 9 | 6 | 2 | 17.5975 | 17.5975 | 0 | 17.5975 | 17.5975 | 0
[48 empty] | 2017-10-07 04:00 | 10 | 7 | 4 | 0 | 0% | 2017-09-06 04:00 | 9 | 6 | 4 | 9 | 6 | 3 | 17.545 | 17.545 | 0 | 17.545 | 17.545 | 0
[48 empty] | 2017-10-07 05:00 | 10 | 7 | 5 | 0 | 0% | 2017-09-06 05:00 | 9 | 6 | 5 | 9 | 6 | 4 | 17.665 | 17.665 | 0 | 17.665 | 17.665 | 0
[48 empty] | 2017-10-07 06:00 | 10 | 7 | 6 | 11.0335 | 1.114% | 2017-09-06 06:00 | 9 | 6 | 6 | 9 | 6 | 5 | 18.5275 | 18.5275 | 0 | 18.5275 | 18.5275 | 0
[48 empty] | 2017-10-07 07:00 | 10 | 7 | 7 | 88.1173 | 8.901% | 2017-09-06 07:00 | 9 | 6 | 7 | 9 | 6 | 6 | 19.26 | 19.255 | 0 | 19.2525 | 19.2425 | 0
[48 empty] | 2017-10-07 08:00 | 10 | 7 | 8 | 182.6597 | 18.45% | 2017-09-06 08:00 | 9 | 6 | 8 | 9 | 6 | 7 | 19.415 | 19.465 | 0 | 19.43 | 19.21 | 0
[48 empty] | 2017-10-07 09:00 | 10 | 7 | 9 | 142.4462 | 14.39% | 2017-09-06 09:00 | 9 | 6 | 9 | 9 | 6 | 8 | 19.46 | 19.6775 | 0 | 19.5825 | 18.89 | 0
[48 empty] | 2017-10-07 10:00 | 10 | 7 | 10 | 242.7842 | 24.52% | 2017-09-06 10:00 | 9 | 6 | 10 | 9 | 6 | 9 | 19.4275 | 19.43 | 0 | 19.43 | 19.425 | 0
[48 empty] | 2017-10-07 11:00 | 10 | 7 | 11 | 242.2028 | 24.46% | 2017-09-06 11:00 | 9 | 6 | 11 | 9 | 6 | 10 | 19.5025 | 19.5025 | 0 | 19.5025 | 19.4975 | 0
[48 empty] | 2017-10-07 12:00 | 10 | 7 | 12 | 298.731 | 30.17% | 2017-09-06 12:00 | 9 | 6 | 12 | 9 | 6 | 11 | 20.2675 | 20.2675 | 0 | 20.2675 | 20.2675 | 0
[48 empty] | 2017-10-07 13:00 | 10 | 7 | 13 | 278.721 | 28.15% | 2017-09-06 13:00 | 9 | 6 | 13 | 9 | 6 | 12 | 20.6225 | 20.6225 | 0 | 20.6225 | 20.6225 | 0
[48 empty] | 2017-10-07 14:00 | 10 | 7 | 14 | 299.8824 | 30.29% | 2017-09-06 14:00 | 9 | 6 | 14 | 9 | 6 | 13 | 20.9325 | 20.9325 | 0 | 20.9325 | 20.9325 | 0
[48 empty] | 2017-10-07 15:00 | 10 | 7 | 15 | 47.7936 | 4.828% | 2017-09-06 15:00 | 9 | 6 | 15 | 9 | 6 | 14 | 21.3475 | 21.3475 | 0 | 21.3475 | 21.3475 | 0
[48 empty] | 2017-10-07 16:00 | 10 | 7 | 16 | 157.3281 | 15.89% | 2017-09-06 16:00 | 9 | 6 | 16 | 9 | 6 | 15 | 22.885 | 22.885 | 0 | 22.885 | 22.885 | 0
[48 empty] | 2017-10-07 17:00 | 10 | 7 | 17 | 0 | 0% | 2017-09-06 17:00 | 9 | 6 | 17 | 9 | 6 | 16 | 24.6175 | 24.6175 | 0 | 24.6175 | 24.6175 | 0
[48 empty] | 2017-10-07 18:00 | 10 | 7 | 18 | 0 | 0% | 2017-09-06 18:00 | 9 | 6 | 18 | 9 | 6 | 17 | 24.84 | 24.84 | 0 | 24.84 | 24.84 | 0
[48 empty] | 2017-10-07 19:00 | 10 | 7 | 19 | 0 | 0% | 2017-09-06 19:00 | 9 | 6 | 19 | 9 | 6 | 18 | 22.115 | 22.115 | 0 | 22.115 | 22.115 | 0
[48 empty] | 2017-10-07 20:00 | 10 | 7 | 20 | 0 | 0% | 2017-09-06 20:00 | 9 | 6 | 20 | 9 | 6 | 19 | 21.0225 | 21.0225 | 0 | 21.0225 | 21.0225 | 0
[48 empty] | 2017-10-07 21:00 | 10 | 7 | 21 | 0 | 0% | 2017-09-06 21:00 | 9 | 6 | 21 | 9 | 6 | 20 | 20.76 | 20.76 | 0 | 20.76 | 20.76 | 0
[48 empty] | 2017-10-07 22:00 | 10 | 7 | 22 | 0 | 0% | 2017-09-06 22:00 | 9 | 6 | 22 | 9 | 6 | 21 | 19.6075 | 19.6075 | 0 | 19.6075 | 19.6075 | 0
[48 empty] | 2017-10-07 23:00 | 10 | 7 | 23 | 0 | 0% | 2017-09-06 23:00 | 9 | 6 | 23 | 9 | 6 | 22 | 18.405 | 18.405 | 0 | 18.405 | 18.405 | 0
[48 empty] | 2017-10-08 | 10 | 8 | 0 | 0 | 0% | 2017-09-07 | 9 | 7 | 0 | 9 | 6 | 23 | 17.4225 | 17.42 | 0 | 17.42 | 17.4225 | 0
[48 empty] | 2017-10-08 01:00 | 10 | 8 | 1 | 0 | 0% | 2017-09-07 01:00 | 9 | 7 | 1 | 9 | 7 | 0 | 17.0725 | 17.065 | 0 | 17.065 | 17.0725 | 0
[48 empty] | 2017-10-08 02:00 | 10 | 8 | 2 | 0 | 0% | 2017-09-07 02:00 | 9 | 7 | 2 | 9 | 7 | 1 | 16.0225 | 16.0125 | 0 | 16.0125 | 16.0225 | 0
[48 empty] | 2017-10-08 03:00 | 10 | 8 | 3 | 0 | 0% | 2017-09-07 03:00 | 9 | 7 | 3 | 9 | 7 | 2 | 9.8825 | 9.8725 | 0 | 9.8725 | 9.8825 | 0
[48 empty] | 2017-10-08 04:00 | 10 | 8 | 4 | 0 | 0% | 2017-09-07 04:00 | 9 | 7 | 4 | 9 | 7 | 3 | 2.9675 | 2.9625 | 0 | 2.9625 | 2.9675 | 0
[48 empty] | 2017-10-08 05:00 | 10 | 8 | 5 | 0 | 0% | 2017-09-07 05:00 | 9 | 7 | 5 | 9 | 7 | 4 | 9.8025 | 9.795 | 0 | 9.795 | 9.8025 | 0
[48 empty] | 2017-10-08 06:00 | 10 | 8 | 6 | 74.3157 | 7.507% | 2017-09-07 06:00 | 9 | 7 | 6 | 9 | 7 | 5 | 15.35 | 15.34 | 0 | 15.34 | 15.35 | 0
[48 empty] | 2017-10-08 07:00 | 10 | 8 | 7 | 52.2634 | 5.279% | 2017-09-07 07:00 | 9 | 7 | 7 | 9 | 7 | 6 | 16.855 | 16.8475 | 0 | 16.8475 | 16.855 | 0
[48 empty] | 2017-10-08 08:00 | 10 | 8 | 8 | 464.9921 | 46.97% | 2017-09-07 08:00 | 9 | 7 | 8 | 9 | 7 | 7 | 16.41 | 16.4 | 0 | 16.4 | 16.41 | 0
[48 empty] | 2017-10-08 09:00 | 10 | 8 | 9 | 663.6034 | 67.03% | 2017-09-07 09:00 | 9 | 7 | 9 | 9 | 7 | 8 | 17.195 | 17.185 | 0 | 17.185 | 17.195 | 0
[48 empty] | 2017-10-08 10:00 | 10 | 8 | 10 | 627.2586 | 63.36% | 2017-09-07 10:00 | 9 | 7 | 10 | 9 | 7 | 9 | 17.9875 | 17.9825 | 0 | 17.9825 | 17.9875 | 0
[48 empty] | 2017-10-08 11:00 | 10 | 8 | 11 | 408.1358 | 41.23% | 2017-09-07 11:00 | 9 | 7 | 11 | 9 | 7 | 10 | 18.0125 | 18.0125 | 0 | 18.01 | 18.0125 | 0
[48 empty] | 2017-10-08 12:00 | 10 | 8 | 12 | 330.7288 | 33.41% | 2017-09-07 12:00 | 9 | 7 | 12 | 9 | 7 | 11 | 19.185 | 19.185 | 0 | 19.185 | 19.185 | 0
[48 empty] | 2017-10-08 13:00 | 10 | 8 | 13 | 200.6874 | 20.27% | 2017-09-07 13:00 | 9 | 7 | 13 | 9 | 7 | 12 | 20.4125 | 20.4125 | 0 | 20.4125 | 20.4125 | 0
[48 empty] | 2017-10-08 14:00 | 10 | 8 | 14 | 93.8119 | 9.476% | 2017-09-07 14:00 | 9 | 7 | 14 | 9 | 7 | 13 | 20.755 | 20.755 | 0 | 20.755 | 20.755 | 0
[48 empty] | 2017-10-08 15:00 | 10 | 8 | 15 | 47.4708 | 4.795% | 2017-09-07 15:00 | 9 | 7 | 15 | 9 | 7 | 14 | 21.38 | 21.3575 | 0 | 21.3575 | 21.375 | 0
[48 empty] | 2017-10-08 16:00 | 10 | 8 | 16 | 20.7813 | 2.099% | 2017-09-07 16:00 | 9 | 7 | 16 | 9 | 7 | 15 | 22.3175 | 22.3175 | 0 | 22.3175 | 22.3175 | 0
[48 empty] | 2017-10-08 17:00 | 10 | 8 | 17 | 0 | 0% | 2017-09-07 17:00 | 9 | 7 | 17 | 9 | 7 | 16 | 25.0925 | 25.1875 | 0 | 42.69 | 25.0925 | 0
[48 empty] | 2017-10-08 18:00 | 10 | 8 | 18 | 0 | 0% | 2017-09-07 18:00 | 9 | 7 | 18 | 9 | 7 | 17 | 23.0775 | 23.17 | 0 | 40.6475 | 23.0775 | 0
[48 empty] | 2017-10-08 19:00 | 10 | 8 | 19 | 0 | 0% | 2017-09-07 19:00 | 9 | 7 | 19 | 9 | 7 | 18 | 21.2625 | 21.485 | 0 | 62.805 | 21.2625 | 0
[48 empty] | 2017-10-08 20:00 | 10 | 8 | 20 | 0 | 0% | 2017-09-07 20:00 | 9 | 7 | 20 | 9 | 7 | 19 | 20.7375 | 20.9625 | 0 | 62.9125 | 20.7375 | 0
[48 empty] | 2017-10-08 21:00 | 10 | 8 | 21 | 0 | 0% | 2017-09-07 21:00 | 9 | 7 | 21 | 9 | 7 | 20 | 20.0975 | 20.3275 | 0 | 63.2425 | 20.0975 | 0
[48 empty] | 2017-10-08 22:00 | 10 | 8 | 22 | 0 | 0% | 2017-09-07 22:00 | 9 | 7 | 22 | 9 | 7 | 21 | 19.265 | 18.525 | 0 | 22.19 | 18.9725 | 0
[48 empty] | 2017-10-08 23:00 | 10 | 8 | 23 | 0 | 0% | 2017-09-07 23:00 | 9 | 7 | 23 | 9 | 7 | 22 | 19.63 | 17.8 | 0 | 17.77 | 18.9225 | 0
[48 empty] | 2017-10-09 | 10 | 9 | 0 | 0 | 0% | 2017-09-08 | 9 | 8 | 0 | 9 | 7 | 23 | 17.8 | 16.0375 | 0 | 16.0075 | 17.125 | 0
[48 empty] | 2017-10-09 01:00 | 10 | 9 | 1 | 0 | 0% | 2017-09-08 01:00 | 9 | 8 | 1 | 9 | 8 | 0 | 17.1025 | 15.3625 | 0 | 15.3325 | 16.4375 | 0
[48 empty] | 2017-10-09 02:00 | 10 | 9 | 2 | 0 | 0% | 2017-09-08 02:00 | 9 | 8 | 2 | 9 | 8 | 1 | 16.205 | 15.46 | 0 | 15.4475 | 15.9225 | 0
[48 empty] | 2017-10-09 03:00 | 10 | 9 | 3 | 0 | 0% | 2017-09-08 03:00 | 9 | 8 | 3 | 9 | 8 | 2 | 14.0275 | 12.8275 | 0 | 12.81 | 13.5775 | 0
[48 empty] | 2017-10-09 04:00 | 10 | 9 | 4 | 0 | 0% | 2017-09-08 04:00 | 9 | 8 | 4 | 9 | 8 | 3 | 3.5825 | 2.5875 | 0 | 2.57 | 3.2075 | 0
[48 empty] | 2017-10-09 05:00 | 10 | 9 | 5 | 0 | 0% | 2017-09-08 05:00 | 9 | 8 | 5 | 9 | 8 | 4 | 9.6 | 9.5925 | 0 | 9.5925 | 9.6025 | 0
[48 empty] | 2017-10-09 06:00 | 10 | 9 | 6 | 10.8483 | 1.096% | 2017-09-08 06:00 | 9 | 8 | 6 | 9 | 8 | 5 | 16.435 | 16.425 | 0 | 16.425 | 16.4375 | 0
[48 empty] | 2017-10-09 07:00 | 10 | 9 | 7 | 159.5305 | 16.11% | 2017-09-08 07:00 | 9 | 8 | 7 | 9 | 8 | 6 | 17.2875 | 17.2775 | 0 | 17.2775 | 17.2875 | 0
[48 empty] | 2017-10-09 08:00 | 10 | 9 | 8 | 769.4198 | 77.72% | 2017-09-08 08:00 | 9 | 8 | 8 | 9 | 8 | 7 | 17.405 | 17.3925 | 0 | 17.3925 | 17.405 | 0
[48 empty] | 2017-10-09 09:00 | 10 | 9 | 9 | 520.9006 | 52.62% | 2017-09-08 09:00 | 9 | 8 | 9 | 9 | 8 | 8 | 18.33 | 18.3225 | 0 | 18.32 | 18.33 | 0
[48 empty] | 2017-10-09 10:00 | 10 | 9 | 10 | 213.2388 | 21.54% | 2017-09-08 10:00 | 9 | 8 | 10 | 9 | 8 | 9 | 19.63 | 19.63 | 0 | 19.63 | 19.63 | 0
[48 empty] | 2017-10-09 11:00 | 10 | 9 | 11 | 224.2325 | 22.65% | 2017-09-08 11:00 | 9 | 8 | 11 | 9 | 8 | 10 | 19.2675 | 19.2675 | 0 | 19.2675 | 19.2675 | 0
[48 empty] | 2017-10-09 12:00 | 10 | 9 | 12 | 455.7889 | 46.04% | 2017-09-08 12:00 | 9 | 8 | 12 | 9 | 8 | 11 | 19.43 | 19.43 | 0 | 19.43 | 19.43 | 0
[48 empty] | 2017-10-09 13:00 | 10 | 9 | 13 | 617.5908 | 62.38% | 2017-09-08 13:00 | 9 | 8 | 13 | 9 | 8 | 12 | 20.2175 | 20.2175 | 0 | 20.2175 | 20.2175 | 0
[48 empty] | 2017-10-09 14:00 | 10 | 9 | 14 | 779.5529 | 78.74% | 2017-09-08 14:00 | 9 | 8 | 14 | 9 | 8 | 13 | 21.2125 | 21.2125 | 0 | 21.2125 | 21.2125 | 0
[48 empty] | 2017-10-09 15:00 | 10 | 9 | 15 | 803.5828 | 81.17% | 2017-09-08 15:00 | 9 | 8 | 15 | 9 | 8 | 14 | 21.78 | 21.78 | 0 | 21.78 | 21.78 | 0
[48 empty] | 2017-10-09 16:00 | 10 | 9 | 16 | 371.7745 | 37.55% | 2017-09-08 16:00 | 9 | 8 | 16 | 9 | 8 | 15 | 26.0725 | 26.0725 | 0 | 26.0725 | 26.0725 | 0
[48 empty] | 2017-10-09 17:00 | 10 | 9 | 17 | 0 | 0% | 2017-09-08 17:00 | 9 | 8 | 17 | 9 | 8 | 16 | 29.46 | 29.46 | 0 | 29.46 | 29.46 | 0
[48 empty] | 2017-10-09 18:00 | 10 | 9 | 18 | 0 | 0% | 2017-09-08 18:00 | 9 | 8 | 18 | 9 | 8 | 17 | 27.1175 | 27.1175 | 0 | 27.1175 | 27.1175 | 0
[48 empty] | 2017-10-09 19:00 | 10 | 9 | 19 | 0 | 0% | 2017-09-08 19:00 | 9 | 8 | 19 | 9 | 8 | 18 | 21.5875 | 21.5875 | 0 | 21.5875 | 21.5875 | 0
[48 empty] | 2017-10-09 20:00 | 10 | 9 | 20 | 0 | 0% | 2017-09-08 20:00 | 9 | 8 | 20 | 9 | 8 | 19 | 21.275 | 21.275 | 0 | 21.275 | 21.275 | 0
[48 empty] | 2017-10-09 21:00 | 10 | 9 | 21 | 0 | 0% | 2017-09-08 21:00 | 9 | 8 | 21 | 9 | 8 | 20 | 20.5875 | 20.53 | 0 | 20.5325 | 20.5725 | 0
[48 empty] | 2017-10-09 22:00 | 10 | 9 | 22 | 0 | 0% | 2017-09-08 22:00 | 9 | 8 | 22 | 9 | 8 | 21 | 19.805 | 19.805 | 0 | 19.805 | 19.805 | 0
[48 empty] | 2017-10-09 23:00 | 10 | 9 | 23 | 0 | 0% | 2017-09-08 23:00 | 9 | 8 | 23 | 9 | 8 | 22 | 19.735 | 19.4175 | 0 | 19.4125 | 19.6125 | 0
[48 empty] | 2017-10-10 | 10 | 10 | 0 | 0 | 0% | 2017-09-09 | 9 | 9 | 0 | 9 | 8 | 23 | 18.5375 | 18.5325 | 0 | 18.5325 | 18.5375 | 0
[48 empty] | 2017-10-10 01:00 | 10 | 10 | 1 | 0 | 0% | 2017-09-09 01:00 | 9 | 9 | 1 | 9 | 9 | 0 | 17.0925 | 17.0875 | 0 | 17.0875 | 17.0925 | 0
[48 empty] | 2017-10-10 02:00 | 10 | 10 | 2 | 0 | 0% | 2017-09-09 02:00 | 9 | 9 | 2 | 9 | 9 | 1 | 16.39 | 16.385 | 0 | 16.385 | 16.39 | 0
[48 empty] | 2017-10-10 03:00 | 10 | 10 | 3 | 0 | 0% | 2017-09-09 03:00 | 9 | 9 | 3 | 9 | 9 | 2 | 16.7275 | 15.4925 | 0 | 15.4725 | 16.2525 | 0
[48 empty] | 2017-10-10 04:00 | 10 | 10 | 4 | 0 | 0% | 2017-09-09 04:00 | 9 | 9 | 4 | 9 | 9 | 3 | 15.925 | 15.6525 | 0 | 15.645 | 15.8225 | 0
[48 empty] | 2017-10-10 05:00 | 10 | 10 | 5 | 0 | 0% | 2017-09-09 05:00 | 9 | 9 | 5 | 9 | 9 | 4 | 16.015 | 16.01 | 0 | 16.01 | 16.0175 | 0
[48 empty] | 2017-10-10 06:00 | 10 | 10 | 6 | 83.0856 | 8.392% | 2017-09-09 06:00 | 9 | 9 | 6 | 9 | 9 | 5 | 16.2575 | 16.2575 | 0 | 16.2575 | 16.26 | 0
[48 empty] | 2017-10-10 07:00 | 10 | 10 | 7 | 87.8796 | 8.877% | 2017-09-09 07:00 | 9 | 9 | 7 | 9 | 9 | 6 | 17.2325 | 17.23 | 0 | 17.23 | 17.2325 | 0
[48 empty] | 2017-10-10 08:00 | 10 | 10 | 8 | 143.5912 | 14.5% | 2017-09-09 08:00 | 9 | 9 | 8 | 9 | 9 | 7 | 17.5275 | 17.4475 | 0 | 17.4475 | 17.5 | 0
[48 empty] | 2017-10-10 09:00 | 10 | 10 | 9 | 274.7801 | 27.76% | 2017-09-09 09:00 | 9 | 9 | 9 | 9 | 9 | 8 | 19.76 | 19.06 | 0 | 19.0675 | 19.52 | 0
[48 empty] | 2017-10-10 10:00 | 10 | 10 | 10 | 510.087 | 51.52% | 2017-09-09 10:00 | 9 | 9 | 10 | 9 | 9 | 9 | 20.4825 | 19.2375 | 0 | 19.2525 | 20.01 | 0
[48 empty] | 2017-10-10 11:00 | 10 | 10 | 11 | 839.1886 | 84.77% | 2017-09-09 11:00 | 9 | 9 | 11 | 9 | 9 | 10 | 20.105 | 19.6275 | 0 | 19.6375 | 19.9075 | 0
[48 empty] | 2017-10-10 12:00 | 10 | 10 | 12 | 863.2751 | 87.2% | 2017-09-09 12:00 | 9 | 9 | 12 | 9 | 9 | 11 | 22.0375 | 21.085 | 0 | 21.1 | 21.6675 | 0
[48 empty] | 2017-10-10 13:00 | 10 | 10 | 13 | 887.6548 | 89.66% | 2017-09-09 13:00 | 9 | 9 | 13 | 9 | 9 | 12 | 23.8075 | 22.75 | 0 | 22.7625 | 23.405 | 0
[48 empty] | 2017-10-10 14:00 | 10 | 10 | 14 | 909.7254 | 91.89% | 2017-09-09 14:00 | 9 | 9 | 14 | 9 | 9 | 13 | 26.83 | 26.7325 | 0 | 26.7325 | 26.79 | 0
[48 empty] | 2017-10-10 15:00 | 10 | 10 | 15 | 825.3465 | 83.37% | 2017-09-09 15:00 | 9 | 9 | 15 | 9 | 9 | 14 | 35.58 | 35.8325 | 0 | 35.83 | 35.66 | 0
[48 empty] | 2017-10-10 16:00 | 10 | 10 | 16 | 376.9638 | 38.08% | 2017-09-09 16:00 | 9 | 9 | 16 | 9 | 9 | 15 | 140.5275 | 142.0725 | 0 | 142.0525 | 141.02 | 0
[48 empty] | 2017-10-10 17:00 | 10 | 10 | 17 | 0 | 0% | 2017-09-09 17:00 | 9 | 9 | 17 | 9 | 9 | 16 | 66.975 | 67.7375 | 0 | 67.725 | 67.2225 | 0
[48 empty] | 2017-10-10 18:00 | 10 | 10 | 18 | 0 | 0% | 2017-09-09 18:00 | 9 | 9 | 18 | 9 | 9 | 17 | 77.5775 | 78.685 | 0 | 78.67 | 77.935 | 0
[48 empty] | 2017-10-10 19:00 | 10 | 10 | 19 | 0 | 0% | 2017-09-09 19:00 | 9 | 9 | 19 | 9 | 9 | 18 | 23.995 | 24.0225 | 0 | 24.0225 | 24.005 | 0
[48 empty] | 2017-10-10 20:00 | 10 | 10 | 20 | 0 | 0% | 2017-09-09 20:00 | 9 | 9 | 20 | 9 | 9 | 19 | 21.7325 | 21.7325 | 0 | 21.7325 | 21.7325 | 0
[48 empty] | 2017-10-10 21:00 | 10 | 10 | 21 | 0 | 0% | 2017-09-09 21:00 | 9 | 9 | 21 | 9 | 9 | 20 | 20.3775 | 20.3775 | 0 | 20.3775 | 20.3775 | 0
[48 empty] | 2017-10-10 22:00 | 10 | 10 | 22 | 0 | 0% | 2017-09-09 22:00 | 9 | 9 | 22 | 9 | 9 | 21 | 19.95 | 19.95 | 0 | 19.95 | 19.95 | 0
[48 empty] | 2017-10-10 23:00 | 10 | 10 | 23 | 0 | 0% | 2017-09-09 23:00 | 9 | 9 | 23 | 9 | 9 | 22 | 18.6925 | 18.6925 | 0 | 18.6925 | 18.6925 | 0
[48 empty] | 2017-10-11 | 10 | 11 | 0 | 0 | 0% | 2017-09-10 | 9 | 10 | 0 | 9 | 9 | 23 | 17.805 | 17.805 | 0 | 17.805 | 17.805 | 0
[48 empty] | 2017-10-11 01:00 | 10 | 11 | 1 | 0 | 0% | 2017-09-10 01:00 | 9 | 10 | 1 | 9 | 10 | 0 | 17.145 | 17.1425 | 0 | 17.1425 | 17.145 | 0
[48 empty] | 2017-10-11 02:00 | 10 | 11 | 2 | 0 | 0% | 2017-09-10 02:00 | 9 | 10 | 2 | 9 | 10 | 1 | 16.43 | 16.43 | 0 | 16.43 | 16.43 | 0
[48 empty] | 2017-10-11 03:00 | 10 | 11 | 3 | 0 | 0% | 2017-09-10 03:00 | 9 | 10 | 3 | 9 | 10 | 2 | 16.01 | 16.005 | 0 | 16.005 | 16.01 | 0
[48 empty] | 2017-10-11 04:00 | 10 | 11 | 4 | 0 | 0% | 2017-09-10 04:00 | 9 | 10 | 4 | 9 | 10 | 3 | 16.0275 | 16.025 | 0 | 16.025 | 16.0275 | 0
[48 empty] | 2017-10-11 05:00 | 10 | 11 | 5 | 0 | 0% | 2017-09-10 05:00 | 9 | 10 | 5 | 9 | 10 | 4 | 15.9775 | 15.9775 | 0 | 15.9775 | 15.9775 | 0
[48 empty] | 2017-10-11 06:00 | 10 | 11 | 6 | 214.6234 | 21.68% | 2017-09-10 06:00 | 9 | 10 | 6 | 9 | 10 | 5 | 16.23 | 16.23 | 0 | 16.23 | 16.23 | 0
[48 empty] | 2017-10-11 07:00 | 10 | 11 | 7 | 745.52 | 75.31% | 2017-09-10 07:00 | 9 | 10 | 7 | 9 | 10 | 6 | 16.7075 | 16.7075 | 0 | 16.7075 | 16.7075 | 0
[48 empty] | 2017-10-11 08:00 | 10 | 11 | 8 | 947.0266 | 95.66% | 2017-09-10 08:00 | 9 | 10 | 8 | 9 | 10 | 7 | 16.965 | 16.965 | 0 | 16.965 | 16.965 | 0
[48 empty] | 2017-10-11 09:00 | 10 | 11 | 9 | 923.6087 | 93.29% | 2017-09-10 09:00 | 9 | 10 | 9 | 9 | 10 | 8 | 18.1275 | 18.1275 | 0 | 18.1275 | 18.1275 | 0
[48 empty] | 2017-10-11 10:00 | 10 | 11 | 10 | 879.1626 | 88.8% | 2017-09-10 10:00 | 9 | 10 | 10 | 9 | 10 | 9 | 19.185 | 19.185 | 0 | 19.185 | 19.185 | 0
[48 empty] | 2017-10-11 11:00 | 10 | 11 | 11 | 842.9393 | 85.15% | 2017-09-10 11:00 | 9 | 10 | 11 | 9 | 10 | 10 | 19.8975 | 19.8975 | 0 | 19.8975 | 19.8975 | 0
[48 empty] | 2017-10-11 12:00 | 10 | 11 | 12 | 846.7399 | 85.53% | 2017-09-10 12:00 | 9 | 10 | 12 | 9 | 10 | 11 | 20.355 | 20.355 | 0 | 20.355 | 20.355 | 0
[48 empty] | 2017-10-11 13:00 | 10 | 11 | 13 | 877.4973 | 88.64% | 2017-09-10 13:00 | 9 | 10 | 13 | 9 | 10 | 12 | 23.5775 | 23.5775 | 0 | 23.5775 | 23.5775 | 0
[48 empty] | 2017-10-11 14:00 | 10 | 11 | 14 | 891.597 | 90.06% | 2017-09-10 14:00 | 9 | 10 | 14 | 9 | 10 | 13 | 26.82 | 26.82 | 0 | 26.82 | 26.82 | 0
[48 empty] | 2017-10-11 15:00 | 10 | 11 | 15 | 804.7623 | 81.29% | 2017-09-10 15:00 | 9 | 10 | 15 | 9 | 10 | 14 | 29.855 | 29.855 | 0 | 29.855 | 29.855 | 0
[48 empty] | 2017-10-11 16:00 | 10 | 11 | 16 | 349.1465 | 35.27% | 2017-09-10 16:00 | 9 | 10 | 16 | 9 | 10 | 15 | 35.1575 | 35.1575 | 0 | 35.1575 | 35.1575 | 0
[48 empty] | 2017-10-11 17:00 | 10 | 11 | 17 | 0 | 0% | 2017-09-10 17:00 | 9 | 10 | 17 | 9 | 10 | 16 | 63.63 | 63.63 | 0 | 63.63 | 63.63 | 0
[48 empty] | 2017-10-11 18:00 | 10 | 11 | 18 | 0 | 0% | 2017-09-10 18:00 | 9 | 10 | 18 | 9 | 10 | 17 | 33.05 | 33.05 | 0 | 33.05 | 33.05 | 0
[48 empty] | 2017-10-11 19:00 | 10 | 11 | 19 | 0 | 0% | 2017-09-10 19:00 | 9 | 10 | 19 | 9 | 10 | 18 | 27.2175 | 27.2175 | 0 | 27.2175 | 27.2175 | 0
[48 empty] | 2017-10-11 20:00 | 10 | 11 | 20 | 0 | 0% | 2017-09-10 20:00 | 9 | 10 | 20 | 9 | 10 | 19 | 26.415 | 26.415 | 0 | 26.415 | 26.415 | 0
[48 empty] | 2017-10-11 21:00 | 10 | 11 | 21 | 0 | 0% | 2017-09-10 21:00 | 9 | 10 | 21 | 9 | 10 | 20 | 21.97 | 21.97 | 0 | 21.97 | 21.97 | 0
[48 empty] | 2017-10-11 22:00 | 10 | 11 | 22 | 0 | 0% | 2017-09-10 22:00 | 9 | 10 | 22 | 9 | 10 | 21 | 21.295 | 21.295 | 0 | 21.295 | 21.295 | 0
[48 empty] | 2017-10-11 23:00 | 10 | 11 | 23 | 0 | 0% | 2017-09-10 23:00 | 9 | 10 | 23 | 9 | 10 | 22 | 19.1925 | 19.1925 | 0 | 19.1925 | 19.1925 | 0
[48 empty] | 2017-10-12 | 10 | 12 | 0 | 0 | 0% | 2017-09-11 | 9 | 11 | 0 | 9 | 10 | 23 | 18.135 | 18.135 | 0 | 18.135 | 18.135 | 0
[48 empty] | 2017-10-12 01:00 | 10 | 12 | 1 | 0 | 0% | 2017-09-11 01:00 | 9 | 11 | 1 | 9 | 11 | 0 | 17.4275 | 17.4275 | 0 | 17.4275 | 17.4275 | 0
[48 empty] | 2017-10-12 02:00 | 10 | 12 | 2 | 0 | 0% | 2017-09-11 02:00 | 9 | 11 | 2 | 9 | 11 | 1 | 16.6925 | 16.6925 | 0 | 16.6925 | 16.6925 | 0
[48 empty] | 2017-10-12 03:00 | 10 | 12 | 3 | 0 | 0% | 2017-09-11 03:00 | 9 | 11 | 3 | 9 | 11 | 2 | 16.45 | 16.45 | 0 | 16.45 | 16.45 | 0
[48 empty] | 2017-10-12 04:00 | 10 | 12 | 4 | 0 | 0% | 2017-09-11 04:00 | 9 | 11 | 4 | 9 | 11 | 3 | 16.41 | 16.41 | 0 | 16.41 | 16.41 | 0
[48 empty] | 2017-10-12 05:00 | 10 | 12 | 5 | 0 | 0% | 2017-09-11 05:00 | 9 | 11 | 5 | 9 | 11 | 4 | 16.605 | 16.605 | 0 | 16.605 | 16.605 | 0
[48 empty] | 2017-10-12 06:00 | 10 | 12 | 6 | 92.1722 | 9.31% | 2017-09-11 06:00 | 9 | 11 | 6 | 9 | 11 | 5 | 17.725 | 17.725 | 0 | 17.725 | 17.725 | 0
[48 empty] | 2017-10-12 07:00 | 10 | 12 | 7 | 723.4484 | 73.08% | 2017-09-11 07:00 | 9 | 11 | 7 | 9 | 11 | 6 | 19.775 | 19.775 | 0 | 19.775 | 19.775 | 0
[48 empty] | 2017-10-12 08:00 | 10 | 12 | 8 | 515.1833 | 52.04% | 2017-09-11 08:00 | 9 | 11 | 8 | 9 | 11 | 7 | 19.8175 | 19.8175 | 0 | 19.8175 | 19.8175 | 0
[48 empty] | 2017-10-12 09:00 | 10 | 12 | 9 | 709.4006 | 71.66% | 2017-09-11 09:00 | 9 | 11 | 9 | 9 | 11 | 8 | 20.16 | 20.16 | 0 | 20.16 | 20.16 | 0
[48 empty] | 2017-10-12 10:00 | 10 | 12 | 10 | 813.0428 | 82.13% | 2017-09-11 10:00 | 9 | 11 | 10 | 9 | 11 | 9 | 20.1825 | 20.165 | 0 | 20.165 | 20.175 | 0
[48 empty] | 2017-10-12 11:00 | 10 | 12 | 11 | 821.3755 | 82.97% | 2017-09-11 11:00 | 9 | 11 | 11 | 9 | 11 | 10 | 20.1875 | 20.1825 | 0 | 20.1825 | 20.185 | 0
[48 empty] | 2017-10-12 12:00 | 10 | 12 | 12 | 700.7147 | 70.78% | 2017-09-11 12:00 | 9 | 11 | 12 | 9 | 11 | 11 | 20.25 | 20.25 | 0 | 20.25 | 20.25 | 0
[48 empty] | 2017-10-12 13:00 | 10 | 12 | 13 | 741.7329 | 74.92% | 2017-09-11 13:00 | 9 | 11 | 13 | 9 | 11 | 12 | 20.4475 | 20.4475 | 0 | 20.4475 | 20.4475 | 0
[48 empty] | 2017-10-12 14:00 | 10 | 12 | 14 | 512.5158 | 51.77% | 2017-09-11 14:00 | 9 | 11 | 14 | 9 | 11 | 13 | 21.8 | 21.6225 | 0 | 21.615 | 21.755 | 0
[48 empty] | 2017-10-12 15:00 | 10 | 12 | 15 | 704.0822 | 71.12% | 2017-09-11 15:00 | 9 | 11 | 15 | 9 | 11 | 14 | 25.065 | 24.2425 | 0 | 24.2375 | 24.405 | 0
[48 empty] | 2017-10-12 16:00 | 10 | 12 | 16 | 186.4058 | 18.83% | 2017-09-11 16:00 | 9 | 11 | 16 | 9 | 11 | 15 | 28.9175 | 27.5275 | 0 | 27.53 | 27.5275 | 0
[48 empty] | 2017-10-12 17:00 | 10 | 12 | 17 | 0 | 0% | 2017-09-11 17:00 | 9 | 11 | 17 | 9 | 11 | 16 | 30.46 | 29.055 | 0 | 29.055 | 29.065 | 0
[48 empty] | 2017-10-12 18:00 | 10 | 12 | 18 | 0 | 0% | 2017-09-11 18:00 | 9 | 11 | 18 | 9 | 11 | 17 | 27.3 | 26.5425 | 0 | 26.54 | 26.585 | 0
[48 empty] | 2017-10-12 19:00 | 10 | 12 | 19 | 0 | 0% | 2017-09-11 19:00 | 9 | 11 | 19 | 9 | 11 | 18 | 24.175 | 24.16 | 0 | 24.16 | 24.1725 | 0
[48 empty] | 2017-10-12 20:00 | 10 | 12 | 20 | 0 | 0% | 2017-09-11 20:00 | 9 | 11 | 20 | 9 | 11 | 19 | 22.47 | 22.22 | 0 | 22.21 | 22.445 | 0
[48 empty] | 2017-10-12 21:00 | 10 | 12 | 21 | 0 | 0% | 2017-09-11 21:00 | 9 | 11 | 21 | 9 | 11 | 20 | 22.3725 | 22.145 | 0 | 22.1425 | 22.35 | 0
[48 empty] | 2017-10-12 22:00 | 10 | 12 | 22 | 0 | 0% | 2017-09-11 22:00 | 9 | 11 | 22 | 9 | 11 | 21 | 20.72 | 20.68 | 0 | 20.68 | 20.7175 | 0
[48 empty] | 2017-10-12 23:00 | 10 | 12 | 23 | 0 | 0% | 2017-09-11 23:00 | 9 | 11 | 23 | 9 | 11 | 22 | 20 | 19.9575 | 0 | 19.955 | 19.9975 | 0
[48 empty] | 2017-10-13 | 10 | 13 | 0 | 0 | 0% | 2017-09-12 | 9 | 12 | 0 | 9 | 11 | 23 | 18.6875 | 18.65 | 0 | 18.65 | 18.6875 | 0
[48 empty] | 2017-10-13 01:00 | 10 | 13 | 1 | 0 | 0% | 2017-09-12 01:00 | 9 | 12 | 1 | 9 | 12 | 0 | 18.4525 | 18.3975 | 0 | 18.3975 | 18.4475 | 0
[48 empty] | 2017-10-13 02:00 | 10 | 13 | 2 | 0 | 0% | 2017-09-12 02:00 | 9 | 12 | 2 | 9 | 12 | 1 | 18.3825 | 18.3325 | 0 | 18.33 | 18.3725 | 0
[48 empty] | 2017-10-13 03:00 | 10 | 13 | 3 | 0 | 0% | 2017-09-12 03:00 | 9 | 12 | 3 | 9 | 12 | 2 | 18.145 | 18.02 | 0 | 18.0175 | 18.1325 | 0
[48 empty] | 2017-10-13 04:00 | 10 | 13 | 4 | 0 | 0% | 2017-09-12 04:00 | 9 | 12 | 4 | 9 | 12 | 3 | 17.96 | 17.96 | 0 | 17.96 | 17.96 | 0
[48 empty] | 2017-10-13 05:00 | 10 | 13 | 5 | 0 | 0% | 2017-09-12 05:00 | 9 | 12 | 5 | 9 | 12 | 4 | 18.355 | 18.355 | 0 | 18.355 | 18.355 | 0
[48 empty] | 2017-10-13 06:00 | 10 | 13 | 6 | 101.3294 | 10.24% | 2017-09-12 06:00 | 9 | 12 | 6 | 9 | 12 | 5 | 19.235 | 19.235 | 0 | 19.235 | 19.235 | 0
[48 empty] | 2017-10-13 07:00 | 10 | 13 | 7 | 137.2685 | 13.87% | 2017-09-12 07:00 | 9 | 12 | 7 | 9 | 12 | 6 | 20.13 | 20.13 | 0 | 20.13 | 20.13 | 0
[48 empty] | 2017-10-13 08:00 | 10 | 13 | 8 | 448.8086 | 45.33% | 2017-09-12 08:00 | 9 | 12 | 8 | 9 | 12 | 7 | 19.525 | 19.525 | 0 | 19.525 | 19.525 | 0
[48 empty] | 2017-10-13 09:00 | 10 | 13 | 9 | 250.7007 | 25.32% | 2017-09-12 09:00 | 9 | 12 | 9 | 9 | 12 | 8 | 19.365 | 19.365 | 0 | 19.365 | 19.365 | 0
[48 empty] | 2017-10-13 10:00 | 10 | 13 | 10 | 287.7395 | 29.06% | 2017-09-12 10:00 | 9 | 12 | 10 | 9 | 12 | 9 | 19.505 | 19.505 | 0 | 19.505 | 19.505 | 0
[48 empty] | 2017-10-13 11:00 | 10 | 13 | 11 | 633.4005 | 63.98% | 2017-09-12 11:00 | 9 | 12 | 11 | 9 | 12 | 10 | 19.605 | 19.605 | 0 | 19.605 | 19.605 | 0
[48 empty] | 2017-10-13 12:00 | 10 | 13 | 12 | 629.5555 | 63.59% | 2017-09-12 12:00 | 9 | 12 | 12 | 9 | 12 | 11 | 19.9575 | 19.9375 | 0 | 19.9375 | 19.9575 | 0
[48 empty] | 2017-10-13 13:00 | 10 | 13 | 13 | 853.3868 | 86.2% | 2017-09-12 13:00 | 9 | 12 | 13 | 9 | 12 | 12 | 20.465 | 20.1875 | 0 | 20.18 | 20.4425 | 0
[48 empty] | 2017-10-13 14:00 | 10 | 13 | 14 | 822.725 | 83.1% | 2017-09-12 14:00 | 9 | 12 | 14 | 9 | 12 | 13 | 20.9975 | 20.28 | 0 | 20.2675 | 20.94 | 0
[48 empty] | 2017-10-13 15:00 | 10 | 13 | 15 | 791.7204 | 79.97% | 2017-09-12 15:00 | 9 | 12 | 15 | 9 | 12 | 14 | 22.835 | 22.49 | 0 | 22.4825 | 22.8075 | 0
[48 empty] | 2017-10-13 16:00 | 10 | 13 | 16 | 313.0077 | 31.62% | 2017-09-12 16:00 | 9 | 12 | 16 | 9 | 12 | 15 | 26.255 | 26.845 | 0 | 26.85 | 26.295 | 0
[48 empty] | 2017-10-13 17:00 | 10 | 13 | 17 | 0 | 0% | 2017-09-12 17:00 | 9 | 12 | 17 | 9 | 12 | 16 | 28.26 | 28.5825 | 0 | 28.585 | 28.2825 | 0
[48 empty] | 2017-10-13 18:00 | 10 | 13 | 18 | 0 | 0% | 2017-09-12 18:00 | 9 | 12 | 18 | 9 | 12 | 17 | 26.44 | 27.0325 | 0 | 27.05 | 26.5625 | 0
[48 empty] | 2017-10-13 19:00 | 10 | 13 | 19 | 0 | 0% | 2017-09-12 19:00 | 9 | 12 | 19 | 9 | 12 | 18 | 23.715 | 23.495 | 0 | 23.6025 | 24.55 | 0
[48 empty] | 2017-10-13 20:00 | 10 | 13 | 20 | 0 | 0% | 2017-09-12 20:00 | 9 | 12 | 20 | 9 | 12 | 19 | 23.435 | 20.425 | 0 | 20.675 | 25.43 | 0
[48 empty] | 2017-10-13 21:00 | 10 | 13 | 21 | 0 | 0% | 2017-09-12 21:00 | 9 | 12 | 21 | 9 | 12 | 20 | 20.825 | 20.8225 | 0 | 20.8225 | 20.8275 | 0
[48 empty] | 2017-10-13 22:00 | 10 | 13 | 22 | 0 | 0% | 2017-09-12 22:00 | 9 | 12 | 22 | 9 | 12 | 21 | 20.18 | 20.0625 | 0 | 20.075 | 20.1525 | 0
[48 empty] | 2017-10-13 23:00 | 10 | 13 | 23 | 0 | 0% | 2017-09-12 23:00 | 9 | 12 | 23 | 9 | 12 | 22 | 19.285 | 19.285 | 0 | 19.285 | 19.285 | 0
[48 empty] | 2017-10-14 | 10 | 14 | 0 | 0 | 0% | 2017-09-13 | 9 | 13 | 0 | 9 | 12 | 23 | 18.0775 | 18.0775 | 0 | 18.0775 | 18.0775 | 0
[48 empty] | 2017-10-14 01:00 | 10 | 14 | 1 | 0 | 0% | 2017-09-13 01:00 | 9 | 13 | 1 | 9 | 13 | 0 | 18.1725 | 18.1725 | 0 | 18.1725 | 18.1725 | 0
[48 empty] | 2017-10-14 02:00 | 10 | 14 | 2 | 0 | 0% | 2017-09-13 02:00 | 9 | 13 | 2 | 9 | 13 | 1 | 17.46 | 17.46 | 0 | 17.46 | 17.46 | 0
[48 empty] | 2017-10-14 03:00 | 10 | 14 | 3 | 0 | 0% | 2017-09-13 03:00 | 9 | 13 | 3 | 9 | 13 | 2 | 16.9925 | 16.9925 | 0 | 16.9925 | 16.9925 | 0
[48 empty] | 2017-10-14 04:00 | 10 | 14 | 4 | 0 | 0% | 2017-09-13 04:00 | 9 | 13 | 4 | 9 | 13 | 3 | 16.765 | 16.765 | 0 | 16.765 | 16.765 | 0
[48 empty] | 2017-10-14 05:00 | 10 | 14 | 5 | 0 | 0% | 2017-09-13 05:00 | 9 | 13 | 5 | 9 | 13 | 4 | 16.7875 | 16.7875 | 0 | 16.7875 | 16.7875 | 0
[48 empty] | 2017-10-14 06:00 | 10 | 14 | 6 | 214.4544 | 21.66% | 2017-09-13 06:00 | 9 | 13 | 6 | 9 | 13 | 5 | 17.47 | 17.47 | 0 | 17.47 | 17.47 | 0
[48 empty] | 2017-10-14 07:00 | 10 | 14 | 7 | 856.8495 | 86.55% | 2017-09-13 07:00 | 9 | 13 | 7 | 9 | 13 | 6 | 18.645 | 18.645 | 0 | 18.645 | 18.645 | 0
[48 empty] | 2017-10-14 08:00 | 10 | 14 | 8 | 944.6105 | 95.42% | 2017-09-13 08:00 | 9 | 13 | 8 | 9 | 13 | 7 | 18.5525 | 18.5525 | 0 | 18.5525 | 18.5525 | 0
[48 empty] | 2017-10-14 09:00 | 10 | 14 | 9 | 910.4587 | 91.97% | 2017-09-13 09:00 | 9 | 13 | 9 | 9 | 13 | 8 | 18.385 | 18.3825 | 0 | 18.3825 | 18.385 | 0
[48 empty] | 2017-10-14 10:00 | 10 | 14 | 10 | 880.0195 | 88.89% | 2017-09-13 10:00 | 9 | 13 | 10 | 9 | 13 | 9 | 19.895 | 19.8925 | 0 | 19.8925 | 19.8925 | 0
[48 empty] | 2017-10-14 11:00 | 10 | 14 | 11 | 830.8509 | 83.92% | 2017-09-13 11:00 | 9 | 13 | 11 | 9 | 13 | 10 | 19.8575 | 19.855 | 0 | 19.855 | 19.8575 | 0
[48 empty] | 2017-10-14 12:00 | 10 | 14 | 12 | 825.5502 | 83.39% | 2017-09-13 12:00 | 9 | 13 | 12 | 9 | 13 | 11 | 20.1175 | 19.81 | 0 | 19.8125 | 20.0425 | 0
[48 empty] | 2017-10-14 13:00 | 10 | 14 | 13 | 842.8158 | 85.13% | 2017-09-13 13:00 | 9 | 13 | 13 | 9 | 13 | 12 | 20.49 | 20.795 | 0 | 20.8 | 20.5075 | 0
[48 empty] | 2017-10-14 14:00 | 10 | 14 | 14 | 856.6327 | 86.53% | 2017-09-13 14:00 | 9 | 13 | 14 | 9 | 13 | 13 | 26.2375 | 23.5775 | 0 | 23.63 | 26.575 | 0
[48 empty] | 2017-10-14 15:00 | 10 | 14 | 15 | 770.8917 | 77.87% | 2017-09-13 15:00 | 9 | 13 | 15 | 9 | 13 | 14 | 29.275 | 28.285 | 0 | 28.3075 | 29.27 | 0
[48 empty] | 2017-10-14 16:00 | 10 | 14 | 16 | 313.7137 | 31.69% | 2017-09-13 16:00 | 9 | 13 | 16 | 9 | 13 | 15 | 31.095 | 30.995 | 0 | 30.995 | 31.0725 | 0
[48 empty] | 2017-10-14 17:00 | 10 | 14 | 17 | 0 | 0% | 2017-09-13 17:00 | 9 | 13 | 17 | 9 | 13 | 16 | 32.5375 | 32.86 | 0 | 32.865 | 32.555 | 0
[48 empty] | 2017-10-14 18:00 | 10 | 14 | 18 | 0 | 0% | 2017-09-13 18:00 | 9 | 13 | 18 | 9 | 13 | 17 | 28.955 | 29.0975 | 0 | 29.115 | 29.1125 | 0
[48 empty] | 2017-10-14 19:00 | 10 | 14 | 19 | 0 | 0% | 2017-09-13 19:00 | 9 | 13 | 19 | 9 | 13 | 18 | 25.7725 | 25.67 | 0 | 25.7225 | 26.325 | 0
[48 empty] | 2017-10-14 20:00 | 10 | 14 | 20 | 0 | 0% | 2017-09-13 20:00 | 9 | 13 | 20 | 9 | 13 | 19 | 21.295 | 21.25 | 0 | 21.25 | 21.2875 | 0
[48 empty] | 2017-10-14 21:00 | 10 | 14 | 21 | 0 | 0% | 2017-09-13 21:00 | 9 | 13 | 21 | 9 | 13 | 20 | 21.25 | 20.2825 | 0 | 20.3825 | 21.3525 | 0
[48 empty] | 2017-10-14 22:00 | 10 | 14 | 22 | 0 | 0% | 2017-09-13 22:00 | 9 | 13 | 22 | 9 | 13 | 21 | 20.79 | 18.93 | 0 | 19.085 | 20.5025 | 0
[48 empty] | 2017-10-14 23:00 | 10 | 14 | 23 | 0 | 0% | 2017-09-13 23:00 | 9 | 13 | 23 | 9 | 13 | 22 | 19.355 | 18.75 | 0 | 18.7975 | 19.2375 | 0
[48 empty] | 2017-10-15 | 10 | 15 | 0 | 0 | 0% | 2017-09-14 | 9 | 14 | 0 | 9 | 13 | 23 | 18.9025 | 18.8725 | 0 | 18.8725 | 18.9 | 0
[48 empty] | 2017-10-15 01:00 | 10 | 15 | 1 | 0 | 0% | 2017-09-14 01:00 | 9 | 14 | 1 | 9 | 14 | 0 | 17.865 | 17.8525 | 0 | 17.8525 | 17.865 | 0
[48 empty] | 2017-10-15 02:00 | 10 | 15 | 2 | 0 | 0% | 2017-09-14 02:00 | 9 | 14 | 2 | 9 | 14 | 1 | 17.24 | 17.225 | 0 | 17.225 | 17.24 | 0
[48 empty] | 2017-10-15 03:00 | 10 | 15 | 3 | 0 | 0% | 2017-09-14 03:00 | 9 | 14 | 3 | 9 | 14 | 2 | 16.84 | 16.83 | 0 | 16.83 | 16.84 | 0
[48 empty] | 2017-10-15 04:00 | 10 | 15 | 4 | 0 | 0% | 2017-09-14 04:00 | 9 | 14 | 4 | 9 | 14 | 3 | 16.68 | 16.6725 | 0 | 16.67 | 16.68 | 0
[48 empty] | 2017-10-15 05:00 | 10 | 15 | 5 | 0 | 0% | 2017-09-14 05:00 | 9 | 14 | 5 | 9 | 14 | 4 | 16.935 | 16.9275 | 0 | 16.9275 | 16.935 | 0
[48 empty] | 2017-10-15 06:00 | 10 | 15 | 6 | 0 | 0% | 2017-09-14 06:00 | 9 | 14 | 6 | 9 | 14 | 5 | 18.05 | 18.0475 | 0 | 18.0475 | 18.05 | 0
[48 empty] | 2017-10-15 07:00 | 10 | 15 | 7 | 852.1158 | 86.07% | 2017-09-14 07:00 | 9 | 14 | 7 | 9 | 14 | 6 | 19.91 | 19.91 | 0 | 19.91 | 19.91 | 0
[48 empty] | 2017-10-15 08:00 | 10 | 15 | 8 | 935.8472 | 94.53% | 2017-09-14 08:00 | 9 | 14 | 8 | 9 | 14 | 7 | 19.255 | 19.255 | 0 | 19.255 | 19.255 | 0
[48 empty] | 2017-10-15 09:00 | 10 | 15 | 9 | 907.69 | 91.69% | 2017-09-14 09:00 | 9 | 14 | 9 | 9 | 14 | 8 | 18.9175 | 18.9175 | 0 | 18.9175 | 18.9175 | 0
[48 empty] | 2017-10-15 10:00 | 10 | 15 | 10 | 850.6538 | 85.92% | 2017-09-14 10:00 | 9 | 14 | 10 | 9 | 14 | 9 | 20.0325 | 20.0175 | 0 | 20.0175 | 20.03 | 0
[48 empty] | 2017-10-15 11:00 | 10 | 15 | 11 | 802.1388 | 81.02% | 2017-09-14 11:00 | 9 | 14 | 11 | 9 | 14 | 10 | 20.9675 | 20.8 | 0 | 20.8125 | 20.9375 | 0
[48 empty] | 2017-10-15 12:00 | 10 | 15 | 12 | 811.2728 | 81.95% | 2017-09-14 12:00 | 9 | 14 | 12 | 9 | 14 | 11 | 22.4075 | 21.64 | 0 | 21.6925 | 22.2625 | 0
[48 empty] | 2017-10-15 13:00 | 10 | 15 | 13 | 842.9021 | 85.14% | 2017-09-14 13:00 | 9 | 14 | 13 | 9 | 14 | 12 | 30.0825 | 30.3175 | 0 | 30.3225 | 30.0925 | 0
[48 empty] | 2017-10-15 14:00 | 10 | 15 | 14 | 869.5221 | 87.83% | 2017-09-14 14:00 | 9 | 14 | 14 | 9 | 14 | 13 | 46.5625 | 46.4925 | 0 | 46.5075 | 46.5525 | 0
[48 empty] | 2017-10-15 15:00 | 10 | 15 | 15 | 795.6174 | 80.37% | 2017-09-14 15:00 | 9 | 14 | 15 | 9 | 14 | 14 | 28.935 | 28.44 | 0 | 28.545 | 28.8375 | 0
[48 empty] | 2017-10-15 16:00 | 10 | 15 | 16 | 301.4846 | 30.45% | 2017-09-14 16:00 | 9 | 14 | 16 | 9 | 14 | 15 | 37.6825 | 41.275 | 0 | 47.9075 | 37.3925 | 0
[48 empty] | 2017-10-15 17:00 | 10 | 15 | 17 | 0 | 0% | 2017-09-14 17:00 | 9 | 14 | 17 | 9 | 14 | 16 | 33.1425 | 34.505 | 0 | 36.97 | 33.0325 | 0
[48 empty] | 2017-10-15 18:00 | 10 | 15 | 18 | 0 | 0% | 2017-09-14 18:00 | 9 | 14 | 18 | 9 | 14 | 17 | 30.33 | 31.2675 | 0 | 32.8425 | 30.2675 | 0
[48 empty] | 2017-10-15 19:00 | 10 | 15 | 19 | 0 | 0% | 2017-09-14 19:00 | 9 | 14 | 19 | 9 | 14 | 18 | 28.19 | 28.5125 | 0 | 28.6775 | 28.3975 | 0
[48 empty] | 2017-10-15 20:00 | 10 | 15 | 20 | 0 | 0% | 2017-09-14 20:00 | 9 | 14 | 20 | 9 | 14 | 19 | 52.88 | 64.1275 | 0 | 64.0525 | 63.1925 | 0
[48 empty] | 2017-10-15 21:00 | 10 | 15 | 21 | 0 | 0% | 2017-09-14 21:00 | 9 | 14 | 21 | 9 | 14 | 20 | 27.7525 | 28.885 | 0 | 28.8875 | 28.8725 | 0
[48 empty] | 2017-10-15 22:00 | 10 | 15 | 22 | 0 | 0% | 2017-09-14 22:00 | 9 | 14 | 22 | 9 | 14 | 21 | 93.475 | 28.405 | 0 | 34.985 | 104.2875 | 0
[48 empty] | 2017-10-15 23:00 | 10 | 15 | 23 | 0 | 0% | 2017-09-14 23:00 | 9 | 14 | 23 | 9 | 14 | 22 | 22.05 | 21.7175 | 0 | 21.74 | 22.2325 | 0
[48 empty] | 2017-10-16 | 10 | 16 | 0 | 0 | 0% | 2017-09-15 | 9 | 15 | 0 | 9 | 14 | 23 | 20.4075 | 20.2675 | 0 | 20.265 | 20.395 | 0
[48 empty] | 2017-10-16 01:00 | 10 | 16 | 1 | 0 | 0% | 2017-09-15 01:00 | 9 | 15 | 1 | 9 | 15 | 0 | 18.4275 | 18.41 | 0 | 18.41 | 18.4275 | 0
[48 empty] | 2017-10-16 02:00 | 10 | 16 | 2 | 0 | 0% | 2017-09-15 02:00 | 9 | 15 | 2 | 9 | 15 | 1 | 17.4825 | 17.47 | 0 | 17.4675 | 17.4825 | 0
[48 empty] | 2017-10-16 03:00 | 10 | 16 | 3 | 0 | 0% | 2017-09-15 03:00 | 9 | 15 | 3 | 9 | 15 | 2 | 17.025 | 17.0075 | 0 | 17.0075 | 17.0225 | 0
[48 empty] | 2017-10-16 04:00 | 10 | 16 | 4 | 0 | 0% | 2017-09-15 04:00 | 9 | 15 | 4 | 9 | 15 | 3 | 16.5575 | 16.545 | 0 | 16.545 | 16.5575 | 0
[48 empty] | 2017-10-16 05:00 | 10 | 16 | 5 | 0 | 0% | 2017-09-15 05:00 | 9 | 15 | 5 | 9 | 15 | 4 | 16.8625 | 16.8475 | 0 | 16.8475 | 16.8625 | 0
[48 empty] | 2017-10-16 06:00 | 10 | 16 | 6 | 0 | 0% | 2017-09-15 06:00 | 9 | 15 | 6 | 9 | 15 | 5 | 18.305 | 18.295 | 0 | 18.295 | 18.305 | 0
[48 empty] | 2017-10-16 07:00 | 10 | 16 | 7 | 628.8182 | 63.52% | 2017-09-15 07:00 | 9 | 15 | 7 | 9 | 15 | 6 | 19.7075 | 19.6875 | 0 | 19.6875 | 19.7075 | 0
[48 empty] | 2017-10-16 08:00 | 10 | 16 | 8 | 833.8597 | 84.23% | 2017-09-15 08:00 | 9 | 15 | 8 | 9 | 15 | 7 | 19.3175 | 19.2975 | 0 | 19.2975 | 19.3175 | 0
[48 empty] | 2017-10-16 09:00 | 10 | 16 | 9 | 807.67 | 81.58% | 2017-09-15 09:00 | 9 | 15 | 9 | 9 | 15 | 8 | 19.935 | 19.925 | 0 | 19.925 | 19.935 | 0
[48 empty] | 2017-10-16 10:00 | 10 | 16 | 10 | 860.257 | 86.89% | 2017-09-15 10:00 | 9 | 15 | 10 | 9 | 15 | 9 | 20.38 | 20.0825 | 0 | 20.1 | 20.3225 | 0
[48 empty] | 2017-10-16 11:00 | 10 | 16 | 11 | 821.3564 | 82.97% | 2017-09-15 11:00 | 9 | 15 | 11 | 9 | 15 | 10 | 23.52 | 20.27 | 0 | 20.485 | 22.885 | 0
[48 empty] | 2017-10-16 12:00 | 10 | 16 | 12 | 837.1671 | 84.56% | 2017-09-15 12:00 | 9 | 15 | 12 | 9 | 15 | 11 | 21.8425 | 20.6075 | 0 | 20.6875 | 21.5975 | 0
[48 empty] | 2017-10-16 13:00 | 10 | 16 | 13 | 857.5184 | 86.62% | 2017-09-15 13:00 | 9 | 15 | 13 | 9 | 15 | 12 | 22.92 | 20.7875 | 0 | 20.9275 | 22.4925 | 0
[48 empty] | 2017-10-16 14:00 | 10 | 16 | 14 | 881.0627 | 89% | 2017-09-15 14:00 | 9 | 15 | 14 | 9 | 15 | 13 | 66.1225 | 30.325 | 0 | 31.1475 | 58.985 | 0
[48 empty] | 2017-10-16 15:00 | 10 | 16 | 15 | 798.8732 | 80.69% | 2017-09-15 15:00 | 9 | 15 | 15 | 9 | 15 | 14 | 32.4175 | 31.5 | 0 | 31.5075 | 32.275 | 0
[48 empty] | 2017-10-16 16:00 | 10 | 16 | 16 | 296.2833 | 29.93% | 2017-09-15 16:00 | 9 | 15 | 16 | 9 | 15 | 15 | 35.9475 | 32.1975 | 0 | 32.945 | 35.09 | 0
[48 empty] | 2017-10-16 17:00 | 10 | 16 | 17 | 0 | 0% | 2017-09-15 17:00 | 9 | 15 | 17 | 9 | 15 | 16 | 35.8125 | 35.56 | 0 | 36.725 | 35.595 | 0
[48 empty] | 2017-10-16 18:00 | 10 | 16 | 18 | 0 | 0% | 2017-09-15 18:00 | 9 | 15 | 18 | 9 | 15 | 17 | 32.05 | 32.285 | 0 | 32.9325 | 32.025 | 0
[48 empty] | 2017-10-16 19:00 | 10 | 16 | 19 | 0 | 0% | 2017-09-15 19:00 | 9 | 15 | 19 | 9 | 15 | 18 | 29.6925 | 29.655 | 0 | 29.74 | 29.685 | 0
[48 empty] | 2017-10-16 20:00 | 10 | 16 | 20 | 0 | 0% | 2017-09-15 20:00 | 9 | 15 | 20 | 9 | 15 | 19 | 28.4075 | 28.46 | 0 | 28.4425 | 28.5675 | 0
[48 empty] | 2017-10-16 21:00 | 10 | 16 | 21 | 0 | 0% | 2017-09-15 21:00 | 9 | 15 | 21 | 9 | 15 | 20 | 22.3925 | 21.785 | 0 | 21.8275 | 22.2775 | 0
[48 empty] | 2017-10-16 22:00 | 10 | 16 | 22 | 0 | 0% | 2017-09-15 22:00 | 9 | 15 | 22 | 9 | 15 | 21 | 21.3025 | 20.535 | 0 | 20.59 | 21.145 | 0
[48 empty] | 2017-10-16 23:00 | 10 | 16 | 23 | 0 | 0% | 2017-09-15 23:00 | 9 | 15 | 23 | 9 | 15 | 22 | 22.3525 | 20.29 | 0 | 20.435 | 21.925 | 0
[48 empty] | 2017-10-17 | 10 | 17 | 0 | 0 | 0% | 2017-09-16 | 9 | 16 | 0 | 9 | 15 | 23 | 20.8625 | 19.99 | 0 | 20.0525 | 20.685 | 0
[48 empty] | 2017-10-17 01:00 | 10 | 17 | 1 | 0 | 0% | 2017-09-16 01:00 | 9 | 16 | 1 | 9 | 16 | 0 | 20.29 | 18.4275 | 0 | 18.5625 | 19.9075 | 0
[48 empty] | 2017-10-17 02:00 | 10 | 17 | 2 | 0 | 0% | 2017-09-16 02:00 | 9 | 16 | 2 | 9 | 16 | 1 | 18.5025 | 17.41 | 0 | 17.485 | 18.28 | 0
[48 empty] | 2017-10-17 03:00 | 10 | 17 | 3 | 0 | 0% | 2017-09-16 03:00 | 9 | 16 | 3 | 9 | 16 | 2 | 17.2075 | 16.7775 | 0 | 16.805 | 17.1225 | 0
[48 empty] | 2017-10-17 04:00 | 10 | 17 | 4 | 0 | 0% | 2017-09-16 04:00 | 9 | 16 | 4 | 9 | 16 | 3 | 16.915 | 16.8875 | 0 | 16.8875 | 16.9075 | 0
[48 empty] | 2017-10-17 05:00 | 10 | 17 | 5 | 0 | 0% | 2017-09-16 05:00 | 9 | 16 | 5 | 9 | 16 | 4 | 16.725 | 16.725 | 0 | 16.725 | 16.725 | 0
[48 empty] | 2017-10-17 06:00 | 10 | 17 | 6 | 0 | 0% | 2017-09-16 06:00 | 9 | 16 | 6 | 9 | 16 | 5 | 17.3225 | 17.3175 | 0 | 17.3175 | 17.3225 | 0
[48 empty] | 2017-10-17 07:00 | 10 | 17 | 7 | 140.2872 | 14.17% | 2017-09-16 07:00 | 9 | 16 | 7 | 9 | 16 | 6 | 17.875 | 17.865 | 0 | 17.865 | 17.87 | 0
[48 empty] | 2017-10-17 08:00 | 10 | 17 | 8 | 86.6389 | 8.751% | 2017-09-16 08:00 | 9 | 16 | 8 | 9 | 16 | 7 | 17.8675 | 17.865 | 0 | 17.865 | 17.8675 | 0
[48 empty] | 2017-10-17 09:00 | 10 | 17 | 9 | 219.3602 | 22.16% | 2017-09-16 09:00 | 9 | 16 | 9 | 9 | 16 | 8 | 19.8725 | 18.83 | 0 | 18.9025 | 19.66 | 0
[48 empty] | 2017-10-17 10:00 | 10 | 17 | 10 | 381.4724 | 38.53% | 2017-09-16 10:00 | 9 | 16 | 10 | 9 | 16 | 9 | 21.0975 | 20.1 | 0 | 20.1675 | 20.895 | 0
[48 empty] | 2017-10-17 11:00 | 10 | 17 | 11 | 560.2548 | 56.59% | 2017-09-16 11:00 | 9 | 16 | 11 | 9 | 16 | 10 | 23.355 | 21.5325 | 0 | 21.65 | 22.98 | 0
[48 empty] | 2017-10-17 12:00 | 10 | 17 | 12 | 475.1651 | 48% | 2017-09-16 12:00 | 9 | 16 | 12 | 9 | 16 | 11 | 24.53 | 21.895 | 0 | 22.0225 | 23.9925 | 0
[48 empty] | 2017-10-17 13:00 | 10 | 17 | 13 | 272.834 | 27.56% | 2017-09-16 13:00 | 9 | 16 | 13 | 9 | 16 | 12 | 35.2875 | 34.805 | 0 | 34.8125 | 35.1975 | 0
[48 empty] | 2017-10-17 14:00 | 10 | 17 | 14 | 193.0715 | 19.5% | 2017-09-16 14:00 | 9 | 16 | 14 | 9 | 16 | 13 | 56.0425 | 56.0775 | 0 | 56.08 | 56.0725 | 0
[48 empty] | 2017-10-17 15:00 | 10 | 17 | 15 | 73.4976 | 7.424% | 2017-09-16 15:00 | 9 | 16 | 15 | 9 | 16 | 14 | 34.8525 | 35.045 | 0 | 35.045 | 34.885 | 0
[48 empty] | 2017-10-17 16:00 | 10 | 17 | 16 | 36.9289 | 3.73% | 2017-09-16 16:00 | 9 | 16 | 16 | 9 | 16 | 15 | 174.15 | 176.2325 | 0 | 176.2175 | 174.6475 | 0
[48 empty] | 2017-10-17 17:00 | 10 | 17 | 17 | 0 | 0% | 2017-09-16 17:00 | 9 | 16 | 17 | 9 | 16 | 16 | 42.62 | 43.255 | 0 | 43.265 | 42.695 | 0
[48 empty] | 2017-10-17 18:00 | 10 | 17 | 18 | 0 | 0% | 2017-09-16 18:00 | 9 | 16 | 18 | 9 | 16 | 17 | 30.0625 | 30.6175 | 0 | 30.6275 | 30.1075 | 0
[48 empty] | 2017-10-17 19:00 | 10 | 17 | 19 | 0 | 0% | 2017-09-16 19:00 | 9 | 16 | 19 | 9 | 16 | 18 | 31.8 | 31.925 | 0 | 31.925 | 31.82 | 0
[48 empty] | 2017-10-17 20:00 | 10 | 17 | 20 | 0 | 0% | 2017-09-16 20:00 | 9 | 16 | 20 | 9 | 16 | 19 | 26.23 | 26.7075 | 0 | 26.705 | 26.69 | 0
[48 empty] | 2017-10-17 21:00 | 10 | 17 | 21 | 0 | 0% | 2017-09-16 21:00 | 9 | 16 | 21 | 9 | 16 | 20 | 25.2325 | 25.7775 | 0 | 25.78 | 25.805 | 0
[48 empty] | 2017-10-17 22:00 | 10 | 17 | 22 | 0 | 0% | 2017-09-16 22:00 | 9 | 16 | 22 | 9 | 16 | 21 | 23.3 | 23.1675 | 0 | 23.18 | 23.3375 | 0
[48 empty] | 2017-10-17 23:00 | 10 | 17 | 23 | 0 | 0% | 2017-09-16 23:00 | 9 | 16 | 23 | 9 | 16 | 22 | 23.305 | 22.425 | 0 | 22.4825 | 23.125 | 0
[48 empty] | 2017-10-18 | 10 | 18 | 0 | 0 | 0% | 2017-09-17 | 9 | 17 | 0 | 9 | 16 | 23 | 25.485 | 24.945 | 0 | 24.985 | 25.375 | 0
[48 empty] | 2017-10-18 01:00 | 10 | 18 | 1 | 0 | 0% | 2017-09-17 01:00 | 9 | 17 | 1 | 9 | 17 | 0 | 21.315 | 20.605 | 0 | 20.65 | 21.1675 | 0
[48 empty] | 2017-10-18 02:00 | 10 | 18 | 2 | 0 | 0% | 2017-09-17 02:00 | 9 | 17 | 2 | 9 | 17 | 1 | 20.38 | 20.2325 | 0 | 20.2425 | 20.35 | 0
[48 empty] | 2017-10-18 03:00 | 10 | 18 | 3 | 0 | 0% | 2017-09-17 03:00 | 9 | 17 | 3 | 9 | 17 | 2 | 19.36 | 19.36 | 0 | 19.36 | 19.36 | 0
[48 empty] | 2017-10-18 04:00 | 10 | 18 | 4 | 0 | 0% | 2017-09-17 04:00 | 9 | 17 | 4 | 9 | 17 | 3 | 18.8425 | 18.84 | 0 | 18.84 | 18.84 | 0
[48 empty] | 2017-10-18 05:00 | 10 | 18 | 5 | 0 | 0% | 2017-09-17 05:00 | 9 | 17 | 5 | 9 | 17 | 4 | 18.39 | 18.3825 | 0 | 18.3825 | 18.39 | 0
[48 empty] | 2017-10-18 06:00 | 10 | 18 | 6 | 0 | 0% | 2017-09-17 06:00 | 9 | 17 | 6 | 9 | 17 | 5 | 17.9425 | 17.935 | 0 | 17.935 | 17.9425 | 0
[48 empty] | 2017-10-18 07:00 | 10 | 18 | 7 | 257.5362 | 26.01% | 2017-09-17 07:00 | 9 | 17 | 7 | 9 | 17 | 6 | 17.7875 | 17.7875 | 0 | 17.7875 | 17.7875 | 0
[48 empty] | 2017-10-18 08:00 | 10 | 18 | 8 | 273.0854 | 27.58% | 2017-09-17 08:00 | 9 | 17 | 8 | 9 | 17 | 7 | 17.255 | 17.255 | 0 | 17.255 | 17.255 | 0
[48 empty] | 2017-10-18 09:00 | 10 | 18 | 9 | 714.6749 | 72.19% | 2017-09-17 09:00 | 9 | 17 | 9 | 9 | 17 | 8 | 18.1 | 18.1 | 0 | 18.1 | 18.1 | 0
[48 empty] | 2017-10-18 10:00 | 10 | 18 | 10 | 826.6021 | 83.5% | 2017-09-17 10:00 | 9 | 17 | 10 | 9 | 17 | 9 | 19.7125 | 19.7125 | 0 | 19.7125 | 19.7125 | 0
[48 empty] | 2017-10-18 11:00 | 10 | 18 | 11 | 752.4561 | 76.01% | 2017-09-17 11:00 | 9 | 17 | 11 | 9 | 17 | 10 | 20.4775 | 20.4775 | 0 | 20.4775 | 20.4775 | 0
[48 empty] | 2017-10-18 12:00 | 10 | 18 | 12 | 813.7686 | 82.2% | 2017-09-17 12:00 | 9 | 17 | 12 | 9 | 17 | 11 | 23.555 | 23.54 | 0 | 23.54 | 23.555 | 0
[48 empty] | 2017-10-18 13:00 | 10 | 18 | 13 | 830.4046 | 83.88% | 2017-09-17 13:00 | 9 | 17 | 13 | 9 | 17 | 12 | 34.8 | 34.7775 | 0 | 34.7775 | 34.795 | 0
[48 empty] | 2017-10-18 14:00 | 10 | 18 | 14 | 653.1501 | 65.97% | 2017-09-17 14:00 | 9 | 17 | 14 | 9 | 17 | 13 | 38.4925 | 38.615 | 0 | 38.6125 | 38.53 | 0
[48 empty] | 2017-10-18 15:00 | 10 | 18 | 15 | 283.8656 | 28.67% | 2017-09-17 15:00 | 9 | 17 | 15 | 9 | 17 | 14 | 30.095 | 30.115 | 0 | 30.115 | 30.1025 | 0
[48 empty] | 2017-10-18 16:00 | 10 | 18 | 16 | 41.0332 | 4.145% | 2017-09-17 16:00 | 9 | 17 | 16 | 9 | 17 | 15 | 31.485 | 31.51 | 0 | 31.51 | 31.4925 | 0
[48 empty] | 2017-10-18 17:00 | 10 | 18 | 17 | 0 | 0% | 2017-09-17 17:00 | 9 | 17 | 17 | 9 | 17 | 16 | 32.315 | 32.895 | 0 | 33.875 | 32.29 | 0
[48 empty] | 2017-10-18 18:00 | 10 | 18 | 18 | 0 | 0% | 2017-09-17 18:00 | 9 | 17 | 18 | 9 | 17 | 17 | 28.7975 | 29.905 | 0 | 31.8175 | 28.73 | 0
[48 empty] | 2017-10-18 19:00 | 10 | 18 | 19 | 0 | 0% | 2017-09-17 19:00 | 9 | 17 | 19 | 9 | 17 | 18 | 27.6075 | 28.1925 | 0 | 29.1275 | 27.58 | 0
[48 empty] | 2017-10-18 20:00 | 10 | 18 | 20 | 0 | 0% | 2017-09-17 20:00 | 9 | 17 | 20 | 9 | 17 | 19 | 24.3325 | 24.9825 | 0 | 24.9775 | 24.925 | 0
[48 empty] | 2017-10-18 21:00 | 10 | 18 | 21 | 0 | 0% | 2017-09-17 21:00 | 9 | 17 | 21 | 9 | 17 | 20 | 24.0825 | 23.98 | 0 | 24.0025 | 24.2075 | 0
[48 empty] | 2017-10-18 22:00 | 10 | 18 | 22 | 0 | 0% | 2017-09-17 22:00 | 9 | 17 | 22 | 9 | 17 | 21 | 21.3025 | 20.4125 | 0 | 20.47 | 21.1125 | 0
[48 empty] | 2017-10-18 23:00 | 10 | 18 | 23 | 0 | 0% | 2017-09-17 23:00 | 9 | 17 | 23 | 9 | 17 | 22 | 20.8675 | 20.2325 | 0 | 20.2775 | 20.7325 | 0
[48 empty] | 2017-10-19 | 10 | 19 | 0 | 0 | 0% | 2017-09-18 | 9 | 18 | 0 | 9 | 17 | 23 | 20.1675 | 19.7775 | 0 | 19.8075 | 20.075 | 0
[48 empty] | 2017-10-19 01:00 | 10 | 19 | 1 | 0 | 0% | 2017-09-18 01:00 | 9 | 18 | 1 | 9 | 18 | 0 | 18.98 | 18.9775 | 0 | 18.9775 | 18.98 | 0
[48 empty] | 2017-10-19 02:00 | 10 | 19 | 2 | 0 | 0% | 2017-09-18 02:00 | 9 | 18 | 2 | 9 | 18 | 1 | 17.865 | 17.8325 | 0 | 17.835 | 17.8575 | 0
[48 empty] | 2017-10-19 03:00 | 10 | 19 | 3 | 0 | 0% | 2017-09-18 03:00 | 9 | 18 | 3 | 9 | 18 | 2 | 17.575 | 17.575 | 0 | 17.575 | 17.575 | 0
[48 empty] | 2017-10-19 04:00 | 10 | 19 | 4 | 0 | 0% | 2017-09-18 04:00 | 9 | 18 | 4 | 9 | 18 | 3 | 17.865 | 17.865 | 0 | 17.865 | 17.865 | 0
[48 empty] | 2017-10-19 05:00 | 10 | 19 | 5 | 0 | 0% | 2017-09-18 05:00 | 9 | 18 | 5 | 9 | 18 | 4 | 18.0775 | 18.0775 | 0 | 18.0775 | 18.0775 | 0
[48 empty] | 2017-10-19 06:00 | 10 | 19 | 6 | 0 | 0% | 2017-09-18 06:00 | 9 | 18 | 6 | 9 | 18 | 5 | 19.2425 | 19.2425 | 0 | 19.2425 | 19.2425 | 0
[48 empty] | 2017-10-19 07:00 | 10 | 19 | 7 | 787.7987 | 79.58% | 2017-09-18 07:00 | 9 | 18 | 7 | 9 | 18 | 6 | 20.995 | 20.4425 | 0 | 20.4825 | 20.8875 | 0
[48 empty] | 2017-10-19 08:00 | 10 | 19 | 8 | 827.8738 | 83.62% | 2017-09-18 08:00 | 9 | 18 | 8 | 9 | 18 | 7 | 20.7675 | 20.2375 | 0 | 20.2725 | 20.665 | 0
[48 empty] | 2017-10-19 09:00 | 10 | 19 | 9 | 142.2836 | 14.37% | 2017-09-18 09:00 | 9 | 18 | 9 | 9 | 18 | 8 | 21.315 | 20.105 | 0 | 20.1775 | 21.0725 | 0
[48 empty] | 2017-10-19 10:00 | 10 | 19 | 10 | 490.1247 | 49.51% | 2017-09-18 10:00 | 9 | 18 | 10 | 9 | 18 | 9 | 21.39 | 20.0825 | 0 | 20.1625 | 21.13 | 0
[48 empty] | 2017-10-19 11:00 | 10 | 19 | 11 | 680.7724 | 68.76% | 2017-09-18 11:00 | 9 | 18 | 11 | 9 | 18 | 10 | 21.9125 | 20.0875 | 0 | 20.2 | 21.5475 | 0
[48 empty] | 2017-10-19 12:00 | 10 | 19 | 12 | 445.6462 | 45.01% | 2017-09-18 12:00 | 9 | 18 | 12 | 9 | 18 | 11 | 23.875 | 21.77 | 0 | 21.89 | 23.455 | 0
[48 empty] | 2017-10-19 13:00 | 10 | 19 | 13 | 140.1644 | 14.16% | 2017-09-18 13:00 | 9 | 18 | 13 | 9 | 18 | 12 | 29.63 | 28.0425 | 0 | 28.045 | 34.215 | 0
[48 empty] | 2017-10-19 14:00 | 10 | 19 | 14 | 317.2907 | 32.05% | 2017-09-18 14:00 | 9 | 18 | 14 | 9 | 18 | 13 | 29.275 | 29.285 | 0 | 29.305 | 29.28 | 0
[48 empty] | 2017-10-19 15:00 | 10 | 19 | 15 | 158.5798 | 16.02% | 2017-09-18 15:00 | 9 | 18 | 15 | 9 | 18 | 14 | 29.5675 | 28.67 | 0 | 35.5475 | 29.575 | 0
[48 empty] | 2017-10-19 16:00 | 10 | 19 | 16 | 23.1897 | 2.342% | 2017-09-18 16:00 | 9 | 18 | 16 | 9 | 18 | 15 | 30.7725 | 30.3925 | 0 | 36.5725 | 30.7425 | 0
[48 empty] | 2017-10-19 17:00 | 10 | 19 | 17 | 0 | 0% | 2017-09-18 17:00 | 9 | 18 | 17 | 9 | 18 | 16 | 34.2225 | 30.7025 | 0 | 52.945 | 33.455 | 0
[48 empty] | 2017-10-19 18:00 | 10 | 19 | 18 | 0 | 0% | 2017-09-18 18:00 | 9 | 18 | 18 | 9 | 18 | 17 | 36.9175 | 31.15 | 0 | 66.505 | 36.185 | 0
[48 empty] | 2017-10-19 19:00 | 10 | 19 | 19 | 0 | 0% | 2017-09-18 19:00 | 9 | 18 | 19 | 9 | 18 | 18 | 30.445 | 27.3375 | 0 | 49 | 30.7 | 0
[48 empty] | 2017-10-19 20:00 | 10 | 19 | 20 | 0 | 0% | 2017-09-18 20:00 | 9 | 18 | 20 | 9 | 18 | 19 | 27.755 | 26.1375 | 0 | 37.2975 | 27.885 | 0
[48 empty] | 2017-10-19 21:00 | 10 | 19 | 21 | 0 | 0% | 2017-09-18 21:00 | 9 | 18 | 21 | 9 | 18 | 20 | 22.6125 | 22.5625 | 0 | 22.9075 | 22.615 | 0
[48 empty] | 2017-10-19 22:00 | 10 | 19 | 22 | 0 | 0% | 2017-09-18 22:00 | 9 | 18 | 22 | 9 | 18 | 21 | 20.4675 | 20.5675 | 0 | 20.93 | 20.4575 | 0
[48 empty] | 2017-10-19 23:00 | 10 | 19 | 23 | 0 | 0% | 2017-09-18 23:00 | 9 | 18 | 23 | 9 | 18 | 22 | 20.555 | 19.4025 | 0 | 19.405 | 20.59 | 0
[48 empty] | 2017-10-20 | 10 | 20 | 0 | 0 | 0% | 2017-09-19 | 9 | 19 | 0 | 9 | 18 | 23 | 19.9275 | 18.56 | 0 | 20.0875 | 19.9575 | 0
[48 empty] | 2017-10-20 01:00 | 10 | 20 | 1 | 0 | 0% | 2017-09-19 01:00 | 9 | 19 | 1 | 9 | 19 | 0 | 20.88 | 18.5125 | 0 | 22.8 | 20.91 | 0
[48 empty] | 2017-10-20 02:00 | 10 | 20 | 2 | 0 | 0% | 2017-09-19 02:00 | 9 | 19 | 2 | 9 | 19 | 1 | 18.9225 | 16.86 | 0 | 16.855 | 18.9875 | 0
[48 empty] | 2017-10-20 03:00 | 10 | 20 | 3 | 0 | 0% | 2017-09-19 03:00 | 9 | 19 | 3 | 9 | 19 | 2 | 17.8775 | 16.65 | 0 | 16.6475 | 17.915 | 0
[48 empty] | 2017-10-20 04:00 | 10 | 20 | 4 | 0 | 0% | 2017-09-19 04:00 | 9 | 19 | 4 | 9 | 19 | 3 | 17.505 | 16.6425 | 0 | 16.64 | 17.5325 | 0
[48 empty] | 2017-10-20 05:00 | 10 | 20 | 5 | 0 | 0% | 2017-09-19 05:00 | 9 | 19 | 5 | 9 | 19 | 4 | 18.53 | 17.2325 | 0 | 17.23 | 18.57 | 0
[48 empty] | 2017-10-20 06:00 | 10 | 20 | 6 | 0 | 0% | 2017-09-19 06:00 | 9 | 19 | 6 | 9 | 19 | 5 | 20.5075 | 18.515 | 0 | 18.5125 | 20.565 | 0
[48 empty] | 2017-10-20 07:00 | 10 | 20 | 7 | 134.3974 | 13.58% | 2017-09-19 07:00 | 9 | 19 | 7 | 9 | 19 | 6 | 23.2475 | 20.2975 | 0 | 20.2875 | 23.3275 | 0
[48 empty] | 2017-10-20 08:00 | 10 | 20 | 8 | 804.0067 | 81.21% | 2017-09-19 08:00 | 9 | 19 | 8 | 9 | 19 | 7 | 20.595 | 20.41 | 0 | 20.4075 | 20.6025 | 0
[48 empty] | 2017-10-20 09:00 | 10 | 20 | 9 | 895.6749 | 90.47% | 2017-09-19 09:00 | 9 | 19 | 9 | 9 | 19 | 8 | 20.8025 | 20.8025 | 0 | 20.8025 | 20.8025 | 0
[48 empty] | 2017-10-20 10:00 | 10 | 20 | 10 | 820.2456 | 82.85% | 2017-09-19 10:00 | 9 | 19 | 10 | 9 | 19 | 9 | 20.595 | 20.5525 | 0 | 20.555 | 20.5875 | 0
[48 empty] | 2017-10-20 11:00 | 10 | 20 | 11 | 812.2152 | 82.04% | 2017-09-19 11:00 | 9 | 19 | 11 | 9 | 19 | 10 | 21.5375 | 20.4775 | 0 | 20.59 | 21.3125 | 0
[48 empty] | 2017-10-20 12:00 | 10 | 20 | 12 | 814.1322 | 82.24% | 2017-09-19 12:00 | 9 | 19 | 12 | 9 | 19 | 11 | 449.725 | 19.765 | 0 | 46.37 | 358.605 | 0
[48 empty] | 2017-10-20 13:00 | 10 | 20 | 13 | 839.5367 | 84.8% | 2017-09-19 13:00 | 9 | 19 | 13 | 9 | 19 | 12 | 25.345 | 26.5375 | 0 | 34.5125 | 25.16 | 0
[48 empty] | 2017-10-20 14:00 | 10 | 20 | 14 | 870.4139 | 87.92% | 2017-09-19 14:00 | 9 | 19 | 14 | 9 | 19 | 13 | 29.96 | 30.79 | 0 | 33.375 | 29.72 | 0
[48 empty] | 2017-10-20 15:00 | 10 | 20 | 15 | 774.5105 | 78.23% | 2017-09-19 15:00 | 9 | 19 | 15 | 9 | 19 | 14 | 36.4975 | 37.6775 | 0 | 39.61 | 36.33 | 0
[48 empty] | 2017-10-20 16:00 | 10 | 20 | 16 | 222.57 | 22.48% | 2017-09-19 16:00 | 9 | 19 | 16 | 9 | 19 | 15 | 71.3225 | 81.3525 | 0 | 99.345 | 70.765 | 0
[48 empty] | 2017-10-20 17:00 | 10 | 20 | 17 | 0 | 0% | 2017-09-19 17:00 | 9 | 19 | 17 | 9 | 19 | 16 | 31.015 | 45.685 | 0 | 68.7775 | 30.45 | 0
[48 empty] | 2017-10-20 18:00 | 10 | 20 | 18 | 0 | 0% | 2017-09-19 18:00 | 9 | 19 | 18 | 9 | 19 | 17 | 30.1075 | 34.8975 | 0 | 42.375 | 29.9075 | 0
[48 empty] | 2017-10-20 19:00 | 10 | 20 | 19 | 0 | 0% | 2017-09-19 19:00 | 9 | 19 | 19 | 9 | 19 | 18 | 30.5 | 31.73 | 0 | 33.555 | 30.4725 | 0
[48 empty] | 2017-10-20 20:00 | 10 | 20 | 20 | 0 | 0% | 2017-09-19 20:00 | 9 | 19 | 20 | 9 | 19 | 19 | 29.3425 | 30.865 | 0 | 34.565 | 29.4275 | 0
[48 empty] | 2017-10-20 21:00 | 10 | 20 | 21 | 0 | 0% | 2017-09-19 21:00 | 9 | 19 | 21 | 9 | 19 | 20 | 26.2725 | 36.7025 | 0 | 52.33 | 26.105 | 0
[48 empty] | 2017-10-20 22:00 | 10 | 20 | 22 | 0 | 0% | 2017-09-19 22:00 | 9 | 19 | 22 | 9 | 19 | 21 | 23.29 | 27.7025 | 0 | 39.8575 | 23.09 | 0
[48 empty] | 2017-10-20 23:00 | 10 | 20 | 23 | 0 | 0% | 2017-09-19 23:00 | 9 | 19 | 23 | 9 | 19 | 22 | 23.67 | 19.19 | 0 | 23.25 | 23.8575 | 0
[48 empty] | 2017-10-21 | 10 | 21 | 0 | 0 | 0% | 2017-09-20 | 9 | 20 | 0 | 9 | 19 | 23 | 20.5875 | 19.6375 | 0 | 21 | 20.3175 | 0
[48 empty] | 2017-10-21 01:00 | 10 | 21 | 1 | 0 | 0% | 2017-09-20 01:00 | 9 | 20 | 1 | 9 | 20 | 0 | 19.225 | 18.9875 | 0 | 19.605 | 19.085 | 0
[48 empty] | 2017-10-21 02:00 | 10 | 21 | 2 | 0 | 0% | 2017-09-20 02:00 | 9 | 20 | 2 | 9 | 20 | 1 | 18.835 | 18.8925 | 0 | 19.1675 | 18.8275 | 0
[48 empty] | 2017-10-21 03:00 | 10 | 21 | 3 | 0 | 0% | 2017-09-20 03:00 | 9 | 20 | 3 | 9 | 20 | 2 | 18.4275 | 18.4275 | 0 | 18.4275 | 18.4275 | 0
[48 empty] | 2017-10-21 04:00 | 10 | 21 | 4 | 0 | 0% | 2017-09-20 04:00 | 9 | 20 | 4 | 9 | 20 | 3 | 18.455 | 18.455 | 0 | 18.455 | 18.455 | 0
[48 empty] | 2017-10-21 05:00 | 10 | 21 | 5 | 0 | 0% | 2017-09-20 05:00 | 9 | 20 | 5 | 9 | 20 | 4 | 18.8425 | 18.8425 | 0 | 18.8425 | 18.8425 | 0
[48 empty] | 2017-10-21 06:00 | 10 | 21 | 6 | 0 | 0% | 2017-09-20 06:00 | 9 | 20 | 6 | 9 | 20 | 5 | 21.2575 | 21.255 | 0 | 21.255 | 21.2575 | 0
[48 empty] | 2017-10-21 07:00 | 10 | 21 | 7 | 785.548 | 79.35% | 2017-09-20 07:00 | 9 | 20 | 7 | 9 | 20 | 6 | 35.29 | 20.5625 | 0 | 20.6725 | 35.1975 | 0
[48 empty] | 2017-10-21 08:00 | 10 | 21 | 8 | 891.3175 | 90.03% | 2017-09-20 08:00 | 9 | 20 | 8 | 9 | 20 | 7 | 20.855 | 19.9675 | 0 | 19.9675 | 20.895 | 0
[48 empty] | 2017-10-21 09:00 | 10 | 21 | 9 | 848.4642 | 85.7% | 2017-09-20 09:00 | 9 | 20 | 9 | 9 | 20 | 8 | 20.0675 | 30.0675 | 0 | 31.14 | 19.015 | 0
[48 empty] | 2017-10-21 10:00 | 10 | 21 | 10 | 819.0013 | 82.73% | 2017-09-20 10:00 | 9 | 20 | 10 | 9 | 20 | 9 | 21.3525 | 20.02 | 0 | 20.15 | 21.66 | 0
[48 empty] | 2017-10-21 11:00 | 10 | 21 | 11 | 781.8166 | 78.97% | 2017-09-20 11:00 | 9 | 20 | 11 | 9 | 20 | 10 | 22.66 | 22.65 | 0 | 24.765 | 23.47 | 0
[48 empty] | 2017-10-21 12:00 | 10 | 21 | 12 | 802.3801 | 81.05% | 2017-09-20 12:00 | 9 | 20 | 12 | 9 | 20 | 11 | 26.97 | 25.315 | 0 | 25.4725 | 27.345 | 0
[48 empty] | 2017-10-21 13:00 | 10 | 21 | 13 | 821.9098 | 83.02% | 2017-09-20 13:00 | 9 | 20 | 13 | 9 | 20 | 12 | 32.345 | 34.2175 | 0 | 34.2 | 33.5925 | 0
[48 empty] | 2017-10-21 14:00 | 10 | 21 | 14 | 853.5349 | 86.22% | 2017-09-20 14:00 | 9 | 20 | 14 | 9 | 20 | 13 | 60.01 | 61.1275 | 0 | 61.12 | 60.6575 | 0
[48 empty] | 2017-10-21 15:00 | 10 | 21 | 15 | 705.9671 | 71.31% | 2017-09-20 15:00 | 9 | 20 | 15 | 9 | 20 | 14 | 45.465 | 45.87 | 0 | 45.87 | 45.56 | 0
[48 empty] | 2017-10-21 16:00 | 10 | 21 | 16 | 217.5648 | 21.98% | 2017-09-20 16:00 | 9 | 20 | 16 | 9 | 20 | 15 | 37.6375 | 54.015 | 0 | 67.4525 | 39.175 | 0
[48 empty] | 2017-10-21 17:00 | 10 | 21 | 17 | 0 | 0% | 2017-09-20 17:00 | 9 | 20 | 17 | 9 | 20 | 16 | 55.05 | 82.3325 | 0 | 110.26 | 62.0525 | 0
[48 empty] | 2017-10-21 18:00 | 10 | 21 | 18 | 0 | 0% | 2017-09-20 18:00 | 9 | 20 | 18 | 9 | 20 | 17 | 30.6575 | 33.62 | 0 | 35.8825 | 30.7225 | 0
[48 empty] | 2017-10-21 19:00 | 10 | 21 | 19 | 0 | 0% | 2017-09-20 19:00 | 9 | 20 | 19 | 9 | 20 | 18 | 30.3925 | 30.685 | 0 | 30.8225 | 30.4975 | 0
[48 empty] | 2017-10-21 20:00 | 10 | 21 | 20 | 0 | 0% | 2017-09-20 20:00 | 9 | 20 | 20 | 9 | 20 | 19 | 27.4575 | 29.6125 | 0 | 29.9575 | 29.13 | 0
[48 empty] | 2017-10-21 21:00 | 10 | 21 | 21 | 0 | 0% | 2017-09-20 21:00 | 9 | 20 | 21 | 9 | 20 | 20 | 27.6975 | 28.925 | 0 | 28.9175 | 28.7575 | 0
[48 empty] | 2017-10-21 22:00 | 10 | 21 | 22 | 0 | 0% | 2017-09-20 22:00 | 9 | 20 | 22 | 9 | 20 | 21 | 25.005 | 25.625 | 0 | 25.6175 | 25.565 | 0
[48 empty] | 2017-10-21 23:00 | 10 | 21 | 23 | 0 | 0% | 2017-09-20 23:00 | 9 | 20 | 23 | 9 | 20 | 22 | 21.725 | 21.7625 | 0 | 21.765 | 21.7475 | 0
[48 empty] | 2017-10-22 | 10 | 22 | 0 | 0 | 0% | 2017-09-21 | 9 | 21 | 0 | 9 | 20 | 23 | 21.3325 | 20.9475 | 0 | 20.9825 | 21.235 | 0
[48 empty] | 2017-10-22 01:00 | 10 | 22 | 1 | 0 | 0% | 2017-09-21 01:00 | 9 | 21 | 1 | 9 | 21 | 0 | 18.8875 | 19.8025 | 0 | 21.3325 | 18.86 | 0
[48 empty] | 2017-10-22 02:00 | 10 | 22 | 2 | 0 | 0% | 2017-09-21 02:00 | 9 | 21 | 2 | 9 | 21 | 1 | 18.3125 | 18.3975 | 0 | 18.3975 | 18.32 | 0
[48 empty] | 2017-10-22 03:00 | 10 | 22 | 3 | 0 | 0% | 2017-09-21 03:00 | 9 | 21 | 3 | 9 | 21 | 2 | 17.535 | 17.545 | 0 | 17.545 | 17.535 | 0
[48 empty] | 2017-10-22 04:00 | 10 | 22 | 4 | 0 | 0% | 2017-09-21 04:00 | 9 | 21 | 4 | 9 | 21 | 3 | 17.3975 | 17.525 | 0 | 17.5275 | 17.4125 | 0
[48 empty] | 2017-10-22 05:00 | 10 | 22 | 5 | 0 | 0% | 2017-09-21 05:00 | 9 | 21 | 5 | 9 | 21 | 4 | 17.6575 | 17.7825 | 0 | 17.785 | 17.67 | 0
[48 empty] | 2017-10-22 06:00 | 10 | 22 | 6 | 0 | 0% | 2017-09-21 06:00 | 9 | 21 | 6 | 9 | 21 | 5 | 18.5325 | 18.5725 | 0 | 18.5725 | 18.535 | 0
[48 empty] | 2017-10-22 07:00 | 10 | 22 | 7 | 716.1494 | 72.34% | 2017-09-21 07:00 | 9 | 21 | 7 | 9 | 21 | 6 | 19.8 | 19.8 | 0 | 19.8 | 19.8 | 0
[48 empty] | 2017-10-22 08:00 | 10 | 22 | 8 | 781.7477 | 78.96% | 2017-09-21 08:00 | 9 | 21 | 8 | 9 | 21 | 7 | 20.3475 | 19.695 | 0 | 19.6825 | 20.0775 | 0
[48 empty] | 2017-10-22 09:00 | 10 | 22 | 9 | 866.2673 | 87.5% | 2017-09-21 09:00 | 9 | 21 | 9 | 9 | 21 | 8 | 19.9825 | 19.965 | 0 | 19.9625 | 19.9725 | 0
[48 empty] | 2017-10-22 10:00 | 10 | 22 | 10 | 799.0301 | 80.71% | 2017-09-21 10:00 | 9 | 21 | 10 | 9 | 21 | 9 | 19.7525 | 19.7875 | 0 | 19.795 | 19.7475 | 0
[48 empty] | 2017-10-22 11:00 | 10 | 22 | 11 | 785.3544 | 79.33% | 2017-09-21 11:00 | 9 | 21 | 11 | 9 | 21 | 10 | 20.0975 | 19.9125 | 0 | 19.9325 | 20.0475 | 0
[48 empty] | 2017-10-22 12:00 | 10 | 22 | 12 | 682.5434 | 68.94% | 2017-09-21 12:00 | 9 | 21 | 12 | 9 | 21 | 11 | 21.445 | 20.55 | 0 | 20.62 | 21.24 | 0
[48 empty] | 2017-10-22 13:00 | 10 | 22 | 13 | 549.8117 | 55.54% | 2017-09-21 13:00 | 9 | 21 | 13 | 9 | 21 | 12 | 22.515 | 21.9975 | 0 | 22.0475 | 22.4 | 0
[48 empty] | 2017-10-22 14:00 | 10 | 22 | 14 | 738.9522 | 74.64% | 2017-09-21 14:00 | 9 | 21 | 14 | 9 | 21 | 13 | 24.245 | 25.1525 | 0 | 26.22 | 24.225 | 0
[48 empty] | 2017-10-22 15:00 | 10 | 22 | 15 | 277.0482 | 27.98% | 2017-09-21 15:00 | 9 | 21 | 15 | 9 | 21 | 14 | 25.7175 | 28.485 | 0 | 30.63 | 25.7725 | 0
[48 empty] | 2017-10-22 16:00 | 10 | 22 | 16 | 116.2903 | 11.75% | 2017-09-21 16:00 | 9 | 21 | 16 | 9 | 21 | 15 | 28.435 | 38.515 | 0 | 48.165 | 28.6275 | 0
[48 empty] | 2017-10-22 17:00 | 10 | 22 | 17 | 0 | 0% | 2017-09-21 17:00 | 9 | 21 | 17 | 9 | 21 | 16 | 30.5675 | 58.2 | 0 | 80.65 | 38.2525 | 0
[48 empty] | 2017-10-22 18:00 | 10 | 22 | 18 | 0 | 0% | 2017-09-21 18:00 | 9 | 21 | 18 | 9 | 21 | 17 | 21.465 | 26.7275 | 0 | 32.415 | 21.6725 | 0
[48 empty] | 2017-10-22 19:00 | 10 | 22 | 19 | 0 | 0% | 2017-09-21 19:00 | 9 | 21 | 19 | 9 | 21 | 18 | 20.645 | 23.43 | 0 | 25.9225 | 21.0075 | 0
[48 empty] | 2017-10-22 20:00 | 10 | 22 | 20 | 0 | 0% | 2017-09-21 20:00 | 9 | 21 | 20 | 9 | 21 | 19 | 21.0025 | 24.5875 | 0 | 28.465 | 21.3375 | 0
[48 empty] | 2017-10-22 21:00 | 10 | 22 | 21 | 0 | 0% | 2017-09-21 21:00 | 9 | 21 | 21 | 9 | 21 | 20 | 20.49 | 21.8675 | 0 | 23.5675 | 20.4475 | 0
[48 empty] | 2017-10-22 22:00 | 10 | 22 | 22 | 0 | 0% | 2017-09-21 22:00 | 9 | 21 | 22 | 9 | 21 | 21 | 19.225 | 19.9575 | 0 | 22.2325 | 18.8575 | 0
[48 empty] | 2017-10-22 23:00 | 10 | 22 | 23 | 0 | 0% | 2017-09-21 23:00 | 9 | 21 | 23 | 9 | 21 | 22 | 19.465 | 19.2775 | 0 | 20.3275 | 19.0425 | 0
[48 empty] | 2017-10-23 | 10 | 23 | 0 | 0 | 0% | 2017-09-22 | 9 | 22 | 0 | 9 | 21 | 23 | 19 | 18.58 | 0 | 19.245 | 18.59 | 0
[48 empty] | 2017-10-23 01:00 | 10 | 23 | 1 | 0 | 0% | 2017-09-22 01:00 | 9 | 22 | 1 | 9 | 22 | 0 | 18.5 | 17.5925 | 0 | 17.5775 | 18.1225 | 0
[48 empty] | 2017-10-23 02:00 | 10 | 23 | 2 | 0 | 0% | 2017-09-22 02:00 | 9 | 22 | 2 | 9 | 22 | 1 | 18.0725 | 17.1625 | 0 | 17.1475 | 17.695 | 0
[48 empty] | 2017-10-23 03:00 | 10 | 23 | 3 | 0 | 0% | 2017-09-22 03:00 | 9 | 22 | 3 | 9 | 22 | 2 | 17.6475 | 16.715 | 0 | 16.6975 | 17.27 | 0
[48 empty] | 2017-10-23 04:00 | 10 | 23 | 4 | 0 | 0% | 2017-09-22 04:00 | 9 | 22 | 4 | 9 | 22 | 3 | 17.5675 | 16.5525 | 0 | 16.5325 | 17.1825 | 0
[48 empty] | 2017-10-23 05:00 | 10 | 23 | 5 | 0 | 0% | 2017-09-22 05:00 | 9 | 22 | 5 | 9 | 22 | 4 | 17.465 | 16.445 | 0 | 16.43 | 17.0775 | 0
[48 empty] | 2017-10-23 06:00 | 10 | 23 | 6 | 0 | 0% | 2017-09-22 06:00 | 9 | 22 | 6 | 9 | 22 | 5 | 17.8675 | 17.1775 | 0 | 17.165 | 17.615 | 0
[48 empty] | 2017-10-23 07:00 | 10 | 23 | 7 | 71.3938 | 7.211% | 2017-09-22 07:00 | 9 | 22 | 7 | 9 | 22 | 6 | 19.4625 | 18.6925 | 0 | 18.6775 | 19.1675 | 0
[48 empty] | 2017-10-23 08:00 | 10 | 23 | 8 | 89.5885 | 9.049% | 2017-09-22 08:00 | 9 | 22 | 8 | 9 | 22 | 7 | 19.57 | 18.5075 | 0 | 18.4925 | 19.1675 | 0
[48 empty] | 2017-10-23 09:00 | 10 | 23 | 9 | 146.2249 | 14.77% | 2017-09-22 09:00 | 9 | 22 | 9 | 9 | 22 | 8 | 20.555 | 19.4875 | 0 | 19.475 | 20.145 | 0
[48 empty] | 2017-10-23 10:00 | 10 | 23 | 10 | 187.8385 | 18.97% | 2017-09-22 10:00 | 9 | 22 | 10 | 9 | 22 | 9 | 19.835 | 18.99 | 0 | 20.595 | 19.1875 | 0
[48 empty] | 2017-10-23 11:00 | 10 | 23 | 11 | 241.6243 | 24.41% | 2017-09-22 11:00 | 9 | 22 | 11 | 9 | 22 | 10 | 18.8875 | 18.4725 | 0 | 24.1875 | 17.775 | 0
[48 empty] | 2017-10-23 12:00 | 10 | 23 | 12 | 180.6619 | 18.25% | 2017-09-22 12:00 | 9 | 22 | 12 | 9 | 22 | 11 | 20.1425 | 18.7625 | 0 | 22.035 | 19.095 | 0
[48 empty] | 2017-10-23 13:00 | 10 | 23 | 13 | 304.284 | 30.74% | 2017-09-22 13:00 | 9 | 22 | 13 | 9 | 22 | 12 | 22.1875 | 19.8225 | 0 | 21.08 | 21.365 | 0
[48 empty] | 2017-10-23 14:00 | 10 | 23 | 14 | 175.986 | 17.78% | 2017-09-22 14:00 | 9 | 22 | 14 | 9 | 22 | 13 | 25.7225 | 20.675 | 0 | 22.975 | 23.6375 | 0
[48 empty] | 2017-10-23 15:00 | 10 | 23 | 15 | 52.6289 | 5.316% | 2017-09-22 15:00 | 9 | 22 | 15 | 9 | 22 | 14 | 23.2875 | 21.7325 | 0 | 28.5075 | 21.5475 | 0
[48 empty] | 2017-10-23 16:00 | 10 | 23 | 16 | 25.1586 | 2.541% | 2017-09-22 16:00 | 9 | 22 | 16 | 9 | 22 | 15 | 22.655 | 24.295 | 0 | 33.63 | 21.395 | 0
[48 empty] | 2017-10-23 17:00 | 10 | 23 | 17 | 0 | 0% | 2017-09-22 17:00 | 9 | 22 | 17 | 9 | 22 | 16 | 22.705 | 23.5225 | 0 | 29.6975 | 21.7575 | 0
[48 empty] | 2017-10-23 18:00 | 10 | 23 | 18 | 0 | 0% | 2017-09-22 18:00 | 9 | 22 | 18 | 9 | 22 | 17 | 22.5875 | 21.0225 | 0 | 22.2575 | 22.115 | 0
[48 empty] | 2017-10-23 19:00 | 10 | 23 | 19 | 0 | 0% | 2017-09-22 19:00 | 9 | 22 | 19 | 9 | 22 | 18 | 22.2375 | 20.6425 | 0 | 20.78 | 22.21 | 0
[48 empty] | 2017-10-23 20:00 | 10 | 23 | 20 | 0 | 0% | 2017-09-22 20:00 | 9 | 22 | 20 | 9 | 22 | 19 | 21.6025 | 20.48 | 0 | 20.5125 | 21.3575 | 0
[48 empty] | 2017-10-23 21:00 | 10 | 23 | 21 | 0 | 0% | 2017-09-22 21:00 | 9 | 22 | 21 | 9 | 22 | 20 | 21.465 | 20.4075 | 0 | 20.4025 | 21.05 | 0
[48 empty] | 2017-10-23 22:00 | 10 | 23 | 22 | 0 | 0% | 2017-09-22 22:00 | 9 | 22 | 22 | 9 | 22 | 21 | 20.9325 | 19.99 | 0 | 19.9725 | 20.5375 | 0
[48 empty] | 2017-10-23 23:00 | 10 | 23 | 23 | 0 | 0% | 2017-09-22 23:00 | 9 | 22 | 23 | 9 | 22 | 22 | 20.2925 | 18.8375 | 0 | 18.855 | 19.7925 | 0
[48 empty] | 2017-10-24 | 10 | 24 | 0 | 0 | 0% | 2017-09-23 | 9 | 23 | 0 | 9 | 22 | 23 | 19.31 | 17.8625 | 0 | 17.8725 | 18.8275 | 0
[48 empty] | 2017-10-24 01:00 | 10 | 24 | 1 | 0 | 0% | 2017-09-23 01:00 | 9 | 23 | 1 | 9 | 23 | 0 | 18.2475 | 17.2025 | 0 | 17.19 | 17.8575 | 0
[48 empty] | 2017-10-24 02:00 | 10 | 24 | 2 | 0 | 0% | 2017-09-23 02:00 | 9 | 23 | 2 | 9 | 23 | 1 | 17.8525 | 16.85 | 0 | 16.835 | 17.4725 | 0
[48 empty] | 2017-10-24 03:00 | 10 | 24 | 3 | 0 | 0% | 2017-09-23 03:00 | 9 | 23 | 3 | 9 | 23 | 2 | 17.3675 | 16.4725 | 0 | 16.455 | 17.0025 | 0
[48 empty] | 2017-10-24 04:00 | 10 | 24 | 4 | 0 | 0% | 2017-09-23 04:00 | 9 | 23 | 4 | 9 | 23 | 3 | 17.28 | 16.42 | 0 | 16.4025 | 16.92 | 0
[48 empty] | 2017-10-24 05:00 | 10 | 24 | 5 | 0 | 0% | 2017-09-23 05:00 | 9 | 23 | 5 | 9 | 23 | 4 | 17.22 | 16.8925 | 0 | 16.8875 | 17.06 | 0
[48 empty] | 2017-10-24 06:00 | 10 | 24 | 6 | 0 | 0% | 2017-09-23 06:00 | 9 | 23 | 6 | 9 | 23 | 5 | 17.395 | 16.6525 | 0 | 16.64 | 17.0875 | 0
[48 empty] | 2017-10-24 07:00 | 10 | 24 | 7 | 51.4293 | 5.195% | 2017-09-23 07:00 | 9 | 23 | 7 | 9 | 23 | 6 | 17.8175 | 16.8775 | 0 | 16.8625 | 17.46 | 0
[48 empty] | 2017-10-24 08:00 | 10 | 24 | 8 | 68.1165 | 6.88% | 2017-09-23 08:00 | 9 | 23 | 8 | 9 | 23 | 7 | 17.71 | 17.3025 | 0 | 17.295 | 17.54 | 0
[48 empty] | 2017-10-24 09:00 | 10 | 24 | 9 | 418.0194 | 42.22% | 2017-09-23 09:00 | 9 | 23 | 9 | 9 | 23 | 8 | 18.41 | 18.01 | 0 | 18.005 | 18.23 | 0
[48 empty] | 2017-10-24 10:00 | 10 | 24 | 10 | 449.2459 | 45.38% | 2017-09-23 10:00 | 9 | 23 | 10 | 9 | 23 | 9 | 18.6675 | 17.6625 | 0 | 17.6425 | 18.285 | 0
[48 empty] | 2017-10-24 11:00 | 10 | 24 | 11 | 456.3604 | 46.1% | 2017-09-23 11:00 | 9 | 23 | 11 | 9 | 23 | 10 | 18.8725 | 17.7775 | 0 | 18.19 | 18.3075 | 0
[48 empty] | 2017-10-24 12:00 | 10 | 24 | 12 | 420.1721 | 42.44% | 2017-09-23 12:00 | 9 | 23 | 12 | 9 | 23 | 11 | 19.2325 | 18.1375 | 0 | 22.105 | 17.7825 | 0
[48 empty] | 2017-10-24 13:00 | 10 | 24 | 13 | 374.7382 | 37.85% | 2017-09-23 13:00 | 9 | 23 | 13 | 9 | 23 | 12 | 20.08 | 18.3925 | 0 | 22.5125 | 18.4925 | 0
[48 empty] | 2017-10-24 14:00 | 10 | 24 | 14 | 429.9513 | 43.43% | 2017-09-23 14:00 | 9 | 23 | 14 | 9 | 23 | 13 | 20.9375 | 18.9725 | 0 | 22.065 | 19.8175 | 0
[48 empty] | 2017-10-24 15:00 | 10 | 24 | 15 | 100.7122 | 10.17% | 2017-09-23 15:00 | 9 | 23 | 15 | 9 | 23 | 14 | 21.1175 | 19.1225 | 0 | 23.065 | 19.8425 | 0
[48 empty] | 2017-10-24 16:00 | 10 | 24 | 16 | 43.1107 | 4.355% | 2017-09-23 16:00 | 9 | 23 | 16 | 9 | 23 | 15 | 26.035 | 18.96 | 0 | 23.5875 | 26.98 | 0
[48 empty] | 2017-10-24 17:00 | 10 | 24 | 17 | 0 | 0% | 2017-09-23 17:00 | 9 | 23 | 17 | 9 | 23 | 16 | 20.0175 | 20.66 | 0 | 28.915 | 18.5325 | 0
[48 empty] | 2017-10-24 18:00 | 10 | 24 | 18 | 0 | 0% | 2017-09-23 18:00 | 9 | 23 | 18 | 9 | 23 | 17 | 19.5575 | 19.4275 | 0 | 26.1575 | 18.2 | 0
[48 empty] | 2017-10-24 19:00 | 10 | 24 | 19 | 0 | 0% | 2017-09-23 19:00 | 9 | 23 | 19 | 9 | 23 | 18 | 19.65 | 19.2575 | 0 | 21.92 | 19.275 | 0
[48 empty] | 2017-10-24 20:00 | 10 | 24 | 20 | 0 | 0% | 2017-09-23 20:00 | 9 | 23 | 20 | 9 | 23 | 19 | 20.655 | 20.09 | 0 | 20.0775 | 20.77 | 0
[48 empty] | 2017-10-24 21:00 | 10 | 24 | 21 | 0 | 0% | 2017-09-23 21:00 | 9 | 23 | 21 | 9 | 23 | 20 | 20.72 | 19.895 | 0 | 19.8775 | 20.515 | 0
[48 empty] | 2017-10-24 22:00 | 10 | 24 | 22 | 0 | 0% | 2017-09-23 22:00 | 9 | 23 | 22 | 9 | 23 | 21 | 20.06 | 19.015 | 0 | 18.995 | 19.66 | 0
[48 empty] | 2017-10-24 23:00 | 10 | 24 | 23 | 0 | 0% | 2017-09-23 23:00 | 9 | 23 | 23 | 9 | 23 | 22 | 19.4025 | 18.37 | 0 | 18.3525 | 19.01 | 0
[48 empty] | 2017-10-25 | 10 | 25 | 0 | 0 | 0% | 2017-09-24 | 9 | 24 | 0 | 9 | 23 | 23 | 18.99 | 17.8175 | 0 | 17.8075 | 18.565 | 0
[48 empty] | 2017-10-25 01:00 | 10 | 25 | 1 | 0 | 0% | 2017-09-24 01:00 | 9 | 24 | 1 | 9 | 24 | 0 | 18.1425 | 16.99 | 0 | 16.98 | 17.72 | 0
[48 empty] | 2017-10-25 02:00 | 10 | 25 | 2 | 0 | 0% | 2017-09-24 02:00 | 9 | 24 | 2 | 9 | 24 | 1 | 17.48 | 16.395 | 0 | 16.375 | 17.07 | 0
[48 empty] | 2017-10-25 03:00 | 10 | 25 | 3 | 0 | 0% | 2017-09-24 03:00 | 9 | 24 | 3 | 9 | 24 | 2 | 16.98 | 15.935 | 0 | 15.9175 | 16.585 | 0
[48 empty] | 2017-10-25 04:00 | 10 | 25 | 4 | 0 | 0% | 2017-09-24 04:00 | 9 | 24 | 4 | 9 | 24 | 3 | 17.1325 | 16.1475 | 0 | 16.1275 | 16.7625 | 0
[48 empty] | 2017-10-25 05:00 | 10 | 25 | 5 | 0 | 0% | 2017-09-24 05:00 | 9 | 24 | 5 | 9 | 24 | 4 | 17.475 | 16.4825 | 0 | 16.4675 | 17.1025 | 0
[48 empty] | 2017-10-25 06:00 | 10 | 25 | 6 | 0 | 0% | 2017-09-24 06:00 | 9 | 24 | 6 | 9 | 24 | 5 | 17.3525 | 16.5225 | 0 | 16.5075 | 17.04 | 0
[48 empty] | 2017-10-25 07:00 | 10 | 25 | 7 | 81.44 | 8.226% | 2017-09-24 07:00 | 9 | 24 | 7 | 9 | 24 | 6 | 17.27 | 17.27 | 0 | 17.27 | 17.27 | 0
[48 empty] | 2017-10-25 08:00 | 10 | 25 | 8 | 151.7343 | 15.33% | 2017-09-24 08:00 | 9 | 24 | 8 | 9 | 24 | 7 | 17.6675 | 17.6675 | 0 | 17.6675 | 17.6675 | 0
[48 empty] | 2017-10-25 09:00 | 10 | 25 | 9 | 391.0556 | 39.5% | 2017-09-24 09:00 | 9 | 24 | 9 | 9 | 24 | 8 | 18.965 | 18.925 | 0 | 18.925 | 18.95 | 0
[48 empty] | 2017-10-25 10:00 | 10 | 25 | 10 | 716.2133 | 72.34% | 2017-09-24 10:00 | 9 | 24 | 10 | 9 | 24 | 9 | 18.96 | 18.9475 | 0 | 18.9475 | 18.955 | 0
[48 empty] | 2017-10-25 11:00 | 10 | 25 | 11 | 784.9145 | 79.28% | 2017-09-24 11:00 | 9 | 24 | 11 | 9 | 24 | 10 | 18.7475 | 18.655 | 0 | 18.6525 | 18.7125 | 0
[48 empty] | 2017-10-25 12:00 | 10 | 25 | 12 | 787.5353 | 79.55% | 2017-09-24 12:00 | 9 | 24 | 12 | 9 | 24 | 11 | 19.82 | 19.82 | 0 | 19.82 | 19.82 | 0
[48 empty] | 2017-10-25 13:00 | 10 | 25 | 13 | 820.2729 | 82.86% | 2017-09-24 13:00 | 9 | 24 | 13 | 9 | 24 | 12 | 20.335 | 20.2375 | 0 | 20.245 | 20.3125 | 0
[48 empty] | 2017-10-25 14:00 | 10 | 25 | 14 | 804.2778 | 81.24% | 2017-09-24 14:00 | 9 | 24 | 14 | 9 | 24 | 13 | 21.2325 | 20.08 | 0 | 20.1625 | 20.9875 | 0
[48 empty] | 2017-10-25 15:00 | 10 | 25 | 15 | 713.683 | 72.09% | 2017-09-24 15:00 | 9 | 24 | 15 | 9 | 24 | 14 | 22.86 | 20.4025 | 0 | 20.5775 | 22.335 | 0
[48 empty] | 2017-10-25 16:00 | 10 | 25 | 16 | 172.0824 | 17.38% | 2017-09-24 16:00 | 9 | 24 | 16 | 9 | 24 | 15 | 22.9175 | 20.9875 | 0 | 21.1275 | 22.515 | 0
[48 empty] | 2017-10-25 17:00 | 10 | 25 | 17 | 0 | 0% | 2017-09-24 17:00 | 9 | 24 | 17 | 9 | 24 | 16 | 23.5175 | 22.69 | 0 | 22.775 | 23.59 | 0
[48 empty] | 2017-10-25 18:00 | 10 | 25 | 18 | 0 | 0% | 2017-09-24 18:00 | 9 | 24 | 18 | 9 | 24 | 17 | 22.62 | 22.905 | 0 | 22.9675 | 23.5475 | 0
[48 empty] | 2017-10-25 19:00 | 10 | 25 | 19 | 0 | 0% | 2017-09-24 19:00 | 9 | 24 | 19 | 9 | 24 | 18 | 21.635 | 22.02 | 0 | 22.0175 | 21.9975 | 0
[48 empty] | 2017-10-25 20:00 | 10 | 25 | 20 | 0 | 0% | 2017-09-24 20:00 | 9 | 24 | 20 | 9 | 24 | 19 | 21.15 | 21.2525 | 0 | 21.2525 | 21.25 | 0
[48 empty] | 2017-10-25 21:00 | 10 | 25 | 21 | 0 | 0% | 2017-09-24 21:00 | 9 | 24 | 21 | 9 | 24 | 20 | 21.0275 | 21.0275 | 0 | 21.0275 | 21.0275 | 0
[48 empty] | 2017-10-25 22:00 | 10 | 25 | 22 | 0 | 0% | 2017-09-24 22:00 | 9 | 24 | 22 | 9 | 24 | 21 | 20.3625 | 20.3625 | 0 | 20.3625 | 20.3625 | 0
[48 empty] | 2017-10-25 23:00 | 10 | 25 | 23 | 0 | 0% | 2017-09-24 23:00 | 9 | 24 | 23 | 9 | 24 | 22 | 20.5125 | 20.4975 | 0 | 20.5 | 20.5075 | 0
[48 empty] | 2017-10-26 | 10 | 26 | 0 | 0 | 0% | 2017-09-25 | 9 | 25 | 0 | 9 | 24 | 23 | 19.9475 | 19.17 | 0 | 19.155 | 19.6475 | 0
[48 empty] | 2017-10-26 01:00 | 10 | 26 | 1 | 0 | 0% | 2017-09-25 01:00 | 9 | 25 | 1 | 9 | 25 | 0 | 19.285 | 18.9425 | 0 | 18.9375 | 19.155 | 0
[48 empty] | 2017-10-26 02:00 | 10 | 26 | 2 | 0 | 0% | 2017-09-25 02:00 | 9 | 25 | 2 | 9 | 25 | 1 | 18.4575 | 18.445 | 0 | 18.445 | 18.4525 | 0
[48 empty] | 2017-10-26 03:00 | 10 | 26 | 3 | 0 | 0% | 2017-09-25 03:00 | 9 | 25 | 3 | 9 | 25 | 2 | 18.2 | 17.475 | 0 | 17.4675 | 17.9275 | 0
[48 empty] | 2017-10-26 04:00 | 10 | 26 | 4 | 0 | 0% | 2017-09-25 04:00 | 9 | 25 | 4 | 9 | 25 | 3 | 18.3775 | 17.44 | 0 | 17.425 | 18.02 | 0
[48 empty] | 2017-10-26 05:00 | 10 | 26 | 5 | 0 | 0% | 2017-09-25 05:00 | 9 | 25 | 5 | 9 | 25 | 4 | 18.4575 | 18.1925 | 0 | 18.185 | 18.3575 | 0
[48 empty] | 2017-10-26 06:00 | 10 | 26 | 6 | 0 | 0% | 2017-09-25 06:00 | 9 | 25 | 6 | 9 | 25 | 5 | 19.17 | 19.17 | 0 | 19.17 | 19.17 | 0
[48 empty] | 2017-10-26 07:00 | 10 | 26 | 7 | 34.3846 | 3.473% | 2017-09-25 07:00 | 9 | 25 | 7 | 9 | 25 | 6 | 19.6375 | 19.6375 | 0 | 19.6375 | 19.6375 | 0
[48 empty] | 2017-10-26 08:00 | 10 | 26 | 8 | 89.1758 | 9.008% | 2017-09-25 08:00 | 9 | 25 | 8 | 9 | 25 | 7 | 19.61 | 19.61 | 0 | 19.61 | 19.61 | 0
[48 empty] | 2017-10-26 09:00 | 10 | 26 | 9 | 96.4009 | 9.737% | 2017-09-25 09:00 | 9 | 25 | 9 | 9 | 25 | 8 | 19.86 | 19.86 | 0 | 19.86 | 19.86 | 0
[48 empty] | 2017-10-26 10:00 | 10 | 26 | 10 | 116.5421 | 11.77% | 2017-09-25 10:00 | 9 | 25 | 10 | 9 | 25 | 9 | 19.905 | 19.7825 | 0 | 19.7825 | 19.86 | 0
[48 empty] | 2017-10-26 11:00 | 10 | 26 | 11 | 127.128 | 12.84% | 2017-09-25 11:00 | 9 | 25 | 11 | 9 | 25 | 10 | 19.9225 | 19.915 | 0 | 19.915 | 19.9225 | 0
[48 empty] | 2017-10-26 12:00 | 10 | 26 | 12 | 118.5058 | 11.97% | 2017-09-25 12:00 | 9 | 25 | 12 | 9 | 25 | 11 | 21.0275 | 20.0025 | 0 | 20.0725 | 20.815 | 0
[48 empty] | 2017-10-26 13:00 | 10 | 26 | 13 | 257.3206 | 25.99% | 2017-09-25 13:00 | 9 | 25 | 13 | 9 | 25 | 12 | 23.1575 | 21.8125 | 0 | 21.95 | 23.39 | 0
[48 empty] | 2017-10-26 14:00 | 10 | 26 | 14 | 196.619 | 19.86% | 2017-09-25 14:00 | 9 | 25 | 14 | 9 | 25 | 13 | 26.7975 | 22.04 | 0 | 22.365 | 25.775 | 0
[48 empty] | 2017-10-26 15:00 | 10 | 26 | 15 | 125.6219 | 12.69% | 2017-09-25 15:00 | 9 | 25 | 15 | 9 | 25 | 14 | 29.555 | 28.2775 | 0 | 28.3625 | 29.41 | 0
[48 empty] | 2017-10-26 16:00 | 10 | 26 | 16 | 55.563 | 5.612% | 2017-09-25 16:00 | 9 | 25 | 16 | 9 | 25 | 15 | 29.815 | 29.98 | 0 | 32.555 | 30.21 | 0
[48 empty] | 2017-10-26 17:00 | 10 | 26 | 17 | 0 | 0% | 2017-09-25 17:00 | 9 | 25 | 17 | 9 | 25 | 16 | 29.23 | 30.2225 | 0 | 30.2575 | 30.095 | 0
[48 empty] | 2017-10-26 18:00 | 10 | 26 | 18 | 0 | 0% | 2017-09-25 18:00 | 9 | 25 | 18 | 9 | 25 | 17 | 26.3275 | 28.7525 | 0 | 28.735 | 28.685 | 0
[48 empty] | 2017-10-26 19:00 | 10 | 26 | 19 | 0 | 0% | 2017-09-25 19:00 | 9 | 25 | 19 | 9 | 25 | 18 | 25.505 | 27.1925 | 0 | 27.185 | 27.1325 | 0
[48 empty] | 2017-10-26 20:00 | 10 | 26 | 20 | 0 | 0% | 2017-09-25 20:00 | 9 | 25 | 20 | 9 | 25 | 19 | 25.05 | 26.36 | 0 | 26.355 | 26.305 | 0
[48 empty] | 2017-10-26 21:00 | 10 | 26 | 21 | 0 | 0% | 2017-09-25 21:00 | 9 | 25 | 21 | 9 | 25 | 20 | 23.6725 | 24.5325 | 0 | 24.5325 | 24.4975 | 0
[48 empty] | 2017-10-26 22:00 | 10 | 26 | 22 | 0 | 0% | 2017-09-25 22:00 | 9 | 25 | 22 | 9 | 25 | 21 | 21.305 | 21.8975 | 0 | 21.8975 | 21.8675 | 0
[48 empty] | 2017-10-26 23:00 | 10 | 26 | 23 | 0 | 0% | 2017-09-25 23:00 | 9 | 25 | 23 | 9 | 25 | 22 | 22.585 | 22.6875 | 0 | 22.69 | 22.6825 | 0
[48 empty] | 2017-10-27 | 10 | 27 | 0 | 0 | 0% | 2017-09-26 | 9 | 26 | 0 | 9 | 25 | 23 | 20.5475 | 20.5475 | 0 | 20.5475 | 20.5475 | 0
[48 empty] | 2017-10-27 01:00 | 10 | 27 | 1 | 0 | 0% | 2017-09-26 01:00 | 9 | 26 | 1 | 9 | 26 | 0 | 19.83 | 19.83 | 0 | 19.83 | 19.83 | 0
[48 empty] | 2017-10-27 02:00 | 10 | 27 | 2 | 0 | 0% | 2017-09-26 02:00 | 9 | 26 | 2 | 9 | 26 | 1 | 18.505 | 18.505 | 0 | 18.505 | 18.505 | 0
[48 empty] | 2017-10-27 03:00 | 10 | 27 | 3 | 0 | 0% | 2017-09-26 03:00 | 9 | 26 | 3 | 9 | 26 | 2 | 18.44 | 18.44 | 0 | 18.44 | 18.44 | 0
[48 empty] | 2017-10-27 04:00 | 10 | 27 | 4 | 0 | 0% | 2017-09-26 04:00 | 9 | 26 | 4 | 9 | 26 | 3 | 18.3 | 18.3 | 0 | 18.3 | 18.3 | 0
[48 empty] | 2017-10-27 05:00 | 10 | 27 | 5 | 0 | 0% | 2017-09-26 05:00 | 9 | 26 | 5 | 9 | 26 | 4 | 18.67 | 18.67 | 0 | 18.67 | 18.67 | 0
[48 empty] | 2017-10-27 06:00 | 10 | 27 | 6 | 0 | 0% | 2017-09-26 06:00 | 9 | 26 | 6 | 9 | 26 | 5 | 20.14 | 20.14 | 0 | 20.14 | 20.14 | 0
[48 empty] | 2017-10-27 07:00 | 10 | 27 | 7 | 239.8772 | 24.23% | 2017-09-26 07:00 | 9 | 26 | 7 | 9 | 26 | 6 | 23.0075 | 23.0075 | 0 | 23.0075 | 23.0075 | 0
[48 empty] | 2017-10-27 08:00 | 10 | 27 | 8 | 239.3088 | 24.17% | 2017-09-26 08:00 | 9 | 26 | 8 | 9 | 26 | 7 | 20.6025 | 20.6025 | 0 | 20.6025 | 20.6025 | 0
[48 empty] | 2017-10-27 09:00 | 10 | 27 | 9 | 307.2865 | 31.04% | 2017-09-26 09:00 | 9 | 26 | 9 | 9 | 26 | 8 | 20.695 | 20.695 | 0 | 20.695 | 20.695 | 0
[48 empty] | 2017-10-27 10:00 | 10 | 27 | 10 | 407.8123 | 41.19% | 2017-09-26 10:00 | 9 | 26 | 10 | 9 | 26 | 9 | 20.9025 | 20.9025 | 0 | 20.9025 | 20.9025 | 0
[48 empty] | 2017-10-27 11:00 | 10 | 27 | 11 | 605.6046 | 61.17% | 2017-09-26 11:00 | 9 | 26 | 11 | 9 | 26 | 10 | 20.4175 | 20.4175 | 0 | 20.4175 | 20.4175 | 0
[48 empty] | 2017-10-27 12:00 | 10 | 27 | 12 | 795.316 | 80.33% | 2017-09-26 12:00 | 9 | 26 | 12 | 9 | 26 | 11 | 21.125 | 20.395 | 0 | 20.445 | 20.9725 | 0
[48 empty] | 2017-10-27 13:00 | 10 | 27 | 13 | 796.4785 | 80.45% | 2017-09-26 13:00 | 9 | 26 | 13 | 9 | 26 | 12 | 22.7325 | 20.185 | 0 | 20.35 | 22.205 | 0
[48 empty] | 2017-10-27 14:00 | 10 | 27 | 14 | 76.1544 | 7.692% | 2017-09-26 14:00 | 9 | 26 | 14 | 9 | 26 | 13 | 22.6125 | 20.1275 | 0 | 20.3325 | 22.6025 | 0
[48 empty] | 2017-10-27 15:00 | 10 | 27 | 15 | 117.3483 | 11.85% | 2017-09-26 15:00 | 9 | 26 | 15 | 9 | 26 | 14 | 22.055 | 19.72 | 0 | 21.0675 | 21.6675 | 0
[48 empty] | 2017-10-27 16:00 | 10 | 27 | 16 | 76.8941 | 7.767% | 2017-09-26 16:00 | 9 | 26 | 16 | 9 | 26 | 15 | 22.02 | 19.585 | 0 | 22.0775 | 21.44 | 0
[48 empty] | 2017-10-27 17:00 | 10 | 27 | 17 | 0 | 0% | 2017-09-26 17:00 | 9 | 26 | 17 | 9 | 26 | 16 | 21.5325 | 19.425 | 0 | 23.3475 | 20.5775 | 0
[48 empty] | 2017-10-27 18:00 | 10 | 27 | 18 | 0 | 0% | 2017-09-26 18:00 | 9 | 26 | 18 | 9 | 26 | 17 | 21.2875 | 19.7825 | 0 | 20.5875 | 20.9 | 0
[48 empty] | 2017-10-27 19:00 | 10 | 27 | 19 | 0 | 0% | 2017-09-26 19:00 | 9 | 26 | 19 | 9 | 26 | 18 | 22.5325 | 20.195 | 0 | 20.39 | 22.405 | 0
[48 empty] | 2017-10-27 20:00 | 10 | 27 | 20 | 0 | 0% | 2017-09-26 20:00 | 9 | 26 | 20 | 9 | 26 | 19 | 22.8175 | 20.3725 | 0 | 20.5475 | 22.4575 | 0
[48 empty] | 2017-10-27 21:00 | 10 | 27 | 21 | 0 | 0% | 2017-09-26 21:00 | 9 | 26 | 21 | 9 | 26 | 20 | 22.5425 | 20.455 | 0 | 20.5925 | 22.125 | 0
[48 empty] | 2017-10-27 22:00 | 10 | 27 | 22 | 0 | 0% | 2017-09-26 22:00 | 9 | 26 | 22 | 9 | 26 | 21 | 21.6 | 20.365 | 0 | 20.45 | 21.3425 | 0
[48 empty] | 2017-10-27 23:00 | 10 | 27 | 23 | 0 | 0% | 2017-09-26 23:00 | 9 | 26 | 23 | 9 | 26 | 22 | 21.21 | 20.42 | 0 | 20.475 | 21.0425 | 0
[48 empty] | 2017-10-28 | 10 | 28 | 0 | 0 | 0% | 2017-09-27 | 9 | 27 | 0 | 9 | 26 | 23 | 19.95 | 19.95 | 0 | 19.95 | 19.95 | 0
[48 empty] | 2017-10-28 01:00 | 10 | 28 | 1 | 0 | 0% | 2017-09-27 01:00 | 9 | 27 | 1 | 9 | 27 | 0 | 19.6 | 19.6 | 0 | 19.6 | 19.6 | 0
[48 empty] | 2017-10-28 02:00 | 10 | 28 | 2 | 0 | 0% | 2017-09-27 02:00 | 9 | 27 | 2 | 9 | 27 | 1 | 18.865 | 18.865 | 0 | 18.865 | 18.865 | 0
[48 empty] | 2017-10-28 03:00 | 10 | 28 | 3 | 0 | 0% | 2017-09-27 03:00 | 9 | 27 | 3 | 9 | 27 | 2 | 18.43 | 18.43 | 0 | 18.43 | 18.43 | 0
[48 empty] | 2017-10-28 04:00 | 10 | 28 | 4 | 0 | 0% | 2017-09-27 04:00 | 9 | 27 | 4 | 9 | 27 | 3 | 18.2725 | 18.2725 | 0 | 18.2725 | 18.2725 | 0
[48 empty] | 2017-10-28 05:00 | 10 | 28 | 5 | 0 | 0% | 2017-09-27 05:00 | 9 | 27 | 5 | 9 | 27 | 4 | 18.1 | 18.1 | 0 | 18.1 | 18.1 | 0
[48 empty] | 2017-10-28 06:00 | 10 | 28 | 6 | 0 | 0% | 2017-09-27 06:00 | 9 | 27 | 6 | 9 | 27 | 5 | 18.8275 | 18.4625 | 0 | 18.4625 | 18.65 | 0
[48 empty] | 2017-10-28 07:00 | 10 | 28 | 7 | 35.8235 | 3.619% | 2017-09-27 07:00 | 9 | 27 | 7 | 9 | 27 | 6 | 28.8425 | 19.855 | 0 | 20.1125 | 25.7675 | 0
[48 empty] | 2017-10-28 08:00 | 10 | 28 | 8 | 269.6291 | 27.24% | 2017-09-27 08:00 | 9 | 27 | 8 | 9 | 27 | 7 | 114.585 | 19.36 | 0 | 19.415 | 29.3 | 0
[48 empty] | 2017-10-28 09:00 | 10 | 28 | 9 | 213.4393 | 21.56% | 2017-09-27 09:00 | 9 | 27 | 9 | 9 | 27 | 8 | 19.16 | 19.0625 | 0 | 19.0625 | 19.11 | 0
[48 empty] | 2017-10-28 10:00 | 10 | 28 | 10 | 244.8394 | 24.73% | 2017-09-27 10:00 | 9 | 27 | 10 | 9 | 27 | 9 | 19.7275 | 19.7275 | 0 | 19.7275 | 19.7275 | 0
[48 empty] | 2017-10-28 11:00 | 10 | 28 | 11 | 321.9223 | 32.52% | 2017-09-27 11:00 | 9 | 27 | 11 | 9 | 27 | 10 | 20.275 | 20.1175 | 0 | 20.1275 | 20.2425 | 0
[48 empty] | 2017-10-28 12:00 | 10 | 28 | 12 | 234.0233 | 23.64% | 2017-09-27 12:00 | 9 | 27 | 12 | 9 | 27 | 11 | 28.2525 | 21.55 | 0 | 21.9775 | 26.8875 | 0
[48 empty] | 2017-10-28 13:00 | 10 | 28 | 13 | 230.7578 | 23.31% | 2017-09-27 13:00 | 9 | 27 | 13 | 9 | 27 | 12 | 31.8375 | 27.755 | 0 | 28.0125 | 31.005 | 0
[48 empty] | 2017-10-28 14:00 | 10 | 28 | 14 | 792.6715 | 80.07% | 2017-09-27 14:00 | 9 | 27 | 14 | 9 | 27 | 13 | 29.575 | 27.7175 | 0 | 27.9325 | 29.33 | 0
[48 empty] | 2017-10-28 15:00 | 10 | 28 | 15 | 735.1739 | 74.26% | 2017-09-27 15:00 | 9 | 27 | 15 | 9 | 27 | 14 | 66.4675 | 27.01 | 0 | 30.2925 | 59.2575 | 0
[48 empty] | 2017-10-28 16:00 | 10 | 28 | 16 | 138.6851 | 14.01% | 2017-09-27 16:00 | 9 | 27 | 16 | 9 | 27 | 15 | 27.5625 | 22.995 | 0 | 24.1025 | 27.785 | 0
[48 empty] | 2017-10-28 17:00 | 10 | 28 | 17 | 0 | 0% | 2017-09-27 17:00 | 9 | 27 | 17 | 9 | 27 | 16 | 23.68 | 23.445 | 0 | 23.9125 | 24.2675 | 0
[48 empty] | 2017-10-28 18:00 | 10 | 28 | 18 | 0 | 0% | 2017-09-27 18:00 | 9 | 27 | 18 | 9 | 27 | 17 | 22.3875 | 20.335 | 0 | 20.5 | 21.9875 | 0
[48 empty] | 2017-10-28 19:00 | 10 | 28 | 19 | 0 | 0% | 2017-09-27 19:00 | 9 | 27 | 19 | 9 | 27 | 18 | 22.525 | 20.2925 | 0 | 20.4575 | 22.055 | 0
[48 empty] | 2017-10-28 20:00 | 10 | 28 | 20 | 0 | 0% | 2017-09-27 20:00 | 9 | 27 | 20 | 9 | 27 | 19 | 24.26 | 20.69 | 0 | 20.97 | 23.5075 | 0
[48 empty] | 2017-10-28 21:00 | 10 | 28 | 21 | 0 | 0% | 2017-09-27 21:00 | 9 | 27 | 21 | 9 | 27 | 20 | 22.445 | 20.4375 | 0 | 20.595 | 22.02 | 0
[48 empty] | 2017-10-28 22:00 | 10 | 28 | 22 | 0 | 0% | 2017-09-27 22:00 | 9 | 27 | 22 | 9 | 27 | 21 | 21.06 | 20.3375 | 0 | 20.3925 | 20.9 | 0
[48 empty] | 2017-10-28 23:00 | 10 | 28 | 23 | 0 | 0% | 2017-09-27 23:00 | 9 | 27 | 23 | 9 | 27 | 22 | 21.06 | 20.4025 | 0 | 20.4525 | 20.92 | 0
[48 empty] | 2017-10-29 | 10 | 29 | 0 | 0 | 0% | 2017-09-28 | 9 | 28 | 0 | 9 | 27 | 23 | 20.4725 | 19.7725 | 0 | 19.8275 | 20.3275 | 0
[48 empty] | 2017-10-29 01:00 | 10 | 29 | 1 | 0 | 0% | 2017-09-28 01:00 | 9 | 28 | 1 | 9 | 28 | 0 | 18.38 | 18.3275 | 0 | 18.3325 | 18.3725 | 0
[48 empty] | 2017-10-29 02:00 | 10 | 29 | 2 | 0 | 0% | 2017-09-28 02:00 | 9 | 28 | 2 | 9 | 28 | 1 | 17.8475 | 17.8325 | 0 | 17.8325 | 17.84 | 0
[48 empty] | 2017-10-29 03:00 | 10 | 29 | 3 | 0 | 0% | 2017-09-28 03:00 | 9 | 28 | 3 | 9 | 28 | 2 | 17.905 | 17.6 | 0 | 17.605 | 17.7475 | 0
[48 empty] | 2017-10-29 04:00 | 10 | 29 | 4 | 0 | 0% | 2017-09-28 04:00 | 9 | 28 | 4 | 9 | 28 | 3 | 18.1125 | 17.5925 | 0 | 17.6 | 17.8475 | 0
[48 empty] | 2017-10-29 05:00 | 10 | 29 | 5 | 0 | 0% | 2017-09-28 05:00 | 9 | 28 | 5 | 9 | 28 | 4 | 18.0225 | 17.6425 | 0 | 17.6425 | 17.8275 | 0
[48 empty] | 2017-10-29 06:00 | 10 | 29 | 6 | 0 | 0% | 2017-09-28 06:00 | 9 | 28 | 6 | 9 | 28 | 5 | 18.67 | 18.37 | 0 | 18.3725 | 18.52 | 0
[48 empty] | 2017-10-29 07:00 | 10 | 29 | 7 | 719.6644 | 72.69% | 2017-09-28 07:00 | 9 | 28 | 7 | 9 | 28 | 6 | 20.125 | 20.075 | 0 | 20.075 | 20.1 | 0
[48 empty] | 2017-10-29 08:00 | 10 | 29 | 8 | 883.0435 | 89.2% | 2017-09-28 08:00 | 9 | 28 | 8 | 9 | 28 | 7 | 20.075 | 20.075 | 0 | 20.075 | 20.075 | 0
[48 empty] | 2017-10-29 09:00 | 10 | 29 | 9 | 873.8502 | 88.27% | 2017-09-28 09:00 | 9 | 28 | 9 | 9 | 28 | 8 | 19.965 | 19.965 | 0 | 19.965 | 19.965 | 0
[48 empty] | 2017-10-29 10:00 | 10 | 29 | 10 | 797.8281 | 80.59% | 2017-09-28 10:00 | 9 | 28 | 10 | 9 | 28 | 9 | 19.9675 | 19.9575 | 0 | 19.9575 | 19.9625 | 0
[48 empty] | 2017-10-29 11:00 | 10 | 29 | 11 | 753.2812 | 76.09% | 2017-09-28 11:00 | 9 | 28 | 11 | 9 | 28 | 10 | 19.9225 | 19.9075 | 0 | 19.9075 | 19.9175 | 0
[48 empty] | 2017-10-29 12:00 | 10 | 29 | 12 | 525.6309 | 53.09% | 2017-09-28 12:00 | 9 | 28 | 12 | 9 | 28 | 11 | 21.495 | 20.03 | 0 | 20.145 | 21.2025 | 0
[48 empty] | 2017-10-29 13:00 | 10 | 29 | 13 | 818.584 | 82.69% | 2017-09-28 13:00 | 9 | 28 | 13 | 9 | 28 | 12 | 23.7875 | 20.2175 | 0 | 20.52 | 23.0975 | 0
[48 empty] | 2017-10-29 14:00 | 10 | 29 | 14 | 836.4471 | 84.49% | 2017-09-28 14:00 | 9 | 28 | 14 | 9 | 28 | 13 | 23.95 | 20.78 | 0 | 21.525 | 23.8475 | 0
[48 empty] | 2017-10-29 15:00 | 10 | 29 | 15 | 688.1952 | 69.51% | 2017-09-28 15:00 | 9 | 28 | 15 | 9 | 28 | 14 | 24.7125 | 21.4525 | 0 | 21.82 | 24.12 | 0
[48 empty] | 2017-10-29 16:00 | 10 | 29 | 16 | 133.3346 | 13.47% | 2017-09-28 16:00 | 9 | 28 | 16 | 9 | 28 | 15 | 24.565 | 21.9825 | 0 | 22.315 | 24.095 | 0
[48 empty] | 2017-10-29 17:00 | 10 | 29 | 17 | 0 | 0% | 2017-09-28 17:00 | 9 | 28 | 17 | 9 | 28 | 16 | 23.4425 | 21.635 | 0 | 21.87 | 23.105 | 0
[48 empty] | 2017-10-29 18:00 | 10 | 29 | 18 | 0 | 0% | 2017-09-28 18:00 | 9 | 28 | 18 | 9 | 28 | 17 | 22.4675 | 22.13 | 0 | 22.2825 | 22.4225 | 0
[48 empty] | 2017-10-29 19:00 | 10 | 29 | 19 | 0 | 0% | 2017-09-28 19:00 | 9 | 28 | 19 | 9 | 28 | 18 | 22.0275 | 21.9325 | 0 | 22.05 | 22.0275 | 0
[48 empty] | 2017-10-29 20:00 | 10 | 29 | 20 | 0 | 0% | 2017-09-28 20:00 | 9 | 28 | 20 | 9 | 28 | 19 | 21.58 | 21.51 | 0 | 21.6 | 21.58 | 0
[48 empty] | 2017-10-29 21:00 | 10 | 29 | 21 | 0 | 0% | 2017-09-28 21:00 | 9 | 28 | 21 | 9 | 28 | 20 | 21.295 | 21.2425 | 0 | 21.31 | 21.295 | 0
[48 empty] | 2017-10-29 22:00 | 10 | 29 | 22 | 0 | 0% | 2017-09-28 22:00 | 9 | 28 | 22 | 9 | 28 | 21 | 20.6875 | 20.675 | 0 | 20.69 | 20.6875 | 0
[48 empty] | 2017-10-29 23:00 | 10 | 29 | 23 | 0 | 0% | 2017-09-28 23:00 | 9 | 28 | 23 | 9 | 28 | 22 | 21.1525 | 21.11 | 0 | 21.1575 | 21.1525 | 0
[48 empty] | 2017-10-30 | 10 | 30 | 0 | 0 | 0% | 2017-09-29 | 9 | 29 | 0 | 9 | 28 | 23 | 20.5 | 20.485 | 0 | 20.5 | 20.4975 | 0
[48 empty] | 2017-10-30 01:00 | 10 | 30 | 1 | 0 | 0% | 2017-09-29 01:00 | 9 | 29 | 1 | 9 | 29 | 0 | 19.965 | 19.965 | 0 | 19.965 | 19.965 | 0
[48 empty] | 2017-10-30 02:00 | 10 | 30 | 2 | 0 | 0% | 2017-09-29 02:00 | 9 | 29 | 2 | 9 | 29 | 1 | 19.4725 | 19.4725 | 0 | 19.4725 | 19.4725 | 0
[48 empty] | 2017-10-30 03:00 | 10 | 30 | 3 | 0 | 0% | 2017-09-29 03:00 | 9 | 29 | 3 | 9 | 29 | 2 | 18.89 | 18.89 | 0 | 18.89 | 18.89 | 0
[48 empty] | 2017-10-30 04:00 | 10 | 30 | 4 | 0 | 0% | 2017-09-29 04:00 | 9 | 29 | 4 | 9 | 29 | 3 | 18.5575 | 18.5575 | 0 | 18.5575 | 18.5575 | 0
[48 empty] | 2017-10-30 05:00 | 10 | 30 | 5 | 0 | 0% | 2017-09-29 05:00 | 9 | 29 | 5 | 9 | 29 | 4 | 18.585 | 18.585 | 0 | 18.585 | 18.585 | 0
[48 empty] | 2017-10-30 06:00 | 10 | 30 | 6 | 0 | 0% | 2017-09-29 06:00 | 9 | 29 | 6 | 9 | 29 | 5 | 19.265 | 19.265 | 0 | 19.265 | 19.265 | 0
[48 empty] | 2017-10-30 07:00 | 10 | 30 | 7 | 353.6366 | 35.72% | 2017-09-29 07:00 | 9 | 29 | 7 | 9 | 29 | 6 | 19.9725 | 19.9725 | 0 | 19.9725 | 19.9725 | 0
[48 empty] | 2017-10-30 08:00 | 10 | 30 | 8 | 309.4353 | 31.26% | 2017-09-29 08:00 | 9 | 29 | 8 | 9 | 29 | 7 | 20.085 | 20.085 | 0 | 20.085 | 20.085 | 0
[48 empty] | 2017-10-30 09:00 | 10 | 30 | 9 | 667.2998 | 67.4% | 2017-09-29 09:00 | 9 | 29 | 9 | 9 | 29 | 8 | 20.0675 | 20.0675 | 0 | 20.0675 | 20.0675 | 0
[48 empty] | 2017-10-30 10:00 | 10 | 30 | 10 | 640.5879 | 64.71% | 2017-09-29 10:00 | 9 | 29 | 10 | 9 | 29 | 9 | 21.0775 | 21.0775 | 0 | 21.0775 | 21.0775 | 0
[48 empty] | 2017-10-30 11:00 | 10 | 30 | 11 | 757.6862 | 76.53% | 2017-09-29 11:00 | 9 | 29 | 11 | 9 | 29 | 10 | 21.3025 | 21.2625 | 0 | 21.31 | 21.3025 | 0
[48 empty] | 2017-10-30 12:00 | 10 | 30 | 12 | 778.6292 | 78.65% | 2017-09-29 12:00 | 9 | 29 | 12 | 9 | 29 | 11 | 22.5625 | 22.0475 | 0 | 22.2025 | 22.485 | 0
[48 empty] | 2017-10-30 13:00 | 10 | 30 | 13 | 826.5133 | 83.49% | 2017-09-29 13:00 | 9 | 29 | 13 | 9 | 29 | 12 | 26.465 | 24.6375 | 0 | 25.0625 | 26.175 | 0
[48 empty] | 2017-10-30 14:00 | 10 | 30 | 14 | 843.4454 | 85.2% | 2017-09-29 14:00 | 9 | 29 | 14 | 9 | 29 | 13 | 28.91 | 24.315 | 0 | 26.085 | 29.325 | 0
[48 empty] | 2017-10-30 15:00 | 10 | 30 | 15 | 698.0028 | 70.51% | 2017-09-29 15:00 | 9 | 29 | 15 | 9 | 29 | 14 | 29.13 | 37.05 | 0 | 39.1025 | 32.5875 | 0
[48 empty] | 2017-10-30 16:00 | 10 | 30 | 16 | 126.9819 | 12.83% | 2017-09-29 16:00 | 9 | 29 | 16 | 9 | 29 | 15 | 23.33 | 29.3075 | 0 | 31.2125 | 26.48 | 0
[48 empty] | 2017-10-30 17:00 | 10 | 30 | 17 | 0 | 0% | 2017-09-29 17:00 | 9 | 29 | 17 | 9 | 29 | 16 | 22.9225 | 25.61 | 0 | 27.01 | 24.7925 | 0
[48 empty] | 2017-10-30 18:00 | 10 | 30 | 18 | 0 | 0% | 2017-09-29 18:00 | 9 | 29 | 18 | 9 | 29 | 17 | 23.27 | 20.475 | 0 | 20.97 | 22.9575 | 0
[48 empty] | 2017-10-30 19:00 | 10 | 30 | 19 | 0 | 0% | 2017-09-29 19:00 | 9 | 29 | 19 | 9 | 29 | 18 | 22.6425 | 21.095 | 0 | 21.2925 | 22.42 | 0
[48 empty] | 2017-10-30 20:00 | 10 | 30 | 20 | 0 | 0% | 2017-09-29 20:00 | 9 | 29 | 20 | 9 | 29 | 19 | 27.7675 | 27.9825 | 0 | 27.985 | 27.84 | 0
[48 empty] | 2017-10-30 21:00 | 10 | 30 | 21 | 0 | 0% | 2017-09-29 21:00 | 9 | 29 | 21 | 9 | 29 | 20 | 24.085 | 23.5525 | 0 | 23.61 | 24 | 0
[48 empty] | 2017-10-30 22:00 | 10 | 30 | 22 | 0 | 0% | 2017-09-29 22:00 | 9 | 29 | 22 | 9 | 29 | 21 | 22.0575 | 21.1325 | 0 | 21.215 | 21.8825 | 0
[48 empty] | 2017-10-30 23:00 | 10 | 30 | 23 | 0 | 0% | 2017-09-29 23:00 | 9 | 29 | 23 | 9 | 29 | 22 | 51.9475 | 23.9875 | 0 | 26.3275 | 46.4675 | 0
[48 empty] | 2017-10-31 | 10 | 31 | 0 | 0 | 0% | 2017-09-30 | 9 | 30 | 0 | 9 | 29 | 23 | 479.78 | 92.7525 | 0 | 102.63 | 198.225 | 0
[48 empty] | 2017-10-31 01:00 | 10 | 31 | 1 | 0 | 0% | 2017-09-30 01:00 | 9 | 30 | 1 | 9 | 30 | 0 | 71.6875 | 20.1475 | 0 | 20.1525 | 24.365 | 0
[48 empty] | 2017-10-31 02:00 | 10 | 31 | 2 | 0 | 0% | 2017-09-30 02:00 | 9 | 30 | 2 | 9 | 30 | 1 | 19.995 | 19.99 | 0 | 19.99 | 19.9925 | 0
[48 empty] | 2017-10-31 03:00 | 10 | 31 | 3 | 0 | 0% | 2017-09-30 03:00 | 9 | 30 | 3 | 9 | 30 | 2 | 19.825 | 19.8075 | 0 | 19.8075 | 19.8175 | 0
[48 empty] | 2017-10-31 04:00 | 10 | 31 | 4 | 0 | 0% | 2017-09-30 04:00 | 9 | 30 | 4 | 9 | 30 | 3 | 19.2425 | 19.2425 | 0 | 19.2425 | 19.2425 | 0
[48 empty] | 2017-10-31 05:00 | 10 | 31 | 5 | 0 | 0% | 2017-09-30 05:00 | 9 | 30 | 5 | 9 | 30 | 4 | 18.77 | 18.77 | 0 | 18.77 | 18.77 | 0
[48 empty] | 2017-10-31 06:00 | 10 | 31 | 6 | 0 | 0% | 2017-09-30 06:00 | 9 | 30 | 6 | 9 | 30 | 5 | 18.515 | 18.515 | 0 | 18.515 | 18.515 | 0
[48 empty] | 2017-10-31 07:00 | 10 | 31 | 7 | 67.6883 | 6.837% | 2017-09-30 07:00 | 9 | 30 | 7 | 9 | 30 | 6 | 18.595 | 18.595 | 0 | 18.595 | 18.595 | 0
[48 empty] | 2017-10-31 08:00 | 10 | 31 | 8 | 91.6984 | 9.262% | 2017-09-30 08:00 | 9 | 30 | 8 | 9 | 30 | 7 | 18.6425 | 18.6425 | 0 | 18.6425 | 18.6425 | 0
[48 empty] | 2017-10-31 09:00 | 10 | 31 | 9 | 112.2778 | 11.34% | 2017-09-30 09:00 | 9 | 30 | 9 | 9 | 30 | 8 | 19.89 | 19.89 | 0 | 19.89 | 19.89 | 0
[48 empty] | 2017-10-31 10:00 | 10 | 31 | 10 | 139.5807 | 14.1% | 2017-09-30 10:00 | 9 | 30 | 10 | 9 | 30 | 9 | 21.4975 | 20.7 | 0 | 20.7075 | 21.2325 | 0
[48 empty] | 2017-10-31 11:00 | 10 | 31 | 11 | 130.2547 | 13.16% | 2017-09-30 11:00 | 9 | 30 | 11 | 9 | 30 | 10 | 20.83 | 20.83 | 0 | 20.83 | 20.83 | 0
[48 empty] | 2017-10-31 12:00 | 10 | 31 | 12 | 127.9412 | 12.92% | 2017-09-30 12:00 | 9 | 30 | 12 | 9 | 30 | 11 | 21.6 | 21.6 | 0 | 21.6 | 21.6 | 0
[48 empty] | 2017-10-31 13:00 | 10 | 31 | 13 | 130.5325 | 13.19% | 2017-09-30 13:00 | 9 | 30 | 13 | 9 | 30 | 12 | 25.18 | 25.18 | 0 | 25.18 | 25.18 | 0
[48 empty] | 2017-10-31 14:00 | 10 | 31 | 14 | 129.6335 | 13.09% | 2017-09-30 14:00 | 9 | 30 | 14 | 9 | 30 | 13 | 30.2875 | 30.285 | 0 | 30.285 | 30.285 | 0
[48 empty] | 2017-10-31 15:00 | 10 | 31 | 15 | 76.6616 | 7.744% | 2017-09-30 15:00 | 9 | 30 | 15 | 9 | 30 | 14 | 29.955 | 29.9525 | 0 | 29.9525 | 29.9525 | 0
[48 empty] | 2017-10-31 16:00 | 10 | 31 | 16 | 78.8243 | 7.962% | 2017-09-30 16:00 | 9 | 30 | 16 | 9 | 30 | 15 | 44.7875 | 44.605 | 0 | 44.605 | 44.64 | 0
[48 empty] | 2017-10-31 17:00 | 10 | 31 | 17 | 0 | 0% | 2017-09-30 17:00 | 9 | 30 | 17 | 9 | 30 | 16 | 65.4625 | 65.355 | 0 | 65.355 | 65.43 | 0
[48 empty] | 2017-10-31 18:00 | 10 | 31 | 18 | 0 | 0% | 2017-09-30 18:00 | 9 | 30 | 18 | 9 | 30 | 17 | 30.43 | 30.43 | 0 | 30.43 | 30.43 | 0
[48 empty] | 2017-10-31 19:00 | 10 | 31 | 19 | 0 | 0% | 2017-09-30 19:00 | 9 | 30 | 19 | 9 | 30 | 18 | 28.055 | 28.0525 | 0 | 28.0525 | 28.0525 | 0
[48 empty] | 2017-10-31 20:00 | 10 | 31 | 20 | 0 | 0% | 2017-09-30 20:00 | 9 | 30 | 20 | 9 | 30 | 19 | 53.505 | 53.435 | 0 | 53.435 | 53.4825 | 0
[48 empty] | 2017-10-31 21:00 | 10 | 31 | 21 | 0 | 0% | 2017-09-30 21:00 | 9 | 30 | 21 | 9 | 30 | 20 | 24.265 | 24.265 | 0 | 24.265 | 24.265 | 0
[48 empty] | 2017-10-31 22:00 | 10 | 31 | 22 | 0 | 0% | 2017-09-30 22:00 | 9 | 30 | 22 | 9 | 30 | 21 | 24.0425 | 24.0425 | 0 | 24.0425 | 24.0425 | 0
[48 empty] | 2017-10-31 23:00 | 10 | 31 | 23 | 0 | 0% | 2017-09-30 23:00 | 9 | 30 | 23 | 9 | 30 | 22 | 110.0425 | 35.92 | 0 | 36.1125 | 49.835 | 0
[48 empty] | 2017-11-01 | 11 | 1 | 0 | 0 | 0% | 2017-10-01 | 10 | 1 | 0 | 9 | 30 | 23 | 62.6125 | 20.26 | 0 | 20.265 | 24.115 | 0
[48 empty] | 2017-11-01 01:00 | 11 | 1 | 1 | 0 | 0% | 2017-10-01 01:00 | 10 | 1 | 1 | 10 | 1 | 0 | 154.145 | 21.7925 | 0 | 21.78 | 33.2675 | 0
[48 empty] | 2017-11-01 02:00 | 11 | 1 | 2 | 0 | 0% | 2017-10-01 02:00 | 10 | 1 | 2 | 10 | 1 | 1 | 21.695 | 19.315 | 0 | 19.32 | 19.7375 | 0
[48 empty] | 2017-11-01 03:00 | 11 | 1 | 3 | 0 | 0% | 2017-10-01 03:00 | 10 | 1 | 3 | 10 | 1 | 2 | 20.0525 | 18.55 | 0 | 18.56 | 19.1175 | 0
[48 empty] | 2017-11-01 04:00 | 11 | 1 | 4 | 0 | 0% | 2017-10-01 04:00 | 10 | 1 | 4 | 10 | 1 | 3 | 18.875 | 18.21 | 0 | 18.2125 | 18.535 | 0
[48 empty] | 2017-11-01 05:00 | 11 | 1 | 5 | 0 | 0% | 2017-10-01 05:00 | 10 | 1 | 5 | 10 | 1 | 4 | 18.4975 | 18.04 | 0 | 18.045 | 18.2625 | 0
[48 empty] | 2017-11-01 06:00 | 11 | 1 | 6 | 74.4288 | 7.518% | 2017-10-01 06:00 | 10 | 1 | 6 | 10 | 1 | 5 | 18.0925 | 17.5975 | 0 | 17.6 | 17.84 | 0
[48 empty] | 2017-11-01 07:00 | 11 | 1 | 7 | 630.5337 | 63.69% | 2017-10-01 07:00 | 10 | 1 | 7 | 10 | 1 | 6 | 19.295 | 17.3475 | 0 | 17.3675 | 18.645 | 0
[48 empty] | 2017-11-01 08:00 | 11 | 1 | 8 | 842.5286 | 85.1% | 2017-10-01 08:00 | 10 | 1 | 8 | 10 | 1 | 7 | 20.05 | 16.45 | 0 | 16.4925 | 18.8475 | 0
[48 empty] | 2017-11-01 09:00 | 11 | 1 | 9 | 848.5322 | 85.71% | 2017-10-01 09:00 | 10 | 1 | 9 | 10 | 1 | 8 | 21.6975 | 17.04 | 0 | 17.095 | 20.1225 | 0
[48 empty] | 2017-11-01 10:00 | 11 | 1 | 10 | 807.1674 | 81.53% | 2017-10-01 10:00 | 10 | 1 | 10 | 10 | 1 | 9 | 27.44 | 18.91 | 0 | 19.0925 | 24.715 | 0
[48 empty] | 2017-11-01 11:00 | 11 | 1 | 11 | 773.2225 | 78.1% | 2017-10-01 11:00 | 10 | 1 | 11 | 10 | 1 | 10 | 33.185 | 19.375 | 0 | 19.7575 | 28.88 | 0
[48 empty] | 2017-11-01 12:00 | 11 | 1 | 12 | 802.9485 | 81.11% | 2017-10-01 12:00 | 10 | 1 | 12 | 10 | 1 | 11 | 33.39 | 19.2925 | 0 | 19.7175 | 29.115 | 0
[48 empty] | 2017-11-01 13:00 | 11 | 1 | 13 | 851.6013 | 86.02% | 2017-10-01 13:00 | 10 | 1 | 13 | 10 | 1 | 12 | 31.58 | 19.8425 | 0 | 20.4675 | 28.6 | 0
[48 empty] | 2017-11-01 14:00 | 11 | 1 | 14 | 850.3424 | 85.89% | 2017-10-01 14:00 | 10 | 1 | 14 | 10 | 1 | 13 | 146.9925 | 26.4975 | 0 | 35.83 | 122.485 | 0
[48 empty] | 2017-11-01 15:00 | 11 | 1 | 15 | 755.6122 | 76.32% | 2017-10-01 15:00 | 10 | 1 | 15 | 10 | 1 | 14 | 37.29 | 21.1775 | 0 | 22.4275 | 33.99 | 0
[48 empty] | 2017-11-01 16:00 | 11 | 1 | 16 | 143.7371 | 14.52% | 2017-10-01 16:00 | 10 | 1 | 16 | 10 | 1 | 15 | 140.29 | 32.7425 | 0 | 41.1 | 117.9425 | 0
[48 empty] | 2017-11-01 17:00 | 11 | 1 | 17 | 0 | 0% | 2017-10-01 17:00 | 10 | 1 | 17 | 10 | 1 | 16 | 128.0925 | 36.65 | 0 | 43.705 | 108.8725 | 0
[48 empty] | 2017-11-01 18:00 | 11 | 1 | 18 | 0 | 0% | 2017-10-01 18:00 | 10 | 1 | 18 | 10 | 1 | 17 | 47.925 | 24.5225 | 0 | 25.82 | 41.7975 | 0
[48 empty] | 2017-11-01 19:00 | 11 | 1 | 19 | 0 | 0% | 2017-10-01 19:00 | 10 | 1 | 19 | 10 | 1 | 18 | 36.3725 | 20.4975 | 0 | 21.08 | 31.4475 | 0
[48 empty] | 2017-11-01 20:00 | 11 | 1 | 20 | 0 | 0% | 2017-10-01 20:00 | 10 | 1 | 20 | 10 | 1 | 19 | 37.4725 | 21.01 | 0 | 21.615 | 32.5 | 0
[48 empty] | 2017-11-01 21:00 | 11 | 1 | 21 | 0 | 0% | 2017-10-01 21:00 | 10 | 1 | 21 | 10 | 1 | 20 | 29.58 | 19.6375 | 0 | 20.045 | 26.72 | 0
[48 empty] | 2017-11-01 22:00 | 11 | 1 | 22 | 0 | 0% | 2017-10-01 22:00 | 10 | 1 | 22 | 10 | 1 | 21 | 24.2375 | 17.72 | 0 | 18.02 | 22.4825 | 0
[48 empty] | 2017-11-01 23:00 | 11 | 1 | 23 | 0 | 0% | 2017-10-01 23:00 | 10 | 1 | 23 | 10 | 1 | 22 | 18.4075 | 16.05 | 0 | 16.2075 | 17.9075 | 0
[48 empty] | 2017-11-02 | 11 | 2 | 0 | 0 | 0% | 2017-10-02 | 10 | 2 | 0 | 10 | 1 | 23 | 17.5125 | 15.565 | 0 | 15.62 | 16.9475 | 0
[48 empty] | 2017-11-02 01:00 | 11 | 2 | 1 | 0 | 0% | 2017-10-02 01:00 | 10 | 2 | 1 | 10 | 2 | 0 | 21.4525 | 12.9875 | 0 | 13.255 | 19.0675 | 0
[48 empty] | 2017-11-02 02:00 | 11 | 2 | 2 | 0 | 0% | 2017-10-02 02:00 | 10 | 2 | 2 | 10 | 2 | 1 | 20.0025 | 9.87 | 0 | 10.2175 | 17.275 | 0
[48 empty] | 2017-11-02 03:00 | 11 | 2 | 3 | 0 | 0% | 2017-10-02 03:00 | 10 | 2 | 3 | 10 | 2 | 2 | 13.21 | 8.93 | 0 | 9.145 | 12.2225 | 0
[48 empty] | 2017-11-02 04:00 | 11 | 2 | 4 | 0 | 0% | 2017-10-02 04:00 | 10 | 2 | 4 | 10 | 2 | 3 | 11.7225 | 6.4475 | 0 | 6.7275 | 10.55 | 0
[48 empty] | 2017-11-02 05:00 | 11 | 2 | 5 | 0 | 0% | 2017-10-02 05:00 | 10 | 2 | 5 | 10 | 2 | 4 | 14.325 | 10.84 | 0 | 11.0025 | 13.52 | 0
[48 empty] | 2017-11-02 06:00 | 11 | 2 | 6 | 56.2314 | 5.68% | 2017-10-02 06:00 | 10 | 2 | 6 | 10 | 2 | 5 | 17.2925 | 15.1675 | 0 | 15.2325 | 16.7225 | 0
[48 empty] | 2017-11-02 07:00 | 11 | 2 | 7 | 569.809 | 57.56% | 2017-10-02 07:00 | 10 | 2 | 7 | 10 | 2 | 6 | 19.47 | 18.085 | 0 | 18.145 | 19.1125 | 0
[48 empty] | 2017-11-02 08:00 | 11 | 2 | 8 | 781.2195 | 78.91% | 2017-10-02 08:00 | 10 | 2 | 8 | 10 | 2 | 7 | 19.1575 | 17.9525 | 0 | 18.085 | 18.97 | 0
[48 empty] | 2017-11-02 09:00 | 11 | 2 | 9 | 794.4446 | 80.25% | 2017-10-02 09:00 | 10 | 2 | 9 | 10 | 2 | 8 | 19.8275 | 18.045 | 0 | 18.0925 | 19.3125 | 0
[48 empty] | 2017-11-02 10:00 | 11 | 2 | 10 | 767.9606 | 77.57% | 2017-10-02 10:00 | 10 | 2 | 10 | 10 | 2 | 9 | 19.37 | 16.725 | 0 | 16.785 | 18.6975 | 0
[48 empty] | 2017-11-02 11:00 | 11 | 2 | 11 | 761.513 | 76.92% | 2017-10-02 11:00 | 10 | 2 | 11 | 10 | 2 | 10 | 20.1875 | 18.0225 | 0 | 23.415 | 18.9075 | 0
[48 empty] | 2017-11-02 12:00 | 11 | 2 | 12 | 797.7098 | 80.58% | 2017-10-02 12:00 | 10 | 2 | 12 | 10 | 2 | 11 | 19.9175 | 17.485 | 0 | 27.085 | 17.965 | 0
[48 empty] | 2017-11-02 13:00 | 11 | 2 | 13 | 846.1091 | 85.47% | 2017-10-02 13:00 | 10 | 2 | 13 | 10 | 2 | 12 | 20.9375 | 18.5225 | 0 | 27.7175 | 19.4425 | 0
[48 empty] | 2017-11-02 14:00 | 11 | 2 | 14 | 832.3168 | 84.07% | 2017-10-02 14:00 | 10 | 2 | 14 | 10 | 2 | 13 | 21.4425 | 19.125 | 0 | 28.145 | 19.8575 | 0
[48 empty] | 2017-11-02 15:00 | 11 | 2 | 15 | 704.2647 | 71.14% | 2017-10-02 15:00 | 10 | 2 | 15 | 10 | 2 | 14 | 22.275 | 19.3025 | 0 | 25.97 | 20.6325 | 0
[48 empty] | 2017-11-02 16:00 | 11 | 2 | 16 | 108.8569 | 11% | 2017-10-02 16:00 | 10 | 2 | 16 | 10 | 2 | 15 | 28.265 | 20.8625 | 0 | 29.9075 | 25.245 | 0
[48 empty] | 2017-11-02 17:00 | 11 | 2 | 17 | 0 | 0% | 2017-10-02 17:00 | 10 | 2 | 17 | 10 | 2 | 16 | 26.135 | 21.4875 | 0 | 32.1375 | 23.6225 | 0
[48 empty] | 2017-11-02 18:00 | 11 | 2 | 18 | 0 | 0% | 2017-10-02 18:00 | 10 | 2 | 18 | 10 | 2 | 17 | 21.995 | 19.945 | 0 | 29.1275 | 20.23 | 0
[48 empty] | 2017-11-02 19:00 | 11 | 2 | 19 | 0 | 0% | 2017-10-02 19:00 | 10 | 2 | 19 | 10 | 2 | 18 | 22.2075 | 19.425 | 0 | 22.3 | 21.2025 | 0
[48 empty] | 2017-11-02 20:00 | 11 | 2 | 20 | 0 | 0% | 2017-10-02 20:00 | 10 | 2 | 20 | 10 | 2 | 19 | 24.38 | 20.815 | 0 | 21.63 | 23.57 | 0
[48 empty] | 2017-11-02 21:00 | 11 | 2 | 21 | 0 | 0% | 2017-10-02 21:00 | 10 | 2 | 21 | 10 | 2 | 20 | 24.115 | 20.365 | 0 | 20.575 | 23.275 | 0
[48 empty] | 2017-11-02 22:00 | 11 | 2 | 22 | 0 | 0% | 2017-10-02 22:00 | 10 | 2 | 22 | 10 | 2 | 21 | 21.3375 | 19.9875 | 0 | 19.9825 | 20.865 | 0
[48 empty] | 2017-11-02 23:00 | 11 | 2 | 23 | 0 | 0% | 2017-10-02 23:00 | 10 | 2 | 23 | 10 | 2 | 22 | 21.61 | 20.2525 | 0 | 20.26 | 21.135 | 0
[48 empty] | 2017-11-03 | 11 | 3 | 0 | 0 | 0% | 2017-10-03 | 10 | 3 | 0 | 10 | 2 | 23 | 20.3075 | 18.795 | 0 | 18.83 | 19.8075 | 0
[48 empty] | 2017-11-03 01:00 | 11 | 3 | 1 | 0 | 0% | 2017-10-03 01:00 | 10 | 3 | 1 | 10 | 3 | 0 | 19.095 | 17.4775 | 0 | 17.495 | 18.5775 | 0
[48 empty] | 2017-11-03 02:00 | 11 | 3 | 2 | 0 | 0% | 2017-10-03 02:00 | 10 | 3 | 2 | 10 | 3 | 1 | 18.2925 | 16.6675 | 0 | 16.68 | 17.76 | 0
[48 empty] | 2017-11-03 03:00 | 11 | 3 | 3 | 0 | 0% | 2017-10-03 03:00 | 10 | 3 | 3 | 10 | 3 | 2 | 17.9925 | 16.8925 | 0 | 16.885 | 17.5925 | 0
[48 empty] | 2017-11-03 04:00 | 11 | 3 | 4 | 0 | 0% | 2017-10-03 04:00 | 10 | 3 | 4 | 10 | 3 | 3 | 17.9425 | 16.8275 | 0 | 16.82 | 17.54 | 0
[48 empty] | 2017-11-03 05:00 | 11 | 3 | 5 | 0 | 0% | 2017-10-03 05:00 | 10 | 3 | 5 | 10 | 3 | 4 | 18.3625 | 17.29 | 0 | 17.275 | 17.9675 | 0
[48 empty] | 2017-11-03 06:00 | 11 | 3 | 6 | 50.8947 | 5.141% | 2017-10-03 06:00 | 10 | 3 | 6 | 10 | 3 | 5 | 19.8875 | 18.82 | 0 | 18.8125 | 19.5125 | 0
[48 empty] | 2017-11-03 07:00 | 11 | 3 | 7 | 561.5633 | 56.72% | 2017-10-03 07:00 | 10 | 3 | 7 | 10 | 3 | 6 | 22.045 | 19.625 | 0 | 19.77 | 21.565 | 0
[48 empty] | 2017-11-03 08:00 | 11 | 3 | 8 | 808.3869 | 81.66% | 2017-10-03 08:00 | 10 | 3 | 8 | 10 | 3 | 7 | 21.9725 | 21.315 | 0 | 21.3075 | 21.735 | 0
[48 empty] | 2017-11-03 09:00 | 11 | 3 | 9 | 828.2187 | 83.66% | 2017-10-03 09:00 | 10 | 3 | 9 | 10 | 3 | 8 | 21.6075 | 18.955 | 0 | 18.9725 | 21.0125 | 0
[48 empty] | 2017-11-03 10:00 | 11 | 3 | 10 | 786.2851 | 79.42% | 2017-10-03 10:00 | 10 | 3 | 10 | 10 | 3 | 9 | 24.105 | 18.69 | 0 | 18.74 | 22.9875 | 0
[48 empty] | 2017-11-03 11:00 | 11 | 3 | 11 | 749.8828 | 75.75% | 2017-10-03 11:00 | 10 | 3 | 11 | 10 | 3 | 10 | 77.5925 | 21.29 | 0 | 21.975 | 67.25 | 0
[48 empty] | 2017-11-03 12:00 | 11 | 3 | 12 | 766.7552 | 77.45% | 2017-10-03 12:00 | 10 | 3 | 12 | 10 | 3 | 11 | 28.57 | 19.8425 | 0 | 19.95 | 26.905 | 0
[48 empty] | 2017-11-03 13:00 | 11 | 3 | 13 | 807.0979 | 81.53% | 2017-10-03 13:00 | 10 | 3 | 13 | 10 | 3 | 12 | 27.33 | 23.8675 | 0 | 23.915 | 26.5775 | 0
[48 empty] | 2017-11-03 14:00 | 11 | 3 | 14 | 792.3658 | 80.04% | 2017-10-03 14:00 | 10 | 3 | 14 | 10 | 3 | 13 | 30.2 | 30.27 | 0 | 30.275 | 30.205 | 0
[48 empty] | 2017-11-03 15:00 | 11 | 3 | 15 | 651.443 | 65.8% | 2017-10-03 15:00 | 10 | 3 | 15 | 10 | 3 | 14 | 32.8125 | 35.205 | 0 | 37.995 | 32.95 | 0
[48 empty] | 2017-11-03 16:00 | 11 | 3 | 16 | 98.8097 | 9.981% | 2017-10-03 16:00 | 10 | 3 | 16 | 10 | 3 | 15 | 32.27 | 36.8275 | 0 | 40.435 | 32.4625 | 0
[48 empty] | 2017-11-03 17:00 | 11 | 3 | 17 | 0 | 0% | 2017-10-03 17:00 | 10 | 3 | 17 | 10 | 3 | 16 | 43.0425 | 77.24 | 0 | 101.1425 | 43.475 | 0
[48 empty] | 2017-11-03 18:00 | 11 | 3 | 18 | 0 | 0% | 2017-10-03 18:00 | 10 | 3 | 18 | 10 | 3 | 17 | 31.755 | 38.095 | 0 | 41.205 | 31.96 | 0
[48 empty] | 2017-11-03 19:00 | 11 | 3 | 19 | 0 | 0% | 2017-10-03 19:00 | 10 | 3 | 19 | 10 | 3 | 18 | 29.445 | 29.465 | 0 | 29.4725 | 29.4475 | 0
[48 empty] | 2017-11-03 20:00 | 11 | 3 | 20 | 0 | 0% | 2017-10-03 20:00 | 10 | 3 | 20 | 10 | 3 | 19 | 36.445 | 36.475 | 0 | 36.475 | 36.475 | 0
[48 empty] | 2017-11-03 21:00 | 11 | 3 | 21 | 0 | 0% | 2017-10-03 21:00 | 10 | 3 | 21 | 10 | 3 | 20 | 27.01 | 27.01 | 0 | 27.01 | 27.01 | 0
[48 empty] | 2017-11-03 22:00 | 11 | 3 | 22 | 0 | 0% | 2017-10-03 22:00 | 10 | 3 | 22 | 10 | 3 | 21 | 25.7225 | 26.095 | 0 | 26.095 | 26.095 | 0
[48 empty] | 2017-11-03 23:00 | 11 | 3 | 23 | 0 | 0% | 2017-10-03 23:00 | 10 | 3 | 23 | 10 | 3 | 22 | 19.3275 | 19.3275 | 0 | 19.3275 | 19.3275 | 0
[48 empty] | 2017-11-04 | 11 | 4 | 0 | 0 | 0% | 2017-10-04 | 10 | 4 | 0 | 10 | 3 | 23 | 19.075 | 19.075 | 0 | 19.075 | 19.075 | 0
[48 empty] | 2017-11-04 01:00 | 11 | 4 | 1 | 0 | 0% | 2017-10-04 01:00 | 10 | 4 | 1 | 10 | 4 | 0 | 18.655 | 18.6575 | 0 | 18.6575 | 18.6575 | 0
[48 empty] | 2017-11-04 02:00 | 11 | 4 | 2 | 0 | 0% | 2017-10-04 02:00 | 10 | 4 | 2 | 10 | 4 | 1 | 18.1025 | 18.1125 | 0 | 18.115 | 18.11 | 0
[48 empty] | 2017-11-04 03:00 | 11 | 4 | 3 | 0 | 0% | 2017-10-04 03:00 | 10 | 4 | 3 | 10 | 4 | 2 | 17.95 | 17.9575 | 0 | 17.965 | 17.9575 | 0
[48 empty] | 2017-11-04 04:00 | 11 | 4 | 4 | 0 | 0% | 2017-10-04 04:00 | 10 | 4 | 4 | 10 | 4 | 3 | 18.235 | 18.24 | 0 | 18.2425 | 18.2375 | 0
[48 empty] | 2017-11-04 05:00 | 11 | 4 | 5 | 0 | 0% | 2017-10-04 05:00 | 10 | 4 | 5 | 10 | 4 | 4 | 18.9375 | 18.94 | 0 | 18.94 | 18.9375 | 0
[48 empty] | 2017-11-04 06:00 | 11 | 4 | 6 | 44.5695 | 4.502% | 2017-10-04 06:00 | 10 | 4 | 6 | 10 | 4 | 5 | 19.485 | 19.485 | 0 | 19.485 | 19.485 | 0
[48 empty] | 2017-11-04 07:00 | 11 | 4 | 7 | 524.8958 | 53.02% | 2017-10-04 07:00 | 10 | 4 | 7 | 10 | 4 | 6 | 26.6625 | 26.6625 | 0 | 26.6625 | 26.6625 | 0
[48 empty] | 2017-11-04 08:00 | 11 | 4 | 8 | 778.3691 | 78.62% | 2017-10-04 08:00 | 10 | 4 | 8 | 10 | 4 | 7 | 26.0475 | 24.745 | 0 | 24.76 | 25.675 | 0
[48 empty] | 2017-11-04 09:00 | 11 | 4 | 9 | 800.867 | 80.9% | 2017-10-04 09:00 | 10 | 4 | 9 | 10 | 4 | 8 | 25.5625 | 25.9375 | 0 | 25.935 | 25.75 | 0
[48 empty] | 2017-11-04 10:00 | 11 | 4 | 10 | 766.1351 | 77.39% | 2017-10-04 10:00 | 10 | 4 | 10 | 10 | 4 | 9 | 28.1075 | 30.58 | 0 | 30.715 | 31.065 | 0
[48 empty] | 2017-11-04 11:00 | 11 | 4 | 11 | 735.2416 | 74.27% | 2017-10-04 11:00 | 10 | 4 | 11 | 10 | 4 | 10 | 23.2375 | 24.0075 | 0 | 24 | 23.6 | 0
[48 empty] | 2017-11-04 12:00 | 11 | 4 | 12 | 755.3475 | 76.3% | 2017-10-04 12:00 | 10 | 4 | 12 | 10 | 4 | 11 | 24.34 | 25.375 | 0 | 25.3625 | 24.9625 | 0
[48 empty] | 2017-11-04 13:00 | 11 | 4 | 13 | 795.9093 | 80.39% | 2017-10-04 13:00 | 10 | 4 | 13 | 10 | 4 | 12 | 26.745 | 27.6875 | 0 | 27.6825 | 27.94 | 0
[48 empty] | 2017-11-04 14:00 | 11 | 4 | 14 | 787.8909 | 79.58% | 2017-10-04 14:00 | 10 | 4 | 14 | 10 | 4 | 13 | 33.49 | 36.9675 | 0 | 36.9475 | 37.535 | 0
[48 empty] | 2017-11-04 15:00 | 11 | 4 | 15 | 625.2184 | 63.15% | 2017-10-04 15:00 | 10 | 4 | 15 | 10 | 4 | 14 | 59.85 | 65.9175 | 0 | 65.8775 | 66.9275 | 0
[48 empty] | 2017-11-04 16:00 | 11 | 4 | 16 | 91.493 | 9.242% | 2017-10-04 16:00 | 10 | 4 | 16 | 10 | 4 | 15 | 342.82 | 366.4275 | 0 | 366.2775 | 370.83 | 0
[48 empty] | 2017-11-04 17:00 | 11 | 4 | 17 | 0 | 0% | 2017-10-04 17:00 | 10 | 4 | 17 | 10 | 4 | 16 | 378.9525 | 389.3225 | 0 | 389.26 | 391.5775 | 0
[48 empty] | 2017-11-04 18:00 | 11 | 4 | 18 | 0 | 0% | 2017-10-04 18:00 | 10 | 4 | 18 | 10 | 4 | 17 | 45.2625 | 46.73 | 0 | 46.72 | 46.9625 | 0
[48 empty] | 2017-11-04 19:00 | 11 | 4 | 19 | 0 | 0% | 2017-10-04 19:00 | 10 | 4 | 19 | 10 | 4 | 18 | 32.775 | 33.5825 | 0 | 33.5775 | 33.6975 | 0
[48 empty] | 2017-11-04 20:00 | 11 | 4 | 20 | 0 | 0% | 2017-10-04 20:00 | 10 | 4 | 20 | 10 | 4 | 19 | 36.51 | 43.2375 | 0 | 43.195 | 44.165 | 0
[48 empty] | 2017-11-04 21:00 | 11 | 4 | 21 | 0 | 0% | 2017-10-04 21:00 | 10 | 4 | 21 | 10 | 4 | 20 | 26.4825 | 26.4825 | 0 | 26.4825 | 26.4825 | 0
[48 empty] | 2017-11-04 22:00 | 11 | 4 | 22 | 0 | 0% | 2017-10-04 22:00 | 10 | 4 | 22 | 10 | 4 | 21 | 21.3725 | 20.6075 | 0 | 20.66 | 21.215 | 0
[48 empty] | 2017-11-04 23:00 | 11 | 4 | 23 | 0 | 0% | 2017-10-04 23:00 | 10 | 4 | 23 | 10 | 4 | 22 | 19.2325 | 19.075 | 0 | 19.0825 | 19.2025 | 0
[48 empty] | 2017-11-05 | 11 | 5 | 0 | 0 | 0% | 2017-10-05 | 10 | 5 | 0 | 10 | 4 | 23 | 18.875 | 18.87 | 0 | 18.87 | 18.875 | 0
[48 empty] | 2017-11-05 01:00 | 11 | 5 | 1 | 0 | 0% | 2017-10-05 01:00 | 10 | 5 | 1 | 10 | 5 | 0 | 18.075 | 18.075 | 0 | 18.075 | 18.075 | 0
[48 empty] | 2017-11-05 02:00 | 11 | 5 | 2 | 0 | 0% | 2017-10-05 02:00 | 10 | 5 | 2 | 10 | 5 | 1 | 17.5025 | 17.5025 | 0 | 17.5025 | 17.5025 | 0
[48 empty] | 2017-11-05 03:00 | 11 | 5 | 3 | 0 | 0% | 2017-10-05 03:00 | 10 | 5 | 3 | 10 | 5 | 2 | 16.9775 | 16.9775 | 0 | 16.9775 | 16.9775 | 0
[48 empty] | 2017-11-05 04:00 | 11 | 5 | 4 | 0 | 0% | 2017-10-05 04:00 | 10 | 5 | 4 | 10 | 5 | 3 | 16.2775 | 16.2775 | 0 | 16.2825 | 16.2775 | 0
[48 empty] | 2017-11-05 05:00 | 11 | 5 | 5 | 0 | 0% | 2017-10-05 05:00 | 10 | 5 | 5 | 10 | 5 | 4 | 16.345 | 16.345 | 0 | 16.345 | 16.345 | 0
[48 empty] | 2017-11-05 06:00 | 11 | 5 | 6 | 52.6692 | 5.32% | 2017-10-05 06:00 | 10 | 5 | 6 | 10 | 5 | 5 | 17.3575 | 17.345 | 0 | 17.345 | 17.355 | 0
[48 empty] | 2017-11-05 07:00 | 11 | 5 | 7 | 558.3528 | 56.4% | 2017-10-05 07:00 | 10 | 5 | 7 | 10 | 5 | 6 | 18.825 | 18.825 | 0 | 18.825 | 18.825 | 0
[48 empty] | 2017-11-05 08:00 | 11 | 5 | 8 | 800.1616 | 80.82% | 2017-10-05 08:00 | 10 | 5 | 8 | 10 | 5 | 7 | 19.02 | 19.02 | 0 | 19.02 | 19.02 | 0
[48 empty] | 2017-11-05 09:00 | 11 | 5 | 9 | 809.7976 | 81.8% | 2017-10-05 09:00 | 10 | 5 | 9 | 10 | 5 | 8 | 19.49 | 19.4275 | 0 | 19.4775 | 19.49 | 0
[48 empty] | 2017-11-05 10:00 | 11 | 5 | 10 | 748.8322 | 75.64% | 2017-10-05 10:00 | 10 | 5 | 10 | 10 | 5 | 9 | 20.0825 | 19.93 | 0 | 20.0425 | 20.085 | 0
[48 empty] | 2017-11-05 11:00 | 11 | 5 | 11 | 713.9446 | 72.12% | 2017-10-05 11:00 | 10 | 5 | 11 | 10 | 5 | 10 | 21.235 | 21.07 | 0 | 21.1925 | 21.2375 | 0
[48 empty] | 2017-11-05 12:00 | 11 | 5 | 12 | 737.721 | 74.52% | 2017-10-05 12:00 | 10 | 5 | 12 | 10 | 5 | 11 | 29.5875 | 26.045 | 0 | 26.1425 | 28.5525 | 0
[48 empty] | 2017-11-05 13:00 | 11 | 5 | 13 | 785.7093 | 79.36% | 2017-10-05 13:00 | 10 | 5 | 13 | 10 | 5 | 12 | 30.4125 | 29.6825 | 0 | 30.255 | 30.4325 | 0
[48 empty] | 2017-11-05 14:00 | 11 | 5 | 14 | 788.3043 | 79.63% | 2017-10-05 14:00 | 10 | 5 | 14 | 10 | 5 | 13 | 46.9 | 45.255 | 0 | 46.595 | 46.9925 | 0
[48 empty] | 2017-11-05 15:00 | 11 | 5 | 15 | 559.0975 | 56.47% | 2017-10-05 15:00 | 10 | 5 | 15 | 10 | 5 | 14 | 30.145 | 29.5625 | 0 | 30.015 | 30.1525 | 0
[48 empty] | 2017-11-05 16:00 | 11 | 5 | 16 | 93.8704 | 9.482% | 2017-10-05 16:00 | 10 | 5 | 16 | 10 | 5 | 15 | 33.0225 | 33.0125 | 0 | 33.05 | 33.0675 | 0
[48 empty] | 2017-11-05 17:00 | 11 | 5 | 17 | 0 | 0% | 2017-10-05 17:00 | 10 | 5 | 17 | 10 | 5 | 16 | 37.5625 | 36.5175 | 0 | 37.3725 | 37.6075 | 0
[48 empty] | 2017-11-05 18:00 | 11 | 5 | 18 | 0 | 0% | 2017-10-05 18:00 | 10 | 5 | 18 | 10 | 5 | 17 | 31.8 | 30.9825 | 0 | 31.69 | 31.8275 | 0
[48 empty] | 2017-11-05 19:00 | 11 | 5 | 19 | 0 | 0% | 2017-10-05 19:00 | 10 | 5 | 19 | 10 | 5 | 18 | 29.795 | 29.075 | 0 | 29.67 | 29.805 | 0
[48 empty] | 2017-11-05 20:00 | 11 | 5 | 20 | 0 | 0% | 2017-10-05 20:00 | 10 | 5 | 20 | 10 | 5 | 19 | 31.5875 | 30.77 | 0 | 31.435 | 31.595 | 0
[48 empty] | 2017-11-05 21:00 | 11 | 5 | 21 | 0 | 0% | 2017-10-05 21:00 | 10 | 5 | 21 | 10 | 5 | 20 | 27.86 | 27.32 | 0 | 27.755 | 27.865 | 0
[48 empty] | 2017-11-05 22:00 | 11 | 5 | 22 | 0 | 0% | 2017-10-05 22:00 | 10 | 5 | 22 | 10 | 5 | 21 | 23.225 | 23.065 | 0 | 23.195 | 23.2275 | 0
[48 empty] | 2017-11-05 23:00 | 11 | 5 | 23 | 0 | 0% | 2017-10-05 23:00 | 10 | 5 | 23 | 10 | 5 | 22 | 19.465 | 19.435 | 0 | 19.46 | 19.4675 | 0
[48 empty] | 2017-11-06 | 11 | 6 | 0 | 0 | 0% | 2017-10-06 | 10 | 6 | 0 | 10 | 5 | 23 | 19.395 | 18.51 | 0 | 18.495 | 19.0475 | 0
[48 empty] | 2017-11-06 01:00 | 11 | 6 | 1 | 0 | 0% | 2017-10-06 01:00 | 10 | 6 | 1 | 10 | 6 | 0 | 17.8825 | 17.7875 | 0 | 17.785 | 17.8475 | 0
[48 empty] | 2017-11-06 02:00 | 11 | 6 | 2 | 0 | 0% | 2017-10-06 02:00 | 10 | 6 | 2 | 10 | 6 | 1 | 17.0925 | 16.5425 | 0 | 16.53 | 16.8775 | 0
[48 empty] | 2017-11-06 03:00 | 11 | 6 | 3 | 0 | 0% | 2017-10-06 03:00 | 10 | 6 | 3 | 10 | 6 | 2 | 17.135 | 16.1225 | 0 | 16.1025 | 16.74 | 0
[48 empty] | 2017-11-06 04:00 | 11 | 6 | 4 | 0 | 0% | 2017-10-06 04:00 | 10 | 6 | 4 | 10 | 6 | 3 | 16.815 | 15.7625 | 0 | 15.7425 | 16.4275 | 0
[48 empty] | 2017-11-06 05:00 | 11 | 6 | 5 | 0 | 0% | 2017-10-06 05:00 | 10 | 6 | 5 | 10 | 6 | 4 | 16.64 | 15.9875 | 0 | 15.98 | 16.555 | 0
[48 empty] | 2017-11-06 06:00 | 11 | 6 | 6 | 37.5557 | 3.794% | 2017-10-06 06:00 | 10 | 6 | 6 | 10 | 6 | 5 | 17.8225 | 17.82 | 0 | 17.82 | 17.8225 | 0
[48 empty] | 2017-11-06 07:00 | 11 | 6 | 7 | 521.7591 | 52.7% | 2017-10-06 07:00 | 10 | 6 | 7 | 10 | 6 | 6 | 19.4275 | 19.4225 | 0 | 19.4225 | 19.4275 | 0
[48 empty] | 2017-11-06 08:00 | 11 | 6 | 8 | 796.1621 | 80.42% | 2017-10-06 08:00 | 10 | 6 | 8 | 10 | 6 | 7 | 19.43 | 19.425 | 0 | 19.4275 | 19.43 | 0
[48 empty] | 2017-11-06 09:00 | 11 | 6 | 9 | 806.4739 | 81.46% | 2017-10-06 09:00 | 10 | 6 | 9 | 10 | 6 | 8 | 19.485 | 19.225 | 0 | 19.24 | 19.4275 | 0
[48 empty] | 2017-11-06 10:00 | 11 | 6 | 10 | 754.8032 | 76.24% | 2017-10-06 10:00 | 10 | 6 | 10 | 10 | 6 | 9 | 20.54 | 19.9125 | 0 | 19.945 | 20.3875 | 0
[48 empty] | 2017-11-06 11:00 | 11 | 6 | 11 | 718.7354 | 72.6% | 2017-10-06 11:00 | 10 | 6 | 11 | 10 | 6 | 10 | 20.28 | 19.5075 | 0 | 19.5375 | 19.9575 | 0
[48 empty] | 2017-11-06 12:00 | 11 | 6 | 12 | 742.1424 | 74.96% | 2017-10-06 12:00 | 10 | 6 | 12 | 10 | 6 | 11 | 22.5475 | 19.9075 | 0 | 20.02 | 21.4875 | 0
[48 empty] | 2017-11-06 13:00 | 11 | 6 | 13 | 785.4981 | 79.34% | 2017-10-06 13:00 | 10 | 6 | 13 | 10 | 6 | 12 | 25.8 | 23.295 | 0 | 23.395 | 24.735 | 0
[48 empty] | 2017-11-06 14:00 | 11 | 6 | 14 | 781.0236 | 78.89% | 2017-10-06 14:00 | 10 | 6 | 14 | 10 | 6 | 13 | 27.27 | 25.9025 | 0 | 25.9775 | 26.9825 | 0
[48 empty] | 2017-11-06 15:00 | 11 | 6 | 15 | 627.268 | 63.36% | 2017-10-06 15:00 | 10 | 6 | 15 | 10 | 6 | 14 | 28.8625 | 26.7225 | 0 | 26.99 | 28.3975 | 0
[48 empty] | 2017-11-06 16:00 | 11 | 6 | 16 | 89.8069 | 9.071% | 2017-10-06 16:00 | 10 | 6 | 16 | 10 | 6 | 15 | 30.31 | 28.445 | 0 | 31.07 | 29.5525 | 0
[48 empty] | 2017-11-06 17:00 | 11 | 6 | 17 | 0 | 0% | 2017-10-06 17:00 | 10 | 6 | 17 | 10 | 6 | 16 | 29.0575 | 26.6225 | 0 | 31.015 | 27.94 | 0
[48 empty] | 2017-11-06 18:00 | 11 | 6 | 18 | 0 | 0% | 2017-10-06 18:00 | 10 | 6 | 18 | 10 | 6 | 17 | 25.89 | 22.4775 | 0 | 22.9875 | 25.08 | 0
[48 empty] | 2017-11-06 19:00 | 11 | 6 | 19 | 0 | 0% | 2017-10-06 19:00 | 10 | 6 | 19 | 10 | 6 | 18 | 23.39 | 22.5375 | 0 | 22.595 | 23.205 | 0
[48 empty] | 2017-11-06 20:00 | 11 | 6 | 20 | 0 | 0% | 2017-10-06 20:00 | 10 | 6 | 20 | 10 | 6 | 19 | 24.4975 | 20.01 | 0 | 20.22 | 23.29 | 0
[48 empty] | 2017-11-06 21:00 | 11 | 6 | 21 | 0 | 0% | 2017-10-06 21:00 | 10 | 6 | 21 | 10 | 6 | 20 | 20.055 | 18.9525 | 0 | 18.9725 | 19.6975 | 0
[48 empty] | 2017-11-06 22:00 | 11 | 6 | 22 | 0 | 0% | 2017-10-06 22:00 | 10 | 6 | 22 | 10 | 6 | 21 | 19.19 | 18.28 | 0 | 18.2925 | 18.88 | 0
[48 empty] | 2017-11-06 23:00 | 11 | 6 | 23 | 0 | 0% | 2017-10-06 23:00 | 10 | 6 | 23 | 10 | 6 | 22 | 19.33 | 18.07 | 0 | 18.0975 | 18.88 | 0
[48 empty] | 2017-11-07 | 11 | 7 | 0 | 0 | 0% | 2017-10-07 | 10 | 7 | 0 | 10 | 6 | 23 | 18.54 | 17.2975 | 0 | 17.2875 | 18.075 | 0
[48 empty] | 2017-11-07 01:00 | 11 | 7 | 1 | 0 | 0% | 2017-10-07 01:00 | 10 | 7 | 1 | 10 | 7 | 0 | 17.49 | 16.42 | 0 | 16.4 | 17.08 | 0
[48 empty] | 2017-11-07 02:00 | 11 | 7 | 2 | 0 | 0% | 2017-10-07 02:00 | 10 | 7 | 2 | 10 | 7 | 1 | 17.445 | 16.45 | 0 | 16.4325 | 17.065 | 0
[48 empty] | 2017-11-07 03:00 | 11 | 7 | 3 | 0 | 0% | 2017-10-07 03:00 | 10 | 7 | 3 | 10 | 7 | 2 | 17.7975 | 17.295 | 0 | 17.29 | 17.6075 | 0
[48 empty] | 2017-11-07 04:00 | 11 | 7 | 4 | 0 | 0% | 2017-10-07 04:00 | 10 | 7 | 4 | 10 | 7 | 3 | 17.9225 | 17.9325 | 0 | 17.9325 | 17.9275 | 0
[48 empty] | 2017-11-07 05:00 | 11 | 7 | 5 | 0 | 0% | 2017-10-07 05:00 | 10 | 7 | 5 | 10 | 7 | 4 | 18.065 | 18.065 | 0 | 18.065 | 18.065 | 0
[48 empty] | 2017-11-07 06:00 | 11 | 7 | 6 | 28.003 | 2.829% | 2017-10-07 06:00 | 10 | 7 | 6 | 10 | 7 | 5 | 17.8525 | 17.8525 | 0 | 17.8525 | 17.8525 | 0
[48 empty] | 2017-11-07 07:00 | 11 | 7 | 7 | 472.8807 | 47.77% | 2017-10-07 07:00 | 10 | 7 | 7 | 10 | 7 | 6 | 17.6 | 17.6 | 0 | 17.6 | 17.6 | 0
[48 empty] | 2017-11-07 08:00 | 11 | 7 | 8 | 756.5982 | 76.42% | 2017-10-07 08:00 | 10 | 7 | 8 | 10 | 7 | 7 | 18.0225 | 18.0225 | 0 | 18.0225 | 18.0225 | 0
[48 empty] | 2017-11-07 09:00 | 11 | 7 | 9 | 788.0644 | 79.6% | 2017-10-07 09:00 | 10 | 7 | 9 | 10 | 7 | 8 | 18.845 | 18.845 | 0 | 18.845 | 18.845 | 0
[48 empty] | 2017-11-07 10:00 | 11 | 7 | 10 | 744.7558 | 75.23% | 2017-10-07 10:00 | 10 | 7 | 10 | 10 | 7 | 9 | 19.6725 | 19.66 | 0 | 19.66 | 19.6675 | 0
[48 empty] | 2017-11-07 11:00 | 11 | 7 | 11 | 708.2419 | 71.54% | 2017-10-07 11:00 | 10 | 7 | 11 | 10 | 7 | 10 | 20.94 | 20.94 | 0 | 20.94 | 20.94 | 0
[48 empty] | 2017-11-07 12:00 | 11 | 7 | 12 | 721.13 | 72.84% | 2017-10-07 12:00 | 10 | 7 | 12 | 10 | 7 | 11 | 25.7375 | 24.5775 | 0 | 24.665 | 25.5 | 0
[48 empty] | 2017-11-07 13:00 | 11 | 7 | 13 | 757.9476 | 76.56% | 2017-10-07 13:00 | 10 | 7 | 13 | 10 | 7 | 12 | 74.305 | 28.56 | 0 | 32.1525 | 64.99 | 0
[48 empty] | 2017-11-07 14:00 | 11 | 7 | 14 | 744.5353 | 75.21% | 2017-10-07 14:00 | 10 | 7 | 14 | 10 | 7 | 13 | 29.3925 | 27.515 | 0 | 27.66 | 29.0125 | 0
[48 empty] | 2017-11-07 15:00 | 11 | 7 | 15 | 567.0135 | 57.27% | 2017-10-07 15:00 | 10 | 7 | 15 | 10 | 7 | 14 | 80.2625 | 32.315 | 0 | 36.16 | 70.6525 | 0
[48 empty] | 2017-11-07 16:00 | 11 | 7 | 16 | 66.1892 | 6.686% | 2017-10-07 16:00 | 10 | 7 | 16 | 10 | 7 | 15 | 33.73 | 29.7425 | 0 | 30.1975 | 32.9575 | 0
[48 empty] | 2017-11-07 17:00 | 11 | 7 | 17 | 0 | 0% | 2017-10-07 17:00 | 10 | 7 | 17 | 10 | 7 | 16 | 108.74 | 108.195 | 0 | 108.4325 | 108.66 | 0
[48 empty] | 2017-11-07 18:00 | 11 | 7 | 18 | 0 | 0% | 2017-10-07 18:00 | 10 | 7 | 18 | 10 | 7 | 17 | 31.8675 | 31.86 | 0 | 31.86 | 31.865 | 0
[48 empty] | 2017-11-07 19:00 | 11 | 7 | 19 | 0 | 0% | 2017-10-07 19:00 | 10 | 7 | 19 | 10 | 7 | 18 | 88.315 | 88.1175 | 0 | 88.1325 | 88.275 | 0
[48 empty] | 2017-11-07 20:00 | 11 | 7 | 20 | 0 | 0% | 2017-10-07 20:00 | 10 | 7 | 20 | 10 | 7 | 19 | 40.4975 | 25.635 | 0 | 26.8325 | 37.47 | 0
[48 empty] | 2017-11-07 21:00 | 11 | 7 | 21 | 0 | 0% | 2017-10-07 21:00 | 10 | 7 | 21 | 10 | 7 | 20 | 31.8125 | 20.995 | 0 | 21.86 | 29.585 | 0
[48 empty] | 2017-11-07 22:00 | 11 | 7 | 22 | 0 | 0% | 2017-10-07 22:00 | 10 | 7 | 22 | 10 | 7 | 21 | 24.54 | 19.6 | 0 | 19.9875 | 23.5225 | 0
[48 empty] | 2017-11-07 23:00 | 11 | 7 | 23 | 0 | 0% | 2017-10-07 23:00 | 10 | 7 | 23 | 10 | 7 | 22 | 22.3475 | 19.09 | 0 | 19.3525 | 21.68 | 0
[48 empty] | 2017-11-08 | 11 | 8 | 0 | 0 | 0% | 2017-10-08 | 10 | 8 | 0 | 10 | 7 | 23 | 21.0025 | 18.54 | 0 | 18.7375 | 20.485 | 0
[48 empty] | 2017-11-08 01:00 | 11 | 8 | 1 | 0 | 0% | 2017-10-08 01:00 | 10 | 8 | 1 | 10 | 8 | 0 | 19.825 | 18.1225 | 0 | 18.215 | 19.275 | 0
[48 empty] | 2017-11-08 02:00 | 11 | 8 | 2 | 0 | 0% | 2017-10-08 02:00 | 10 | 8 | 2 | 10 | 8 | 1 | 18.77 | 17.2225 | 0 | 17.305 | 18.3 | 0
[48 empty] | 2017-11-08 03:00 | 11 | 8 | 3 | 0 | 0% | 2017-10-08 03:00 | 10 | 8 | 3 | 10 | 8 | 2 | 17.45 | 16.45 | 0 | 16.5175 | 17.2 | 0
[48 empty] | 2017-11-08 04:00 | 11 | 8 | 4 | 0 | 0% | 2017-10-08 04:00 | 10 | 8 | 4 | 10 | 8 | 3 | 16.1375 | 15.105 | 0 | 15.1825 | 15.9475 | 0
[48 empty] | 2017-11-08 05:00 | 11 | 8 | 5 | 0 | 0% | 2017-10-08 05:00 | 10 | 8 | 5 | 10 | 8 | 4 | 14.47 | 9.1325 | 0 | 9.3425 | 14.22 | 0
[48 empty] | 2017-11-08 06:00 | 11 | 8 | 6 | 0 | 0% | 2017-10-08 06:00 | 10 | 8 | 6 | 10 | 8 | 5 | 16.015 | 15.2225 | 0 | 15.26 | 15.9575 | 0
[48 empty] | 2017-11-08 07:00 | 11 | 8 | 7 | 38.7347 | 3.913% | 2017-10-08 07:00 | 10 | 8 | 7 | 10 | 8 | 6 | 14.655 | 13.2375 | 0 | 13.3425 | 14.3925 | 0
[48 empty] | 2017-11-08 08:00 | 11 | 8 | 8 | 72.4313 | 7.316% | 2017-10-08 08:00 | 10 | 8 | 8 | 10 | 8 | 7 | 9.1225 | 2.695 | 0 | 3.1175 | 8.0675 | 0
[48 empty] | 2017-11-08 09:00 | 11 | 8 | 9 | 103.5165 | 10.46% | 2017-10-08 09:00 | 10 | 8 | 9 | 10 | 8 | 8 | 15.94 | 14.8575 | 0 | 14.9425 | 15.7275 | 0
[48 empty] | 2017-11-08 10:00 | 11 | 8 | 10 | 547.3858 | 55.29% | 2017-10-08 10:00 | 10 | 8 | 10 | 10 | 8 | 9 | 18.0075 | 17.4175 | 0 | 17.4675 | 17.8975 | 0
[48 empty] | 2017-11-08 11:00 | 11 | 8 | 11 | 726.272 | 73.36% | 2017-10-08 11:00 | 10 | 8 | 11 | 10 | 8 | 10 | 20.42 | 18.6225 | 0 | 18.775 | 20.0775 | 0
[48 empty] | 2017-11-08 12:00 | 11 | 8 | 12 | 744.2633 | 75.18% | 2017-10-08 12:00 | 10 | 8 | 12 | 10 | 8 | 11 | 23.375 | 18.725 | 0 | 19.1125 | 22.46 | 0
[48 empty] | 2017-11-08 13:00 | 11 | 8 | 13 | 790.028 | 79.8% | 2017-10-08 13:00 | 10 | 8 | 13 | 10 | 8 | 12 | 24.1075 | 19.6075 | 0 | 19.985 | 23.21 | 0
[48 empty] | 2017-11-08 14:00 | 11 | 8 | 14 | 796.236 | 80.43% | 2017-10-08 14:00 | 10 | 8 | 14 | 10 | 8 | 13 | 31.375 | 20.82 | 0 | 21.6925 | 29.23 | 0
[48 empty] | 2017-11-08 15:00 | 11 | 8 | 15 | 642.2666 | 64.88% | 2017-10-08 15:00 | 10 | 8 | 15 | 10 | 8 | 14 | 147.9775 | 30.4775 | 0 | 39.795 | 123.75 | 0
[48 empty] | 2017-11-08 16:00 | 11 | 8 | 16 | 89.4267 | 9.033% | 2017-10-08 16:00 | 10 | 8 | 16 | 10 | 8 | 15 | 202.5175 | 35.7475 | 0 | 49.035 | 167.9325 | 0
[48 empty] | 2017-11-08 17:00 | 11 | 8 | 17 | 0 | 0% | 2017-10-08 17:00 | 10 | 8 | 17 | 10 | 8 | 16 | 48.13 | 27.3975 | 0 | 29.0025 | 43.795 | 0
[48 empty] | 2017-11-08 18:00 | 11 | 8 | 18 | 0 | 0% | 2017-10-08 18:00 | 10 | 8 | 18 | 10 | 8 | 17 | 34.17 | 30.97 | 0 | 31.2275 | 33.5 | 0
[48 empty] | 2017-11-08 19:00 | 11 | 8 | 19 | 0 | 0% | 2017-10-08 19:00 | 10 | 8 | 19 | 10 | 8 | 18 | 33.9375 | 33.935 | 0 | 33.935 | 33.935 | 0
[48 empty] | 2017-11-08 20:00 | 11 | 8 | 20 | 0 | 0% | 2017-10-08 20:00 | 10 | 8 | 20 | 10 | 8 | 19 | 28.3575 | 24.8425 | 0 | 25.1175 | 27.615 | 0
[48 empty] | 2017-11-08 21:00 | 11 | 8 | 21 | 0 | 0% | 2017-10-08 21:00 | 10 | 8 | 21 | 10 | 8 | 20 | 24.76 | 19.4725 | 0 | 19.91 | 23.87 | 0
[48 empty] | 2017-11-08 22:00 | 11 | 8 | 22 | 0 | 0% | 2017-10-08 22:00 | 10 | 8 | 22 | 10 | 8 | 21 | 22.5825 | 18.49 | 0 | 18.805 | 21.8075 | 0
[48 empty] | 2017-11-08 23:00 | 11 | 8 | 23 | 0 | 0% | 2017-10-08 23:00 | 10 | 8 | 23 | 10 | 8 | 22 | 21.745 | 17.3325 | 0 | 17.5875 | 20.6475 | 0
[48 empty] | 2017-11-09 | 11 | 9 | 0 | 0 | 0% | 2017-10-09 | 10 | 9 | 0 | 10 | 8 | 23 | 20.1125 | 16.815 | 0 | 16.97 | 19.2175 | 0
[48 empty] | 2017-11-09 01:00 | 11 | 9 | 1 | 0 | 0% | 2017-10-09 01:00 | 10 | 9 | 1 | 10 | 9 | 0 | 18.3 | 16.985 | 0 | 16.9975 | 17.8425 | 0
[48 empty] | 2017-11-09 02:00 | 11 | 9 | 2 | 0 | 0% | 2017-10-09 02:00 | 10 | 9 | 2 | 10 | 9 | 1 | 17.455 | 16.4 | 0 | 16.4125 | 17.0975 | 0
[48 empty] | 2017-11-09 03:00 | 11 | 9 | 3 | 0 | 0% | 2017-10-09 03:00 | 10 | 9 | 3 | 10 | 9 | 2 | 17.085 | 16.0475 | 0 | 16.0375 | 16.6925 | 0
[48 empty] | 2017-11-09 04:00 | 11 | 9 | 4 | 0 | 0% | 2017-10-09 04:00 | 10 | 9 | 4 | 10 | 9 | 3 | 16.55 | 16.4725 | 0 | 16.4725 | 16.5225 | 0
[48 empty] | 2017-11-09 05:00 | 11 | 9 | 5 | 0 | 0% | 2017-10-09 05:00 | 10 | 9 | 5 | 10 | 9 | 4 | 16.6975 | 16.7025 | 0 | 16.705 | 16.6975 | 0
[48 empty] | 2017-11-09 06:00 | 11 | 9 | 6 | 28.4467 | 2.873% | 2017-10-09 06:00 | 10 | 9 | 6 | 10 | 9 | 5 | 16.46 | 15.745 | 0 | 15.795 | 16.3225 | 0
[48 empty] | 2017-11-09 07:00 | 11 | 9 | 7 | 467.5296 | 47.23% | 2017-10-09 07:00 | 10 | 9 | 7 | 10 | 9 | 6 | 16.8 | 15.3025 | 0 | 15.4025 | 16.5075 | 0
[48 empty] | 2017-11-09 08:00 | 11 | 9 | 8 | 756.4347 | 76.41% | 2017-10-09 08:00 | 10 | 9 | 8 | 10 | 9 | 7 | 18.085 | 17.5275 | 0 | 17.565 | 17.9775 | 0
[48 empty] | 2017-11-09 09:00 | 11 | 9 | 9 | 778.2458 | 78.61% | 2017-10-09 09:00 | 10 | 9 | 9 | 10 | 9 | 8 | 18.6875 | 18.4425 | 0 | 18.4875 | 18.64 | 0
[48 empty] | 2017-11-09 10:00 | 11 | 9 | 10 | 707.0652 | 71.42% | 2017-10-09 10:00 | 10 | 9 | 10 | 10 | 9 | 9 | 19.525 | 18.97 | 0 | 19.035 | 19.465 | 0
[48 empty] | 2017-11-09 11:00 | 11 | 9 | 11 | 665.2543 | 67.2% | 2017-10-09 11:00 | 10 | 9 | 11 | 10 | 9 | 10 | 25.615 | 19.5525 | 0 | 19.9575 | 24.5375 | 0
[48 empty] | 2017-11-09 12:00 | 11 | 9 | 12 | 699.9388 | 70.7% | 2017-10-09 12:00 | 10 | 9 | 12 | 10 | 9 | 11 | 27.055 | 20.13 | 0 | 20.62 | 26.1375 | 0
[48 empty] | 2017-11-09 13:00 | 11 | 9 | 13 | 723.4489 | 73.08% | 2017-10-09 13:00 | 10 | 9 | 13 | 10 | 9 | 12 | 78.8425 | 24.7775 | 0 | 30.2775 | 87.9175 | 0
[48 empty] | 2017-11-09 14:00 | 11 | 9 | 14 | 737.2464 | 74.47% | 2017-10-09 14:00 | 10 | 9 | 14 | 10 | 9 | 13 | 257.76 | 48.3175 | 0 | 65.5075 | 253.375 | 0
[48 empty] | 2017-11-09 15:00 | 11 | 9 | 15 | 558.6266 | 56.43% | 2017-10-09 15:00 | 10 | 9 | 15 | 10 | 9 | 14 | 431.2625 | 99.8525 | 0 | 148.385 | 424.4175 | 0
[48 empty] | 2017-11-09 16:00 | 11 | 9 | 16 | 67.8263 | 6.851% | 2017-10-09 16:00 | 10 | 9 | 16 | 10 | 9 | 15 | 505.8475 | 130.04 | 0 | 203.1025 | 497.4975 | 0
[48 empty] | 2017-11-09 17:00 | 11 | 9 | 17 | 0 | 0% | 2017-10-09 17:00 | 10 | 9 | 17 | 10 | 9 | 16 | 462.4075 | 110.8125 | 0 | 167.2175 | 452.52 | 0
[48 empty] | 2017-11-09 18:00 | 11 | 9 | 18 | 0 | 0% | 2017-10-09 18:00 | 10 | 9 | 18 | 10 | 9 | 17 | 58.355 | 27.975 | 0 | 34.3975 | 56.1075 | 0
[48 empty] | 2017-11-09 19:00 | 11 | 9 | 19 | 0 | 0% | 2017-10-09 19:00 | 10 | 9 | 19 | 10 | 9 | 18 | 26.805 | 23.4275 | 0 | 24.23 | 33.58 | 0
[48 empty] | 2017-11-09 20:00 | 11 | 9 | 20 | 0 | 0% | 2017-10-09 20:00 | 10 | 9 | 20 | 10 | 9 | 19 | 25.4075 | 19.2475 | 0 | 21.73 | 24.445 | 0
[48 empty] | 2017-11-09 21:00 | 11 | 9 | 21 | 0 | 0% | 2017-10-09 21:00 | 10 | 9 | 21 | 10 | 9 | 20 | 24.7175 | 19.19 | 0 | 20.66 | 23.635 | 0
[48 empty] | 2017-11-09 22:00 | 11 | 9 | 22 | 0 | 0% | 2017-10-09 22:00 | 10 | 9 | 22 | 10 | 9 | 21 | 22.28 | 18.815 | 0 | 19.2 | 21.87 | 0
[48 empty] | 2017-11-09 23:00 | 11 | 9 | 23 | 0 | 0% | 2017-10-09 23:00 | 10 | 9 | 23 | 10 | 9 | 22 | 21.8175 | 18.9275 | 0 | 19.135 | 21.4 | 0
[48 empty] | 2017-11-10 | 11 | 10 | 0 | 0 | 0% | 2017-10-10 | 10 | 10 | 0 | 10 | 9 | 23 | 20.17 | 17.825 | 0 | 18.0525 | 19.8775 | 0
[48 empty] | 2017-11-10 01:00 | 11 | 10 | 1 | 0 | 0% | 2017-10-10 01:00 | 10 | 10 | 1 | 10 | 10 | 0 | 17.505 | 18.1125 | 0 | 18.0975 | 17.945 | 0
[48 empty] | 2017-11-10 02:00 | 11 | 10 | 2 | 0 | 0% | 2017-10-10 02:00 | 10 | 10 | 2 | 10 | 10 | 1 | 18.14 | 16.3025 | 0 | 16.3525 | 17.5775 | 0
[48 empty] | 2017-11-10 03:00 | 11 | 10 | 3 | 0 | 0% | 2017-10-10 03:00 | 10 | 10 | 3 | 10 | 10 | 2 | 16.2875 | 16.0525 | 0 | 16.0525 | 16.3625 | 0
[48 empty] | 2017-11-10 04:00 | 11 | 10 | 4 | 0 | 0% | 2017-10-10 04:00 | 10 | 10 | 4 | 10 | 10 | 3 | 17.5075 | 15.8525 | 0 | 15.885 | 16.9675 | 0
[48 empty] | 2017-11-10 05:00 | 11 | 10 | 5 | 0 | 0% | 2017-10-10 05:00 | 10 | 10 | 5 | 10 | 10 | 4 | 16.7975 | 15.9275 | 0 | 15.9525 | 16.6275 | 0
[48 empty] | 2017-11-10 06:00 | 11 | 10 | 6 | 32.5044 | 3.283% | 2017-10-10 06:00 | 10 | 10 | 6 | 10 | 10 | 5 | 18.995 | 16.8775 | 0 | 16.935 | 18.0175 | 0
[48 empty] | 2017-11-10 07:00 | 11 | 10 | 7 | 484.5584 | 48.95% | 2017-10-10 07:00 | 10 | 10 | 7 | 10 | 10 | 6 | 21.5975 | 18.79 | 0 | 18.9325 | 20.85 | 0
[48 empty] | 2017-11-10 08:00 | 11 | 10 | 8 | 758.6697 | 76.63% | 2017-10-10 08:00 | 10 | 10 | 8 | 10 | 10 | 7 | 21.18 | 19.2875 | 0 | 19.355 | 20.5625 | 0
[48 empty] | 2017-11-10 09:00 | 11 | 10 | 9 | 775.9544 | 78.38% | 2017-10-10 09:00 | 10 | 10 | 9 | 10 | 10 | 8 | 19.78 | 18.81 | 0 | 18.7875 | 19.0525 | 0
[48 empty] | 2017-11-10 10:00 | 11 | 10 | 10 | 737.6445 | 74.51% | 2017-10-10 10:00 | 10 | 10 | 10 | 10 | 10 | 9 | 19.045 | 17.945 | 0 | 17.8925 | 18.2325 | 0
[48 empty] | 2017-11-10 11:00 | 11 | 10 | 11 | 696.6285 | 70.37% | 2017-10-10 11:00 | 10 | 10 | 11 | 10 | 10 | 10 | 18.87 | 17.91 | 0 | 17.7625 | 18.4125 | 0
[48 empty] | 2017-11-10 12:00 | 11 | 10 | 12 | 721.7152 | 72.9% | 2017-10-10 12:00 | 10 | 10 | 12 | 10 | 10 | 11 | 18.205 | 17.3275 | 0 | 17.2875 | 17.8775 | 0
[48 empty] | 2017-11-10 13:00 | 11 | 10 | 13 | 764.8677 | 77.26% | 2017-10-10 13:00 | 10 | 10 | 13 | 10 | 10 | 12 | 17.5875 | 17.475 | 0 | 17.47 | 17.6075 | 0
[48 empty] | 2017-11-10 14:00 | 11 | 10 | 14 | 765.8753 | 77.36% | 2017-10-10 14:00 | 10 | 10 | 14 | 10 | 10 | 13 | 17.995 | 18.4475 | 0 | 18.4375 | 18.15 | 0
[48 empty] | 2017-11-10 15:00 | 11 | 10 | 15 | 595.0402 | 60.11% | 2017-10-10 15:00 | 10 | 10 | 15 | 10 | 10 | 14 | 18.4425 | 18.8875 | 0 | 18.8825 | 18.61 | 0
[48 empty] | 2017-11-10 16:00 | 11 | 10 | 16 | 76.9395 | 7.772% | 2017-10-10 16:00 | 10 | 10 | 16 | 10 | 10 | 15 | 18.465 | 19.2525 | 0 | 19.2425 | 18.8225 | 0
[48 empty] | 2017-11-10 17:00 | 11 | 10 | 17 | 0 | 0% | 2017-10-10 17:00 | 10 | 10 | 17 | 10 | 10 | 16 | 19.915 | 20.085 | 0 | 20.0825 | 19.985 | 0
[48 empty] | 2017-11-10 18:00 | 11 | 10 | 18 | 0 | 0% | 2017-10-10 18:00 | 10 | 10 | 18 | 10 | 10 | 17 | 19.8675 | 20.16 | 0 | 20.1575 | 20.0075 | 0
[48 empty] | 2017-11-10 19:00 | 11 | 10 | 19 | 0 | 0% | 2017-10-10 19:00 | 10 | 10 | 19 | 10 | 10 | 18 | 20.7975 | 22.1775 | 0 | 22.16 | 21.475 | 0
[48 empty] | 2017-11-10 20:00 | 11 | 10 | 20 | 0 | 0% | 2017-10-10 20:00 | 10 | 10 | 20 | 10 | 10 | 19 | 23.945 | 26.2975 | 0 | 26.265 | 25.1025 | 0
[48 empty] | 2017-11-10 21:00 | 11 | 10 | 21 | 0 | 0% | 2017-10-10 21:00 | 10 | 10 | 21 | 10 | 10 | 20 | 21.7825 | 21.815 | 0 | 21.815 | 21.79 | 0
[48 empty] | 2017-11-10 22:00 | 11 | 10 | 22 | 0 | 0% | 2017-10-10 22:00 | 10 | 10 | 22 | 10 | 10 | 21 | 20.12 | 20.13 | 0 | 20.1375 | 20.1275 | 0
[48 empty] | 2017-11-10 23:00 | 11 | 10 | 23 | 0 | 0% | 2017-10-10 23:00 | 10 | 10 | 23 | 10 | 10 | 22 | 19.1075 | 19.1075 | 0 | 19.11 | 19.1075 | 0
[48 empty] | 2017-11-11 | 11 | 11 | 0 | 0 | 0% | 2017-10-11 | 10 | 11 | 0 | 10 | 10 | 23 | 18.695 | 18.695 | 0 | 18.695 | 18.695 | 0
[48 empty] | 2017-11-11 01:00 | 11 | 11 | 1 | 0 | 0% | 2017-10-11 01:00 | 10 | 11 | 1 | 10 | 11 | 0 | 18.0375 | 18.0375 | 0 | 18.0375 | 18.0375 | 0
[48 empty] | 2017-11-11 02:00 | 11 | 11 | 2 | 0 | 0% | 2017-10-11 02:00 | 10 | 11 | 2 | 10 | 11 | 1 | 17.56 | 17.56 | 0 | 17.56 | 17.56 | 0
[48 empty] | 2017-11-11 03:00 | 11 | 11 | 3 | 0 | 0% | 2017-10-11 03:00 | 10 | 11 | 3 | 10 | 11 | 2 | 17.3425 | 17.3425 | 0 | 17.3425 | 17.3425 | 0
[48 empty] | 2017-11-11 04:00 | 11 | 11 | 4 | 0 | 0% | 2017-10-11 04:00 | 10 | 11 | 4 | 10 | 11 | 3 | 17.1525 | 17.1825 | 0 | 17.1825 | 17.1675 | 0
[48 empty] | 2017-11-11 05:00 | 11 | 11 | 5 | 0 | 0% | 2017-10-11 05:00 | 10 | 11 | 5 | 10 | 11 | 4 | 17.295 | 17.3275 | 0 | 17.3275 | 17.31 | 0
[48 empty] | 2017-11-11 06:00 | 11 | 11 | 6 | 32.5965 | 3.293% | 2017-10-11 06:00 | 10 | 11 | 6 | 10 | 11 | 5 | 17.765 | 17.775 | 0 | 17.775 | 17.77 | 0
[48 empty] | 2017-11-11 07:00 | 11 | 11 | 7 | 508.3958 | 51.35% | 2017-10-11 07:00 | 10 | 11 | 7 | 10 | 11 | 6 | 19.47 | 19.5375 | 0 | 19.5375 | 19.535 | 0
[48 empty] | 2017-11-11 08:00 | 11 | 11 | 8 | 817.7378 | 82.6% | 2017-10-11 08:00 | 10 | 11 | 8 | 10 | 11 | 7 | 19.16 | 19.16 | 0 | 19.16 | 19.16 | 0
[48 empty] | 2017-11-11 09:00 | 11 | 11 | 9 | 824.6328 | 83.3% | 2017-10-11 09:00 | 10 | 11 | 9 | 10 | 11 | 8 | 18.575 | 18.605 | 0 | 18.605 | 18.59 | 0
[48 empty] | 2017-11-11 10:00 | 11 | 11 | 10 | 780.8712 | 78.88% | 2017-10-11 10:00 | 10 | 11 | 10 | 10 | 11 | 9 | 18.5775 | 18.68 | 0 | 18.675 | 18.6225 | 0
[48 empty] | 2017-11-11 11:00 | 11 | 11 | 11 | 737.1776 | 74.46% | 2017-10-11 11:00 | 10 | 11 | 11 | 10 | 11 | 10 | 18.7525 | 18.7525 | 0 | 18.7525 | 18.7525 | 0
[48 empty] | 2017-11-11 12:00 | 11 | 11 | 12 | 769.4755 | 77.72% | 2017-10-11 12:00 | 10 | 11 | 12 | 10 | 11 | 11 | 18.8025 | 18.8025 | 0 | 18.8025 | 18.79 | 0
[48 empty] | 2017-11-11 13:00 | 11 | 11 | 13 | 823.6808 | 83.2% | 2017-10-11 13:00 | 10 | 11 | 13 | 10 | 11 | 12 | 18.9525 | 18.9625 | 0 | 18.96 | 18.9525 | 0
[48 empty] | 2017-11-11 14:00 | 11 | 11 | 14 | 838.9796 | 84.75% | 2017-10-11 14:00 | 10 | 11 | 14 | 10 | 11 | 13 | 18.985 | 19.1625 | 0 | 19.16 | 19.0625 | 0
[48 empty] | 2017-11-11 15:00 | 11 | 11 | 15 | 653.6338 | 66.02% | 2017-10-11 15:00 | 10 | 11 | 15 | 10 | 11 | 14 | 19.6025 | 19.8475 | 0 | 19.845 | 19.7375 | 0
[48 empty] | 2017-11-11 16:00 | 11 | 11 | 16 | 87.4275 | 8.831% | 2017-10-11 16:00 | 10 | 11 | 16 | 10 | 11 | 15 | 19.71 | 20.1775 | 0 | 20.1725 | 20.035 | 0
[48 empty] | 2017-11-11 17:00 | 11 | 11 | 17 | 0 | 0% | 2017-10-11 17:00 | 10 | 11 | 17 | 10 | 11 | 16 | 19.5 | 21.2975 | 0 | 21.3325 | 20.86 | 0
[48 empty] | 2017-11-11 18:00 | 11 | 11 | 18 | 0 | 0% | 2017-10-11 18:00 | 10 | 11 | 18 | 10 | 11 | 17 | 19.95 | 20.445 | 0 | 20.4375 | 20.1625 | 0
[48 empty] | 2017-11-11 19:00 | 11 | 11 | 19 | 0 | 0% | 2017-10-11 19:00 | 10 | 11 | 19 | 10 | 11 | 18 | 19.735 | 19.8275 | 0 | 19.8275 | 19.7925 | 0
[48 empty] | 2017-11-11 20:00 | 11 | 11 | 20 | 0 | 0% | 2017-10-11 20:00 | 10 | 11 | 20 | 10 | 11 | 19 | 20.1525 | 20.405 | 0 | 20.4025 | 20.4125 | 0
[48 empty] | 2017-11-11 21:00 | 11 | 11 | 21 | 0 | 0% | 2017-10-11 21:00 | 10 | 11 | 21 | 10 | 11 | 20 | 19.055 | 19.2025 | 0 | 19.2025 | 19.1525 | 0
[48 empty] | 2017-11-11 22:00 | 11 | 11 | 22 | 0 | 0% | 2017-10-11 22:00 | 10 | 11 | 22 | 10 | 11 | 21 | 18.29 | 18.305 | 0 | 18.305 | 18.2925 | 0
[48 empty] | 2017-11-11 23:00 | 11 | 11 | 23 | 0 | 0% | 2017-10-11 23:00 | 10 | 11 | 23 | 10 | 11 | 22 | 17.2275 | 17.29 | 0 | 17.29 | 17.035 | 0
[48 empty] | 2017-11-12 | 11 | 12 | 0 | 0 | 0% | 2017-10-12 | 10 | 12 | 0 | 10 | 11 | 23 | 17.0675 | 17.19 | 0 | 17.1875 | 17.075 | 0
[48 empty] | 2017-11-12 01:00 | 11 | 12 | 1 | 0 | 0% | 2017-10-12 01:00 | 10 | 12 | 1 | 10 | 12 | 0 | 16.6075 | 16.58 | 0 | 16.575 | 16.1 | 0
[48 empty] | 2017-11-12 02:00 | 11 | 12 | 2 | 0 | 0% | 2017-10-12 02:00 | 10 | 12 | 2 | 10 | 12 | 1 | 15.2275 | 15.3375 | 0 | 15.3375 | 15.21 | 0
[48 empty] | 2017-11-12 03:00 | 11 | 12 | 3 | 0 | 0% | 2017-10-12 03:00 | 10 | 12 | 3 | 10 | 12 | 2 | 10.755 | 10.845 | 0 | 10.845 | 10.755 | 0
[48 empty] | 2017-11-12 04:00 | 11 | 12 | 4 | 0 | 0% | 2017-10-12 04:00 | 10 | 12 | 4 | 10 | 12 | 3 | 9.85 | 9.915 | 0 | 9.915 | 9.855 | 0
[48 empty] | 2017-11-12 05:00 | 11 | 12 | 5 | 0 | 0% | 2017-10-12 05:00 | 10 | 12 | 5 | 10 | 12 | 4 | 13.1275 | 13.215 | 0 | 13.21 | 13.135 | 0
[48 empty] | 2017-11-12 06:00 | 11 | 12 | 6 | 24.8959 | 2.515% | 2017-10-12 06:00 | 10 | 12 | 6 | 10 | 12 | 5 | 15.09 | 15.1725 | 0 | 15.1725 | 15.095 | 0
[48 empty] | 2017-11-12 07:00 | 11 | 12 | 7 | 480.4082 | 48.53% | 2017-10-12 07:00 | 10 | 12 | 7 | 10 | 12 | 6 | 17.405 | 17.36 | 0 | 17.3575 | 17.0375 | 0
[48 empty] | 2017-11-12 08:00 | 11 | 12 | 8 | 779.0327 | 78.69% | 2017-10-12 08:00 | 10 | 12 | 8 | 10 | 12 | 7 | 16.97 | 16.8825 | 0 | 16.8825 | 16.67 | 0
[48 empty] | 2017-11-12 09:00 | 11 | 12 | 9 | 732.6408 | 74% | 2017-10-12 09:00 | 10 | 12 | 9 | 10 | 12 | 8 | 16.855 | 16.7175 | 0 | 16.7175 | 16.5075 | 0
[48 empty] | 2017-11-12 10:00 | 11 | 12 | 10 | 694.5003 | 70.15% | 2017-10-12 10:00 | 10 | 12 | 10 | 10 | 12 | 9 | 18.23 | 17.6975 | 0 | 17.705 | 18.0775 | 0
[48 empty] | 2017-11-12 11:00 | 11 | 12 | 11 | 635.5444 | 64.2% | 2017-10-12 11:00 | 10 | 12 | 11 | 10 | 12 | 10 | 18.03 | 17.875 | 0 | 17.8775 | 17.6425 | 0
[48 empty] | 2017-11-12 12:00 | 11 | 12 | 12 | 689.531 | 69.65% | 2017-10-12 12:00 | 10 | 12 | 12 | 10 | 12 | 11 | 18.805 | 18.2925 | 0 | 18.33 | 18.62 | 0
[48 empty] | 2017-11-12 13:00 | 11 | 12 | 13 | 729.7684 | 73.71% | 2017-10-12 13:00 | 10 | 12 | 13 | 10 | 12 | 12 | 21.715 | 19.16 | 0 | 19.3625 | 21.2225 | 0
[48 empty] | 2017-11-12 14:00 | 11 | 12 | 14 | 621.2256 | 62.75% | 2017-10-12 14:00 | 10 | 12 | 14 | 10 | 12 | 13 | 23.985 | 21.25 | 0 | 21.4725 | 23.47 | 0
[48 empty] | 2017-11-12 15:00 | 11 | 12 | 15 | 475.3108 | 48.01% | 2017-10-12 15:00 | 10 | 12 | 15 | 10 | 12 | 14 | 28.535 | 26.3425 | 0 | 26.5475 | 28.13 | 0
[48 empty] | 2017-11-12 16:00 | 11 | 12 | 16 | 34.2914 | 3.464% | 2017-10-12 16:00 | 10 | 12 | 16 | 10 | 12 | 15 | 36.145 | 36.2025 | 0 | 36.8725 | 37.855 | 0
[48 empty] | 2017-11-12 17:00 | 11 | 12 | 17 | 0 | 0% | 2017-10-12 17:00 | 10 | 12 | 17 | 10 | 12 | 16 | 46.2725 | 54.885 | 0 | 56.175 | 58.7125 | 0
[48 empty] | 2017-11-12 18:00 | 11 | 12 | 18 | 0 | 0% | 2017-10-12 18:00 | 10 | 12 | 18 | 10 | 12 | 17 | 29.3925 | 30.3375 | 0 | 30.3425 | 30.4025 | 0
[48 empty] | 2017-11-12 19:00 | 11 | 12 | 19 | 0 | 0% | 2017-10-12 19:00 | 10 | 12 | 19 | 10 | 12 | 18 | 28.66 | 28.58 | 0 | 28.72 | 28.74 | 0
[48 empty] | 2017-11-12 20:00 | 11 | 12 | 20 | 0 | 0% | 2017-10-12 20:00 | 10 | 12 | 20 | 10 | 12 | 19 | 26.205 | 25.0425 | 0 | 25.275 | 26.145 | 0
[48 empty] | 2017-11-12 21:00 | 11 | 12 | 21 | 0 | 0% | 2017-10-12 21:00 | 10 | 12 | 21 | 10 | 12 | 20 | 22.16 | 19.77 | 0 | 19.9975 | 21.97 | 0
[48 empty] | 2017-11-12 22:00 | 11 | 12 | 22 | 0 | 0% | 2017-10-12 22:00 | 10 | 12 | 22 | 10 | 12 | 21 | 21.04 | 19.045 | 0 | 19.165 | 20.9775 | 0
[48 empty] | 2017-11-12 23:00 | 11 | 12 | 23 | 0 | 0% | 2017-10-12 23:00 | 10 | 12 | 23 | 10 | 12 | 22 | 19.72 | 18.785 | 0 | 18.8075 | 19.525 | 0
[48 empty] | 2017-11-13 | 11 | 13 | 0 | 0 | 0% | 2017-10-13 | 10 | 13 | 0 | 10 | 12 | 23 | 18.4625 | 18.125 | 0 | 18.14 | 18.3725 | 0
[48 empty] | 2017-11-13 01:00 | 11 | 13 | 1 | 0 | 0% | 2017-10-13 01:00 | 10 | 13 | 1 | 10 | 13 | 0 | 18.755 | 16.835 | 0 | 16.815 | 17.635 | 0
[48 empty] | 2017-11-13 02:00 | 11 | 13 | 2 | 0 | 0% | 2017-10-13 02:00 | 10 | 13 | 2 | 10 | 13 | 1 | 18.41 | 16.3075 | 0 | 16.2775 | 17.035 | 0
[48 empty] | 2017-11-13 03:00 | 11 | 13 | 3 | 0 | 0% | 2017-10-13 03:00 | 10 | 13 | 3 | 10 | 13 | 2 | 17.695 | 15.875 | 0 | 15.85 | 16.815 | 0
[48 empty] | 2017-11-13 04:00 | 11 | 13 | 4 | 0 | 0% | 2017-10-13 04:00 | 10 | 13 | 4 | 10 | 13 | 3 | 17.615 | 15.8075 | 0 | 15.7775 | 16.7525 | 0
[48 empty] | 2017-11-13 05:00 | 11 | 13 | 5 | 0 | 0% | 2017-10-13 05:00 | 10 | 13 | 5 | 10 | 13 | 4 | 17.095 | 16.49 | 0 | 16.4825 | 16.3725 | 0
[48 empty] | 2017-11-13 06:00 | 11 | 13 | 6 | 2.4358 | 0.246% | 2017-10-13 06:00 | 10 | 13 | 6 | 10 | 13 | 5 | 17.5425 | 17.255 | 0 | 17.255 | 16.5575 | 0
[48 empty] | 2017-11-13 07:00 | 11 | 13 | 7 | 239.9212 | 24.23% | 2017-10-13 07:00 | 10 | 13 | 7 | 10 | 13 | 6 | 19.375 | 17.5325 | 0 | 17.5375 | 17.45 | 0
[48 empty] | 2017-11-13 08:00 | 11 | 13 | 8 | 261.6955 | 26.43% | 2017-10-13 08:00 | 10 | 13 | 8 | 10 | 13 | 7 | 19.6325 | 17.565 | 0 | 17.5375 | 18.4075 | 0
[48 empty] | 2017-11-13 09:00 | 11 | 13 | 9 | 171.8546 | 17.36% | 2017-10-13 09:00 | 10 | 13 | 9 | 10 | 13 | 8 | 19.19 | 17.5375 | 0 | 17.51 | 17.6125 | 0
[48 empty] | 2017-11-13 10:00 | 11 | 13 | 10 | 536.4963 | 54.19% | 2017-10-13 10:00 | 10 | 13 | 10 | 10 | 13 | 9 | 19.6575 | 18.8075 | 0 | 18.795 | 18.815 | 0
[48 empty] | 2017-11-13 11:00 | 11 | 13 | 11 | 461.4 | 46.61% | 2017-10-13 11:00 | 10 | 13 | 11 | 10 | 13 | 10 | 20.345 | 19.42 | 0 | 19.405 | 19.87 | 0
[48 empty] | 2017-11-13 12:00 | 11 | 13 | 12 | 484.7091 | 48.96% | 2017-10-13 12:00 | 10 | 13 | 12 | 10 | 13 | 11 | 25.425 | 24.865 | 0 | 25.14 | 25.34 | 0
[48 empty] | 2017-11-13 13:00 | 11 | 13 | 13 | 574.9003 | 58.07% | 2017-10-13 13:00 | 10 | 13 | 13 | 10 | 13 | 12 | 28.6625 | 28.21 | 0 | 28.6825 | 28.6525 | 0
[48 empty] | 2017-11-13 14:00 | 11 | 13 | 14 | 552.1187 | 55.77% | 2017-10-13 14:00 | 10 | 13 | 14 | 10 | 13 | 13 | 30.6225 | 30.31 | 0 | 30.74 | 30.9225 | 0
[48 empty] | 2017-11-13 15:00 | 11 | 13 | 15 | 160.771 | 16.24% | 2017-10-13 15:00 | 10 | 13 | 15 | 10 | 13 | 14 | 35.3575 | 35.1875 | 0 | 35.8825 | 36.3475 | 0
[48 empty] | 2017-11-13 16:00 | 11 | 13 | 16 | 44.1377 | 4.458% | 2017-10-13 16:00 | 10 | 13 | 16 | 10 | 13 | 15 | 54.0425 | 50.4375 | 0 | 53.2525 | 55.09 | 0
[48 empty] | 2017-11-13 17:00 | 11 | 13 | 17 | 0 | 0% | 2017-10-13 17:00 | 10 | 13 | 17 | 10 | 13 | 16 | 35.6175 | 36.5175 | 0 | 36.9375 | 35.96 | 0
[48 empty] | 2017-11-13 18:00 | 11 | 13 | 18 | 0 | 0% | 2017-10-13 18:00 | 10 | 13 | 18 | 10 | 13 | 17 | 28.98 | 30.2725 | 0 | 30.475 | 29.33 | 0
[48 empty] | 2017-11-13 19:00 | 11 | 13 | 19 | 0 | 0% | 2017-10-13 19:00 | 10 | 13 | 19 | 10 | 13 | 18 | 27.28 | 27.3375 | 0 | 27.3375 | 27.28 | 0
[48 empty] | 2017-11-13 20:00 | 11 | 13 | 20 | 0 | 0% | 2017-10-13 20:00 | 10 | 13 | 20 | 10 | 13 | 19 | 25.45 | 24.4775 | 0 | 24.545 | 25.235 | 0
[48 empty] | 2017-11-13 21:00 | 11 | 13 | 21 | 0 | 0% | 2017-10-13 21:00 | 10 | 13 | 21 | 10 | 13 | 20 | 22.2425 | 19.72 | 0 | 19.89 | 21.6825 | 0
[48 empty] | 2017-11-13 22:00 | 11 | 13 | 22 | 0 | 0% | 2017-10-13 22:00 | 10 | 13 | 22 | 10 | 13 | 21 | 20.92 | 19.12 | 0 | 19.14 | 20.295 | 0
[48 empty] | 2017-11-13 23:00 | 11 | 13 | 23 | 0 | 0% | 2017-10-13 23:00 | 10 | 13 | 23 | 10 | 13 | 22 | 19.6125 | 18.2625 | 0 | 18.33 | 19.26 | 0
[48 empty] | 2017-11-14 | 11 | 14 | 0 | 0 | 0% | 2017-10-14 | 10 | 14 | 0 | 10 | 13 | 23 | 19.335 | 17.3625 | 0 | 17.3775 | 18.635 | 0
[48 empty] | 2017-11-14 01:00 | 11 | 14 | 1 | 0 | 0% | 2017-10-14 01:00 | 10 | 14 | 1 | 10 | 14 | 0 | 19.6025 | 17.705 | 0 | 17.6925 | 18.885 | 0
[48 empty] | 2017-11-14 02:00 | 11 | 14 | 2 | 0 | 0% | 2017-10-14 02:00 | 10 | 14 | 2 | 10 | 14 | 1 | 18.7925 | 17.06 | 0 | 17.03 | 18.09 | 0
[48 empty] | 2017-11-14 03:00 | 11 | 14 | 3 | 0 | 0% | 2017-10-14 03:00 | 10 | 14 | 3 | 10 | 14 | 2 | 18.05 | 16.355 | 0 | 16.325 | 17.475 | 0
[48 empty] | 2017-11-14 04:00 | 11 | 14 | 4 | 0 | 0% | 2017-10-14 04:00 | 10 | 14 | 4 | 10 | 14 | 3 | 16.94 | 16.7025 | 0 | 16.7 | 16.8275 | 0
[48 empty] | 2017-11-14 05:00 | 11 | 14 | 5 | 0 | 0% | 2017-10-14 05:00 | 10 | 14 | 5 | 10 | 14 | 4 | 16.635 | 16.62 | 0 | 16.6225 | 16.6325 | 0
[48 empty] | 2017-11-14 06:00 | 11 | 14 | 6 | 25.0595 | 2.531% | 2017-10-14 06:00 | 10 | 14 | 6 | 10 | 14 | 5 | 16.915 | 16.865 | 0 | 16.865 | 16.895 | 0
[48 empty] | 2017-11-14 07:00 | 11 | 14 | 7 | 465.2875 | 47% | 2017-10-14 07:00 | 10 | 14 | 7 | 10 | 14 | 6 | 17.2875 | 16.9775 | 0 | 16.97 | 17.1625 | 0
[48 empty] | 2017-11-14 08:00 | 11 | 14 | 8 | 754.9741 | 76.26% | 2017-10-14 08:00 | 10 | 14 | 8 | 10 | 14 | 7 | 17.1825 | 17.18 | 0 | 17.18 | 17.1825 | 0
[48 empty] | 2017-11-14 09:00 | 11 | 14 | 9 | 769.0361 | 77.68% | 2017-10-14 09:00 | 10 | 14 | 9 | 10 | 14 | 8 | 18.1275 | 18.0375 | 0 | 18.04 | 18.09 | 0
[48 empty] | 2017-11-14 10:00 | 11 | 14 | 10 | 714.9236 | 72.21% | 2017-10-14 10:00 | 10 | 14 | 10 | 10 | 14 | 9 | 19.8825 | 18.7075 | 0 | 18.72 | 19.4825 | 0
[48 empty] | 2017-11-14 11:00 | 11 | 14 | 11 | 678.0475 | 68.49% | 2017-10-14 11:00 | 10 | 14 | 11 | 10 | 14 | 10 | 20.7225 | 17.765 | 0 | 18.9225 | 19.6825 | 0
[48 empty] | 2017-11-14 12:00 | 11 | 14 | 12 | 652.4608 | 65.91% | 2017-10-14 12:00 | 10 | 14 | 12 | 10 | 14 | 11 | 23.0025 | 18.125 | 0 | 20.795 | 21.3525 | 0
[48 empty] | 2017-11-14 13:00 | 11 | 14 | 13 | 719.0629 | 72.63% | 2017-10-14 13:00 | 10 | 14 | 13 | 10 | 14 | 12 | 22.4525 | 18.755 | 0 | 20.275 | 21.4075 | 0
[48 empty] | 2017-11-14 14:00 | 11 | 14 | 14 | 741.6157 | 74.91% | 2017-10-14 14:00 | 10 | 14 | 14 | 10 | 14 | 13 | 23.3125 | 19.645 | 0 | 20.495 | 22.4 | 0
[48 empty] | 2017-11-14 15:00 | 11 | 14 | 15 | 247.1558 | 24.97% | 2017-10-14 15:00 | 10 | 14 | 15 | 10 | 14 | 14 | 24.9625 | 21.35 | 0 | 21.585 | 24.1675 | 0
[48 empty] | 2017-11-14 16:00 | 11 | 14 | 16 | 50.4667 | 5.098% | 2017-10-14 16:00 | 10 | 14 | 16 | 10 | 14 | 15 | 27.705 | 25.4825 | 0 | 25.6275 | 27.2125 | 0
[48 empty] | 2017-11-14 17:00 | 11 | 14 | 17 | 0 | 0% | 2017-10-14 17:00 | 10 | 14 | 17 | 10 | 14 | 16 | 28.5725 | 27.2 | 0 | 27.2925 | 28.265 | 0
[48 empty] | 2017-11-14 18:00 | 11 | 14 | 18 | 0 | 0% | 2017-10-14 18:00 | 10 | 14 | 18 | 10 | 14 | 17 | 28.105 | 27.3625 | 0 | 27.415 | 27.945 | 0
[48 empty] | 2017-11-14 19:00 | 11 | 14 | 19 | 0 | 0% | 2017-10-14 19:00 | 10 | 14 | 19 | 10 | 14 | 18 | 26.73 | 26.73 | 0 | 26.73 | 26.73 | 0
[48 empty] | 2017-11-14 20:00 | 11 | 14 | 20 | 0 | 0% | 2017-10-14 20:00 | 10 | 14 | 20 | 10 | 14 | 19 | 24.935 | 24.255 | 0 | 24.3 | 24.7825 | 0
[48 empty] | 2017-11-14 21:00 | 11 | 14 | 21 | 0 | 0% | 2017-10-14 21:00 | 10 | 14 | 21 | 10 | 14 | 20 | 21.705 | 19.4775 | 0 | 19.6225 | 21.205 | 0
[48 empty] | 2017-11-14 22:00 | 11 | 14 | 22 | 0 | 0% | 2017-10-14 22:00 | 10 | 14 | 22 | 10 | 14 | 21 | 20.45 | 19.94 | 0 | 19.975 | 20.34 | 0
[48 empty] | 2017-11-14 23:00 | 11 | 14 | 23 | 0 | 0% | 2017-10-14 23:00 | 10 | 14 | 23 | 10 | 14 | 22 | 19.5925 | 19.1575 | 0 | 19.1875 | 19.5 | 0
[48 empty] | 2017-11-15 | 11 | 15 | 0 | 0 | 0% | 2017-10-15 | 10 | 15 | 0 | 10 | 14 | 23 | 19.26 | 19.25 | 0 | 19.25 | 19.2575 | 0
[48 empty] | 2017-11-15 01:00 | 11 | 15 | 1 | 0 | 0% | 2017-10-15 01:00 | 10 | 15 | 1 | 10 | 15 | 0 | 19.3825 | 19.3225 | 0 | 19.3225 | 19.3575 | 0
[48 empty] | 2017-11-15 02:00 | 11 | 15 | 2 | 0 | 0% | 2017-10-15 02:00 | 10 | 15 | 2 | 10 | 15 | 1 | 19.0925 | 19.095 | 0 | 19.095 | 19.095 | 0
[48 empty] | 2017-11-15 03:00 | 11 | 15 | 3 | 0 | 0% | 2017-10-15 03:00 | 10 | 15 | 3 | 10 | 15 | 2 | 18.4575 | 18.46 | 0 | 18.46 | 18.4575 | 0
[48 empty] | 2017-11-15 04:00 | 11 | 15 | 4 | 0 | 0% | 2017-10-15 04:00 | 10 | 15 | 4 | 10 | 15 | 3 | 17.2875 | 17.29 | 0 | 17.2875 | 17.2875 | 0
[48 empty] | 2017-11-15 05:00 | 11 | 15 | 5 | 0 | 0% | 2017-10-15 05:00 | 10 | 15 | 5 | 10 | 15 | 4 | 16.7125 | 16.7125 | 0 | 16.7125 | 16.7125 | 0
[48 empty] | 2017-11-15 06:00 | 11 | 15 | 6 | 0 | 0% | 2017-10-15 06:00 | 10 | 15 | 6 | 10 | 15 | 5 | 16.3325 | 16.3325 | 0 | 16.3325 | 16.3325 | 0
[48 empty] | 2017-11-15 07:00 | 11 | 15 | 7 | 22.9395 | 2.317% | 2017-10-15 07:00 | 10 | 15 | 7 | 10 | 15 | 6 | 16.2425 | 16.2425 | 0 | 16.2425 | 16.2425 | 0
[48 empty] | 2017-11-15 08:00 | 11 | 15 | 8 | 54.404 | 5.495% | 2017-10-15 08:00 | 10 | 15 | 8 | 10 | 15 | 7 | 16.7025 | 16.7025 | 0 | 16.7025 | 16.7025 | 0
[48 empty] | 2017-11-15 09:00 | 11 | 15 | 9 | 85.2931 | 8.615% | 2017-10-15 09:00 | 10 | 15 | 9 | 10 | 15 | 8 | 17.7375 | 17.7375 | 0 | 17.7375 | 17.7375 | 0
[48 empty] | 2017-11-15 10:00 | 11 | 15 | 10 | 116.5858 | 11.78% | 2017-10-15 10:00 | 10 | 15 | 10 | 10 | 15 | 9 | 18.3 | 18.3025 | 0 | 18.3025 | 18.3075 | 0
[48 empty] | 2017-11-15 11:00 | 11 | 15 | 11 | 134.2582 | 13.56% | 2017-10-15 11:00 | 10 | 15 | 11 | 10 | 15 | 10 | 20.005 | 19.0725 | 0 | 19.125 | 19.76 | 0
[48 empty] | 2017-11-15 12:00 | 11 | 15 | 12 | 121.0026 | 12.22% | 2017-10-15 12:00 | 10 | 15 | 12 | 10 | 15 | 11 | 21.7125 | 19.2125 | 0 | 19.4125 | 21.19 | 0
[48 empty] | 2017-11-15 13:00 | 11 | 15 | 13 | 90.7528 | 9.167% | 2017-10-15 13:00 | 10 | 15 | 13 | 10 | 15 | 12 | 65.4825 | 22.465 | 0 | 25.49 | 55.4175 | 0
[48 empty] | 2017-11-15 14:00 | 11 | 15 | 14 | 121.8539 | 12.31% | 2017-10-15 14:00 | 10 | 15 | 14 | 10 | 15 | 13 | 22.125 | 19.3125 | 0 | 19.51 | 21.5 | 0
[48 empty] | 2017-11-15 15:00 | 11 | 15 | 15 | 61.7906 | 6.241% | 2017-10-15 15:00 | 10 | 15 | 15 | 10 | 15 | 14 | 22.4975 | 19.2075 | 0 | 19.405 | 21.4175 | 0
[48 empty] | 2017-11-15 16:00 | 11 | 15 | 16 | 10.8515 | 1.096% | 2017-10-15 16:00 | 10 | 15 | 16 | 10 | 15 | 15 | 22.1925 | 19.2675 | 0 | 19.4825 | 21.525 | 0
[48 empty] | 2017-11-15 17:00 | 11 | 15 | 17 | 0 | 0% | 2017-10-15 17:00 | 10 | 15 | 17 | 10 | 15 | 16 | 21.6725 | 19.2825 | 0 | 19.46 | 21.1325 | 0
[48 empty] | 2017-11-15 18:00 | 11 | 15 | 18 | 0 | 0% | 2017-10-15 18:00 | 10 | 15 | 18 | 10 | 15 | 17 | 20.39 | 19.8375 | 0 | 19.875 | 20.2675 | 0
[48 empty] | 2017-11-15 19:00 | 11 | 15 | 19 | 0 | 0% | 2017-10-15 19:00 | 10 | 15 | 19 | 10 | 15 | 18 | 20.0275 | 20.0275 | 0 | 20.0275 | 20.0275 | 0
[48 empty] | 2017-11-15 20:00 | 11 | 15 | 20 | 0 | 0% | 2017-10-15 20:00 | 10 | 15 | 20 | 10 | 15 | 19 | 21.1425 | 21.15 | 0 | 21.15 | 21.15 | 0
[48 empty] | 2017-11-15 21:00 | 11 | 15 | 21 | 0 | 0% | 2017-10-15 21:00 | 10 | 15 | 21 | 10 | 15 | 20 | 19.9575 | 19.915 | 0 | 19.92 | 19.95 | 0
[48 empty] | 2017-11-15 22:00 | 11 | 15 | 22 | 0 | 0% | 2017-10-15 22:00 | 10 | 15 | 22 | 10 | 15 | 21 | 18.9 | 18.9 | 0 | 18.9 | 18.9 | 0
[48 empty] | 2017-11-15 23:00 | 11 | 15 | 23 | 0 | 0% | 2017-10-15 23:00 | 10 | 15 | 23 | 10 | 15 | 22 | 18.655 | 18.655 | 0 | 18.655 | 18.655 | 0
[48 empty] | 2017-11-16 | 11 | 16 | 0 | 0 | 0% | 2017-10-16 | 10 | 16 | 0 | 10 | 15 | 23 | 18.1625 | 18.1625 | 0 | 18.1625 | 18.1625 | 0
[48 empty] | 2017-11-16 01:00 | 11 | 16 | 1 | 0 | 0% | 2017-10-16 01:00 | 10 | 16 | 1 | 10 | 16 | 0 | 17.68 | 17.68 | 0 | 17.68 | 17.68 | 0
[48 empty] | 2017-11-16 02:00 | 11 | 16 | 2 | 0 | 0% | 2017-10-16 02:00 | 10 | 16 | 2 | 10 | 16 | 1 | 16.975 | 16.975 | 0 | 16.975 | 16.975 | 0
[48 empty] | 2017-11-16 03:00 | 11 | 16 | 3 | 0 | 0% | 2017-10-16 03:00 | 10 | 16 | 3 | 10 | 16 | 2 | 16.665 | 16.665 | 0 | 16.665 | 16.665 | 0
[48 empty] | 2017-11-16 04:00 | 11 | 16 | 4 | 0 | 0% | 2017-10-16 04:00 | 10 | 16 | 4 | 10 | 16 | 3 | 16.5675 | 16.5675 | 0 | 16.5675 | 16.5675 | 0
[48 empty] | 2017-11-16 05:00 | 11 | 16 | 5 | 0 | 0% | 2017-10-16 05:00 | 10 | 16 | 5 | 10 | 16 | 4 | 16.685 | 16.685 | 0 | 16.685 | 16.685 | 0
[48 empty] | 2017-11-16 06:00 | 11 | 16 | 6 | 13.0508 | 1.318% | 2017-10-16 06:00 | 10 | 16 | 6 | 10 | 16 | 5 | 17.1175 | 17.1175 | 0 | 17.1175 | 17.1175 | 0
[48 empty] | 2017-11-16 07:00 | 11 | 16 | 7 | 316.2276 | 31.94% | 2017-10-16 07:00 | 10 | 16 | 7 | 10 | 16 | 6 | 16.6775 | 18.3925 | 0 | 18.39 | 18.42 | 0
[48 empty] | 2017-11-16 08:00 | 11 | 16 | 8 | 746.5818 | 75.41% | 2017-10-16 08:00 | 10 | 16 | 8 | 10 | 16 | 7 | 15.7775 | 18.1925 | 0 | 18.19 | 18.195 | 0
[48 empty] | 2017-11-16 09:00 | 11 | 16 | 9 | 668.1176 | 67.49% | 2017-10-16 09:00 | 10 | 16 | 9 | 10 | 16 | 8 | 15.79 | 18.005 | 0 | 18 | 18 | 0
[48 empty] | 2017-11-16 10:00 | 11 | 16 | 10 | 490.167 | 49.51% | 2017-10-16 10:00 | 10 | 16 | 10 | 10 | 16 | 9 | 16.175 | 18.505 | 0 | 18.5 | 18.505 | 0
[48 empty] | 2017-11-16 11:00 | 11 | 16 | 11 | 571.8613 | 57.76% | 2017-10-16 11:00 | 10 | 16 | 11 | 10 | 16 | 10 | 17.46 | 18.925 | 0 | 18.9225 | 18.9125 | 0
[48 empty] | 2017-11-16 12:00 | 11 | 16 | 12 | 699.5853 | 70.67% | 2017-10-16 12:00 | 10 | 16 | 12 | 10 | 16 | 11 | 19.0925 | 19.1075 | 0 | 19.105 | 19.0925 | 0
[48 empty] | 2017-11-16 13:00 | 11 | 16 | 13 | 703.0541 | 71.02% | 2017-10-16 13:00 | 10 | 16 | 13 | 10 | 16 | 12 | 19.4525 | 19.47 | 0 | 19.465 | 19.4525 | 0
[48 empty] | 2017-11-16 14:00 | 11 | 16 | 14 | 667.1141 | 67.39% | 2017-10-16 14:00 | 10 | 16 | 14 | 10 | 16 | 13 | 19.8 | 19.81 | 0 | 19.81 | 19.7925 | 0
[48 empty] | 2017-11-16 15:00 | 11 | 16 | 15 | 565.4061 | 57.11% | 2017-10-16 15:00 | 10 | 16 | 15 | 10 | 16 | 14 | 20.2475 | 20.265 | 0 | 20.265 | 20.2425 | 0
[48 empty] | 2017-11-16 16:00 | 11 | 16 | 16 | 50.5859 | 5.11% | 2017-10-16 16:00 | 10 | 16 | 16 | 10 | 16 | 15 | 20.74 | 20.6675 | 0 | 20.6675 | 20.6025 | 0
[48 empty] | 2017-11-16 17:00 | 11 | 16 | 17 | 0 | 0% | 2017-10-16 17:00 | 10 | 16 | 17 | 10 | 16 | 16 | 21.0425 | 20.83 | 0 | 20.83 | 20.6575 | 0
[48 empty] | 2017-11-16 18:00 | 11 | 16 | 18 | 0 | 0% | 2017-10-16 18:00 | 10 | 16 | 18 | 10 | 16 | 17 | 20.92 | 20.9125 | 0 | 20.9125 | 20.9075 | 0
[48 empty] | 2017-11-16 19:00 | 11 | 16 | 19 | 0 | 0% | 2017-10-16 19:00 | 10 | 16 | 19 | 10 | 16 | 18 | 22.72 | 22.72 | 0 | 22.72 | 22.72 | 0
[48 empty] | 2017-11-16 20:00 | 11 | 16 | 20 | 0 | 0% | 2017-10-16 20:00 | 10 | 16 | 20 | 10 | 16 | 19 | 25.875 | 25.875 | 0 | 25.875 | 25.875 | 0
[48 empty] | 2017-11-16 21:00 | 11 | 16 | 21 | 0 | 0% | 2017-10-16 21:00 | 10 | 16 | 21 | 10 | 16 | 20 | 20.32 | 20.32 | 0 | 20.32 | 20.32 | 0
[48 empty] | 2017-11-16 22:00 | 11 | 16 | 22 | 0 | 0% | 2017-10-16 22:00 | 10 | 16 | 22 | 10 | 16 | 21 | 19.6 | 19.6 | 0 | 19.6 | 19.6 | 0
[48 empty] | 2017-11-16 23:00 | 11 | 16 | 23 | 0 | 0% | 2017-10-16 23:00 | 10 | 16 | 23 | 10 | 16 | 22 | 19.3175 | 19.3175 | 0 | 19.3175 | 19.3175 | 0
[48 empty] | 2017-11-17 | 11 | 17 | 0 | 0 | 0% | 2017-10-17 | 10 | 17 | 0 | 10 | 16 | 23 | 18.6425 | 18.6475 | 0 | 18.6475 | 18.6425 | 0
[48 empty] | 2017-11-17 01:00 | 11 | 17 | 1 | 0 | 0% | 2017-10-17 01:00 | 10 | 17 | 1 | 10 | 17 | 0 | 18.3425 | 18.345 | 0 | 18.345 | 18.34 | 0
[48 empty] | 2017-11-17 02:00 | 11 | 17 | 2 | 0 | 0% | 2017-10-17 02:00 | 10 | 17 | 2 | 10 | 17 | 1 | 17.4975 | 17.5 | 0 | 17.5 | 17.4975 | 0
[48 empty] | 2017-11-17 03:00 | 11 | 17 | 3 | 0 | 0% | 2017-10-17 03:00 | 10 | 17 | 3 | 10 | 17 | 2 | 17.06 | 17.06 | 0 | 17.06 | 17.06 | 0
[48 empty] | 2017-11-17 04:00 | 11 | 17 | 4 | 0 | 0% | 2017-10-17 04:00 | 10 | 17 | 4 | 10 | 17 | 3 | 16.73 | 16.73 | 0 | 16.73 | 16.73 | 0
[48 empty] | 2017-11-17 05:00 | 11 | 17 | 5 | 0 | 0% | 2017-10-17 05:00 | 10 | 17 | 5 | 10 | 17 | 4 | 16.79 | 16.79 | 0 | 16.79 | 16.79 | 0
[48 empty] | 2017-11-17 06:00 | 11 | 17 | 6 | 15.3512 | 1.551% | 2017-10-17 06:00 | 10 | 17 | 6 | 10 | 17 | 5 | 17.4575 | 17.4675 | 0 | 17.4675 | 17.4575 | 0
[48 empty] | 2017-11-17 07:00 | 11 | 17 | 7 | 435.7701 | 44.02% | 2017-10-17 07:00 | 10 | 17 | 7 | 10 | 17 | 6 | 18.2175 | 18.2275 | 0 | 18.2275 | 18.2125 | 0
[48 empty] | 2017-11-17 08:00 | 11 | 17 | 8 | 751.6672 | 75.93% | 2017-10-17 08:00 | 10 | 17 | 8 | 10 | 17 | 7 | 18.175 | 18.1825 | 0 | 18.1825 | 18.1675 | 0
[48 empty] | 2017-11-17 09:00 | 11 | 17 | 9 | 773.656 | 78.15% | 2017-10-17 09:00 | 10 | 17 | 9 | 10 | 17 | 8 | 17.6775 | 17.6875 | 0 | 17.6875 | 17.6775 | 0
[48 empty] | 2017-11-17 10:00 | 11 | 17 | 10 | 666.5875 | 67.33% | 2017-10-17 10:00 | 10 | 17 | 10 | 10 | 17 | 9 | 18.59 | 18.6025 | 0 | 18.6025 | 18.59 | 0
[48 empty] | 2017-11-17 11:00 | 11 | 17 | 11 | 633.282 | 63.97% | 2017-10-17 11:00 | 10 | 17 | 11 | 10 | 17 | 10 | 19.07 | 19.0925 | 0 | 19.0925 | 19.075 | 0
[48 empty] | 2017-11-17 12:00 | 11 | 17 | 12 | 639.3952 | 64.59% | 2017-10-17 12:00 | 10 | 17 | 12 | 10 | 17 | 11 | 19.0975 | 19.3225 | 0 | 19.315 | 19.1075 | 0
[48 empty] | 2017-11-17 13:00 | 11 | 17 | 13 | 708.2935 | 71.54% | 2017-10-17 13:00 | 10 | 17 | 13 | 10 | 17 | 12 | 19.5075 | 19.29 | 0 | 19.29 | 19.29 | 0
[48 empty] | 2017-11-17 14:00 | 11 | 17 | 14 | 631.0165 | 63.74% | 2017-10-17 14:00 | 10 | 17 | 14 | 10 | 17 | 13 | 20.0825 | 19.8925 | 0 | 19.8925 | 19.89 | 0
[48 empty] | 2017-11-17 15:00 | 11 | 17 | 15 | 551.6972 | 55.73% | 2017-10-17 15:00 | 10 | 17 | 15 | 10 | 17 | 14 | 20.785 | 20.725 | 0 | 20.725 | 20.72 | 0
[48 empty] | 2017-11-17 16:00 | 11 | 17 | 16 | 53.4808 | 5.402% | 2017-10-17 16:00 | 10 | 17 | 16 | 10 | 17 | 15 | 23.765 | 21.425 | 0 | 21.03 | 20.6175 | 0
[48 empty] | 2017-11-17 17:00 | 11 | 17 | 17 | 0 | 0% | 2017-10-17 17:00 | 10 | 17 | 17 | 10 | 17 | 16 | 24.3375 | 26.8025 | 0 | 26.715 | 24.94 | 0
[48 empty] | 2017-11-17 18:00 | 11 | 17 | 18 | 0 | 0% | 2017-10-17 18:00 | 10 | 17 | 18 | 10 | 17 | 17 | 21.5725 | 21.5825 | 0 | 21.5825 | 21.57 | 0
[48 empty] | 2017-11-17 19:00 | 11 | 17 | 19 | 0 | 0% | 2017-10-17 19:00 | 10 | 17 | 19 | 10 | 17 | 18 | 21.18 | 21.0675 | 0 | 21.07 | 21.1175 | 0
[48 empty] | 2017-11-17 20:00 | 11 | 17 | 20 | 0 | 0% | 2017-10-17 20:00 | 10 | 17 | 20 | 10 | 17 | 19 | 29.2275 | 20.1575 | 0 | 20.29 | 25.69 | 0
[48 empty] | 2017-11-17 21:00 | 11 | 17 | 21 | 0 | 0% | 2017-10-17 21:00 | 10 | 17 | 21 | 10 | 17 | 20 | 19.9925 | 18.7225 | 0 | 18.7325 | 20.06 | 0
[48 empty] | 2017-11-17 22:00 | 11 | 17 | 22 | 0 | 0% | 2017-10-17 22:00 | 10 | 17 | 22 | 10 | 17 | 21 | 18.3975 | 17.6425 | 0 | 17.6525 | 18.2575 | 0
[48 empty] | 2017-11-17 23:00 | 11 | 17 | 23 | 0 | 0% | 2017-10-17 23:00 | 10 | 17 | 23 | 10 | 17 | 22 | 17.875 | 17.1675 | 0 | 17.175 | 17.7725 | 0
[48 empty] | 2017-11-18 | 11 | 18 | 0 | 0 | 0% | 2017-10-18 | 10 | 18 | 0 | 10 | 17 | 23 | 16.3875 | 16.28 | 0 | 16.28 | 16.39 | 0
[48 empty] | 2017-11-18 01:00 | 11 | 18 | 1 | 0 | 0% | 2017-10-18 01:00 | 10 | 18 | 1 | 10 | 18 | 0 | 11.2 | 10.8425 | 0 | 10.8475 | 11.1525 | 0
[48 empty] | 2017-11-18 02:00 | 11 | 18 | 2 | 0 | 0% | 2017-10-18 02:00 | 10 | 18 | 2 | 10 | 18 | 1 | 1.3725 | 1.355 | 0 | 1.355 | 1.3825 | 0
[48 empty] | 2017-11-18 03:00 | 11 | 18 | 3 | 0 | 0% | 2017-10-18 03:00 | 10 | 18 | 3 | 10 | 18 | 2 | 1.12 | 1.1 | 0 | 1.1 | 1.135 | 0
[48 empty] | 2017-11-18 04:00 | 11 | 18 | 4 | 0 | 0% | 2017-10-18 04:00 | 10 | 18 | 4 | 10 | 18 | 3 | 0.88 | 0.865 | 0 | 0.865 | 0.89 | 0
[48 empty] | 2017-11-18 05:00 | 11 | 18 | 5 | 0 | 0% | 2017-10-18 05:00 | 10 | 18 | 5 | 10 | 18 | 4 | 13.0775 | 13.0775 | 0 | 13.0775 | 13.0775 | 0
[48 empty] | 2017-11-18 06:00 | 11 | 18 | 6 | 12.5891 | 1.272% | 2017-10-18 06:00 | 10 | 18 | 6 | 10 | 18 | 5 | 16.6075 | 16.6075 | 0 | 16.6075 | 16.6075 | 0
[48 empty] | 2017-11-18 07:00 | 11 | 18 | 7 | 422.0466 | 42.63% | 2017-10-18 07:00 | 10 | 18 | 7 | 10 | 18 | 6 | 18.925 | 18.6475 | 0 | 18.6475 | 18.6375 | 0
[48 empty] | 2017-11-18 08:00 | 11 | 18 | 8 | 766.5369 | 77.43% | 2017-10-18 08:00 | 10 | 18 | 8 | 10 | 18 | 7 | 19.2375 | 18.92 | 0 | 18.92 | 18.91 | 0
[48 empty] | 2017-11-18 09:00 | 11 | 18 | 9 | 790.1527 | 79.81% | 2017-10-18 09:00 | 10 | 18 | 9 | 10 | 18 | 8 | 19.095 | 18.4225 | 0 | 18.4225 | 18.41 | 0
[48 empty] | 2017-11-18 10:00 | 11 | 18 | 10 | 735.6151 | 74.3% | 2017-10-18 10:00 | 10 | 18 | 10 | 10 | 18 | 9 | 19.205 | 19.135 | 0 | 19.135 | 19.135 | 0
[48 empty] | 2017-11-18 11:00 | 11 | 18 | 11 | 695.631 | 70.27% | 2017-10-18 11:00 | 10 | 18 | 11 | 10 | 18 | 10 | 19.7175 | 19.4625 | 0 | 19.465 | 19.46 | 0
[48 empty] | 2017-11-18 12:00 | 11 | 18 | 12 | 710.7446 | 71.79% | 2017-10-18 12:00 | 10 | 18 | 12 | 10 | 18 | 11 | 19.95 | 19.7125 | 0 | 19.7125 | 19.71 | 0
[48 empty] | 2017-11-18 13:00 | 11 | 18 | 13 | 768.5895 | 77.64% | 2017-10-18 13:00 | 10 | 18 | 13 | 10 | 18 | 12 | 20.34 | 20.1725 | 0 | 20.1725 | 20.1725 | 0
[48 empty] | 2017-11-18 14:00 | 11 | 18 | 14 | 767.0688 | 77.48% | 2017-10-18 14:00 | 10 | 18 | 14 | 10 | 18 | 13 | 21.53 | 20.745 | 0 | 20.7475 | 20.695 | 0
[48 empty] | 2017-11-18 15:00 | 11 | 18 | 15 | 559.5944 | 56.52% | 2017-10-18 15:00 | 10 | 18 | 15 | 10 | 18 | 14 | 21.7075 | 20.6625 | 0 | 20.6625 | 20.5875 | 0
[48 empty] | 2017-11-18 16:00 | 11 | 18 | 16 | 56.4584 | 5.703% | 2017-10-18 16:00 | 10 | 18 | 16 | 10 | 18 | 15 | 22.255 | 20.4825 | 0 | 20.495 | 20.975 | 0
[48 empty] | 2017-11-18 17:00 | 11 | 18 | 17 | 0 | 0% | 2017-10-18 17:00 | 10 | 18 | 17 | 10 | 18 | 16 | 24.0025 | 20.735 | 0 | 20.7825 | 22.655 | 0
[48 empty] | 2017-11-18 18:00 | 11 | 18 | 18 | 0 | 0% | 2017-10-18 18:00 | 10 | 18 | 18 | 10 | 18 | 17 | 26.635 | 26.5875 | 0 | 26.5875 | 26.6125 | 0
[48 empty] | 2017-11-18 19:00 | 11 | 18 | 19 | 0 | 0% | 2017-10-18 19:00 | 10 | 18 | 19 | 10 | 18 | 18 | 22.315 | 22.315 | 0 | 22.315 | 22.315 | 0
[48 empty] | 2017-11-18 20:00 | 11 | 18 | 20 | 0 | 0% | 2017-10-18 20:00 | 10 | 18 | 20 | 10 | 18 | 19 | 21.1525 | 19.5525 | 0 | 19.5825 | 20.8225 | 0
[48 empty] | 2017-11-18 21:00 | 11 | 18 | 21 | 0 | 0% | 2017-10-18 21:00 | 10 | 18 | 21 | 10 | 18 | 20 | 20.0475 | 19.3825 | 0 | 19.3925 | 19.89 | 0
[48 empty] | 2017-11-18 22:00 | 11 | 18 | 22 | 0 | 0% | 2017-10-18 22:00 | 10 | 18 | 22 | 10 | 18 | 21 | 19.1975 | 18.9 | 0 | 18.905 | 19.075 | 0
[48 empty] | 2017-11-18 23:00 | 11 | 18 | 23 | 0 | 0% | 2017-10-18 23:00 | 10 | 18 | 23 | 10 | 18 | 22 | 18.3725 | 17.73 | 0 | 17.74 | 18.2375 | 0
[48 empty] | 2017-11-19 | 11 | 19 | 0 | 0 | 0% | 2017-10-19 | 10 | 19 | 0 | 10 | 18 | 23 | 15.1825 | 12.5875 | 0 | 12.6325 | 14.6525 | 0
[48 empty] | 2017-11-19 01:00 | 11 | 19 | 1 | 0 | 0% | 2017-10-19 01:00 | 10 | 19 | 1 | 10 | 19 | 0 | 15.0275 | 13.275 | 0 | 13.3025 | 14.6725 | 0
[48 empty] | 2017-11-19 02:00 | 11 | 19 | 2 | 0 | 0% | 2017-10-19 02:00 | 10 | 19 | 2 | 10 | 19 | 1 | 15.295 | 14.2775 | 0 | 14.295 | 15.09 | 0
[48 empty] | 2017-11-19 03:00 | 11 | 19 | 3 | 0 | 0% | 2017-10-19 03:00 | 10 | 19 | 3 | 10 | 19 | 2 | 15.47 | 14.82 | 0 | 14.83 | 15.3375 | 0
[48 empty] | 2017-11-19 04:00 | 11 | 19 | 4 | 0 | 0% | 2017-10-19 04:00 | 10 | 19 | 4 | 10 | 19 | 3 | 15.88 | 15.7375 | 0 | 15.7425 | 15.8525 | 0
[48 empty] | 2017-11-19 05:00 | 11 | 19 | 5 | 0 | 0% | 2017-10-19 05:00 | 10 | 19 | 5 | 10 | 19 | 4 | 16.355 | 16.355 | 0 | 16.355 | 16.355 | 0
[48 empty] | 2017-11-19 06:00 | 11 | 19 | 6 | 10.0478 | 1.015% | 2017-10-19 06:00 | 10 | 19 | 6 | 10 | 19 | 5 | 16.0275 | 15.0525 | 0 | 15.07 | 15.835 | 0
[48 empty] | 2017-11-19 07:00 | 11 | 19 | 7 | 385.4903 | 38.94% | 2017-10-19 07:00 | 10 | 19 | 7 | 10 | 19 | 6 | 17.5475 | 16.165 | 0 | 16.1825 | 17.6625 | 0
[48 empty] | 2017-11-19 08:00 | 11 | 19 | 8 | 699.2243 | 70.63% | 2017-10-19 08:00 | 10 | 19 | 8 | 10 | 19 | 7 | 18.37 | 17.3225 | 0 | 17.3325 | 18.895 | 0
[48 empty] | 2017-11-19 09:00 | 11 | 19 | 9 | 757.4355 | 76.51% | 2017-10-19 09:00 | 10 | 19 | 9 | 10 | 19 | 8 | 17.65 | 17.265 | 0 | 17.27 | 17.9075 | 0
[48 empty] | 2017-11-19 10:00 | 11 | 19 | 10 | 626.4698 | 63.28% | 2017-10-19 10:00 | 10 | 19 | 10 | 10 | 19 | 9 | 18.15 | 18.09 | 0 | 18.09 | 18.19 | 0
[48 empty] | 2017-11-19 11:00 | 11 | 19 | 11 | 644.524 | 65.1% | 2017-10-19 11:00 | 10 | 19 | 11 | 10 | 19 | 10 | 18.67 | 18.4625 | 0 | 18.47 | 18.685 | 0
[48 empty] | 2017-11-19 12:00 | 11 | 19 | 12 | 657.2812 | 66.39% | 2017-10-19 12:00 | 10 | 19 | 12 | 10 | 19 | 11 | 19.5875 | 19.525 | 0 | 19.5275 | 19.575 | 0
[48 empty] | 2017-11-19 13:00 | 11 | 19 | 13 | 756.7371 | 76.44% | 2017-10-19 13:00 | 10 | 19 | 13 | 10 | 19 | 12 | 22.485 | 22.5325 | 0 | 22.5325 | 22.4925 | 0
[48 empty] | 2017-11-19 14:00 | 11 | 19 | 14 | 756.1342 | 76.38% | 2017-10-19 14:00 | 10 | 19 | 14 | 10 | 19 | 13 | 26.7325 | 27.0725 | 0 | 27.08 | 26.775 | 0
[48 empty] | 2017-11-19 15:00 | 11 | 19 | 15 | 541.9175 | 54.74% | 2017-10-19 15:00 | 10 | 19 | 15 | 10 | 19 | 14 | 26.7825 | 26.6475 | 0 | 26.65 | 26.755 | 0
[48 empty] | 2017-11-19 16:00 | 11 | 19 | 16 | 51.0796 | 5.16% | 2017-10-19 16:00 | 10 | 19 | 16 | 10 | 19 | 15 | 25.675 | 25.495 | 0 | 25.4975 | 25.6375 | 0
[48 empty] | 2017-11-19 17:00 | 11 | 19 | 17 | 0 | 0% | 2017-10-19 17:00 | 10 | 19 | 17 | 10 | 19 | 16 | 21.5575 | 21.5575 | 0 | 21.5575 | 21.5575 | 0
[48 empty] | 2017-11-19 18:00 | 11 | 19 | 18 | 0 | 0% | 2017-10-19 18:00 | 10 | 19 | 18 | 10 | 19 | 17 | 20.8725 | 19.425 | 0 | 19.44 | 21.845 | 0
[48 empty] | 2017-11-19 19:00 | 11 | 19 | 19 | 0 | 0% | 2017-10-19 19:00 | 10 | 19 | 19 | 10 | 19 | 18 | 20.36 | 20.275 | 0 | 20.2775 | 20.41 | 0
[48 empty] | 2017-11-19 20:00 | 11 | 19 | 20 | 0 | 0% | 2017-10-19 20:00 | 10 | 19 | 20 | 10 | 19 | 19 | 20.8375 | 20.1725 | 0 | 20.1825 | 20.9325 | 0
[48 empty] | 2017-11-19 21:00 | 11 | 19 | 21 | 0 | 0% | 2017-10-19 21:00 | 10 | 19 | 21 | 10 | 19 | 20 | 20.965 | 18.8325 | 0 | 18.855 | 21.935 | 0
[48 empty] | 2017-11-19 22:00 | 11 | 19 | 22 | 0 | 0% | 2017-10-19 22:00 | 10 | 19 | 22 | 10 | 19 | 21 | 22.8125 | 17.0725 | 0 | 17.11 | 26.2125 | 0
[48 empty] | 2017-11-19 23:00 | 11 | 19 | 23 | 0 | 0% | 2017-10-19 23:00 | 10 | 19 | 23 | 10 | 19 | 22 | 20.0425 | 16.015 | 0 | 16.005 | 20.6125 | 0
[48 empty] | 2017-11-20 | 11 | 20 | 0 | 0 | 0% | 2017-10-20 | 10 | 20 | 0 | 10 | 19 | 23 | 18.425 | 15.9425 | 0 | 15.925 | 17.6325 | 0
[48 empty] | 2017-11-20 01:00 | 11 | 20 | 1 | 0 | 0% | 2017-10-20 01:00 | 10 | 20 | 1 | 10 | 20 | 0 | 17.79 | 15.895 | 0 | 15.8675 | 17.12 | 0
[48 empty] | 2017-11-20 02:00 | 11 | 20 | 2 | 0 | 0% | 2017-10-20 02:00 | 10 | 20 | 2 | 10 | 20 | 1 | 15.5375 | 12.66 | 0 | 12.6625 | 14.7375 | 0
[48 empty] | 2017-11-20 03:00 | 11 | 20 | 3 | 0 | 0% | 2017-10-20 03:00 | 10 | 20 | 3 | 10 | 20 | 2 | 15.76 | 15.005 | 0 | 15.0125 | 15.5975 | 0
[48 empty] | 2017-11-20 04:00 | 11 | 20 | 4 | 0 | 0% | 2017-10-20 04:00 | 10 | 20 | 4 | 10 | 20 | 3 | 16.3475 | 16.195 | 0 | 16.1975 | 16.32 | 0
[48 empty] | 2017-11-20 05:00 | 11 | 20 | 5 | 0 | 0% | 2017-10-20 05:00 | 10 | 20 | 5 | 10 | 20 | 4 | 17.3975 | 17.3975 | 0 | 17.3975 | 17.3975 | 0
[48 empty] | 2017-11-20 06:00 | 11 | 20 | 6 | 8.2178 | 0.8301% | 2017-10-20 06:00 | 10 | 20 | 6 | 10 | 20 | 5 | 19.755 | 19.755 | 0 | 19.755 | 19.755 | 0
[48 empty] | 2017-11-20 07:00 | 11 | 20 | 7 | 379.8008 | 38.36% | 2017-10-20 07:00 | 10 | 20 | 7 | 10 | 20 | 6 | 47.2425 | 47.2575 | 0 | 47.2575 | 47.2475 | 0
[48 empty] | 2017-11-20 08:00 | 11 | 20 | 8 | 750.2226 | 75.78% | 2017-10-20 08:00 | 10 | 20 | 8 | 10 | 20 | 7 | 20.395 | 20.42 | 0 | 20.4175 | 20.4025 | 0
[48 empty] | 2017-11-20 09:00 | 11 | 20 | 9 | 778.3028 | 78.62% | 2017-10-20 09:00 | 10 | 20 | 9 | 10 | 20 | 8 | 19.4125 | 19.4275 | 0 | 19.4275 | 19.415 | 0
[48 empty] | 2017-11-20 10:00 | 11 | 20 | 10 | 722.3008 | 72.96% | 2017-10-20 10:00 | 10 | 20 | 10 | 10 | 20 | 9 | 20.195 | 19.31 | 0 | 19.3125 | 19.1225 | 0
[48 empty] | 2017-11-20 11:00 | 11 | 20 | 11 | 677.2697 | 68.41% | 2017-10-20 11:00 | 10 | 20 | 11 | 10 | 20 | 10 | 19.3575 | 19.4 | 0 | 19.385 | 19.63 | 0
[48 empty] | 2017-11-20 12:00 | 11 | 20 | 12 | 696.726 | 70.38% | 2017-10-20 12:00 | 10 | 20 | 12 | 10 | 20 | 11 | 19.6425 | 18.3525 | 0 | 18.33 | 20.755 | 0
[48 empty] | 2017-11-20 13:00 | 11 | 20 | 13 | 749.4769 | 75.7% | 2017-10-20 13:00 | 10 | 20 | 13 | 10 | 20 | 12 | 19.235 | 18.4425 | 0 | 18.45 | 19.145 | 0
[48 empty] | 2017-11-20 14:00 | 11 | 20 | 14 | 749.657 | 75.72% | 2017-10-20 14:00 | 10 | 20 | 14 | 10 | 20 | 13 | 19.6325 | 17.26 | 0 | 17.2725 | 20.175 | 0
[48 empty] | 2017-11-20 15:00 | 11 | 20 | 15 | 535.3449 | 54.08% | 2017-10-20 15:00 | 10 | 20 | 15 | 10 | 20 | 14 | 23.03 | 23.7925 | 0 | 29.74 | 24.3725 | 0
[48 empty] | 2017-11-20 16:00 | 11 | 20 | 16 | 49.8846 | 5.039% | 2017-10-20 16:00 | 10 | 20 | 16 | 10 | 20 | 15 | 22.03 | 22.6275 | 0 | 34.6575 | 24.9575 | 0
[48 empty] | 2017-11-20 17:00 | 11 | 20 | 17 | 0 | 0% | 2017-10-20 17:00 | 10 | 20 | 17 | 10 | 20 | 16 | 19.4925 | 20.57 | 0 | 32.15 | 20.6975 | 0
[48 empty] | 2017-11-20 18:00 | 11 | 20 | 18 | 0 | 0% | 2017-10-20 18:00 | 10 | 20 | 18 | 10 | 20 | 17 | 17.4725 | 19.9675 | 0 | 30.2125 | 19.11 | 0
[48 empty] | 2017-11-20 19:00 | 11 | 20 | 19 | 0 | 0% | 2017-10-20 19:00 | 10 | 20 | 19 | 10 | 20 | 18 | 19.66 | 18.4775 | 0 | 22.3675 | 20 | 0
[48 empty] | 2017-11-20 20:00 | 11 | 20 | 20 | 0 | 0% | 2017-10-20 20:00 | 10 | 20 | 20 | 10 | 20 | 19 | 22.075 | 20.88 | 0 | 21.16 | 21.785 | 0
[48 empty] | 2017-11-20 21:00 | 11 | 20 | 21 | 0 | 0% | 2017-10-20 21:00 | 10 | 20 | 21 | 10 | 20 | 20 | 18.575 | 19.6375 | 0 | 21.3175 | 18.435 | 0
[48 empty] | 2017-11-20 22:00 | 11 | 20 | 22 | 0 | 0% | 2017-10-20 22:00 | 10 | 20 | 22 | 10 | 20 | 21 | 16.5925 | 18.44 | 0 | 22.9575 | 16.3 | 0
[48 empty] | 2017-11-20 23:00 | 11 | 20 | 23 | 0 | 0% | 2017-10-20 23:00 | 10 | 20 | 23 | 10 | 20 | 22 | 19.4475 | 17.0425 | 0 | 17.8525 | 18.79 | 0
[48 empty] | 2017-11-21 | 11 | 21 | 0 | 0 | 0% | 2017-10-21 | 10 | 21 | 0 | 10 | 20 | 23 | 18.3475 | 16.9425 | 0 | 16.9675 | 18.045 | 0
[48 empty] | 2017-11-21 01:00 | 11 | 21 | 1 | 0 | 0% | 2017-10-21 01:00 | 10 | 21 | 1 | 10 | 21 | 0 | 18.6875 | 16.75 | 0 | 16.7575 | 18.205 | 0
[48 empty] | 2017-11-21 02:00 | 11 | 21 | 2 | 0 | 0% | 2017-10-21 02:00 | 10 | 21 | 2 | 10 | 21 | 1 | 17.63 | 14.7525 | 0 | 14.74 | 16.795 | 0
[48 empty] | 2017-11-21 03:00 | 11 | 21 | 3 | 0 | 0% | 2017-10-21 03:00 | 10 | 21 | 3 | 10 | 21 | 2 | 15.9825 | 12.26 | 0 | 12.27 | 14.9925 | 0
[48 empty] | 2017-11-21 04:00 | 11 | 21 | 4 | 0 | 0% | 2017-10-21 04:00 | 10 | 21 | 4 | 10 | 21 | 3 | 11.3325 | 3.9075 | 0 | 3.975 | 9.615 | 0
[48 empty] | 2017-11-21 05:00 | 11 | 21 | 5 | 0 | 0% | 2017-10-21 05:00 | 10 | 21 | 5 | 10 | 21 | 4 | 13.135 | 7.3625 | 0 | 7.415 | 11.8675 | 0
[48 empty] | 2017-11-21 06:00 | 11 | 21 | 6 | 8.4485 | 0.8534% | 2017-10-21 06:00 | 10 | 21 | 6 | 10 | 21 | 5 | 14.0475 | 8.5825 | 0 | 8.615 | 12.72 | 0
[48 empty] | 2017-11-21 07:00 | 11 | 21 | 7 | 371.6252 | 37.54% | 2017-10-21 07:00 | 10 | 21 | 7 | 10 | 21 | 6 | 17.0425 | 13.9625 | 0 | 13.9575 | 16.19 | 0
[48 empty] | 2017-11-21 08:00 | 11 | 21 | 8 | 741.5184 | 74.9% | 2017-10-21 08:00 | 10 | 21 | 8 | 10 | 21 | 7 | 17.6575 | 16.6525 | 0 | 16.6375 | 17.335 | 0
[48 empty] | 2017-11-21 09:00 | 11 | 21 | 9 | 772.6232 | 78.04% | 2017-10-21 09:00 | 10 | 21 | 9 | 10 | 21 | 8 | 17.9075 | 17.7075 | 0 | 17.71 | 17.86 | 0
[48 empty] | 2017-11-21 10:00 | 11 | 21 | 10 | 717.0793 | 72.43% | 2017-10-21 10:00 | 10 | 21 | 10 | 10 | 21 | 9 | 18.0425 | 17.23 | 0 | 17.2475 | 17.87 | 0
[48 empty] | 2017-11-21 11:00 | 11 | 21 | 11 | 676.0401 | 68.29% | 2017-10-21 11:00 | 10 | 21 | 11 | 10 | 21 | 10 | 18.705 | 17.415 | 0 | 17.4375 | 18.44 | 0
[48 empty] | 2017-11-21 12:00 | 11 | 21 | 12 | 697.3835 | 70.44% | 2017-10-21 12:00 | 10 | 21 | 12 | 10 | 21 | 11 | 19.955 | 18.415 | 0 | 18.4425 | 19.64 | 0
[48 empty] | 2017-11-21 13:00 | 11 | 21 | 13 | 734.4992 | 74.19% | 2017-10-21 13:00 | 10 | 21 | 13 | 10 | 21 | 12 | 22.2075 | 19.1475 | 0 | 19.195 | 21.6325 | 0
[48 empty] | 2017-11-21 14:00 | 11 | 21 | 14 | 733.7483 | 74.12% | 2017-10-21 14:00 | 10 | 21 | 14 | 10 | 21 | 13 | 23.03 | 19.73 | 0 | 19.7825 | 22.6025 | 0
[48 empty] | 2017-11-21 15:00 | 11 | 21 | 15 | 521.3708 | 52.66% | 2017-10-21 15:00 | 10 | 21 | 15 | 10 | 21 | 14 | 23.765 | 20.8625 | 0 | 20.91 | 23.5575 | 0
[48 empty] | 2017-11-21 16:00 | 11 | 21 | 16 | 50.1354 | 5.064% | 2017-10-21 16:00 | 10 | 21 | 16 | 10 | 21 | 15 | 27.7525 | 26.375 | 0 | 26.395 | 27.465 | 0
[48 empty] | 2017-11-21 17:00 | 11 | 21 | 17 | 0 | 0% | 2017-10-21 17:00 | 10 | 21 | 17 | 10 | 21 | 16 | 27.6025 | 26.56 | 0 | 26.5725 | 27.385 | 0
[48 empty] | 2017-11-21 18:00 | 11 | 21 | 18 | 0 | 0% | 2017-10-21 18:00 | 10 | 21 | 18 | 10 | 21 | 17 | 25.675 | 25.38 | 0 | 25.3875 | 25.84 | 0
[48 empty] | 2017-11-21 19:00 | 11 | 21 | 19 | 0 | 0% | 2017-10-21 19:00 | 10 | 21 | 19 | 10 | 21 | 18 | 21.495 | 20.4675 | 0 | 20.485 | 21.3825 | 0
[48 empty] | 2017-11-21 20:00 | 11 | 21 | 20 | 0 | 0% | 2017-10-21 20:00 | 10 | 21 | 20 | 10 | 21 | 19 | 26.34 | 26.5725 | 0 | 26.5725 | 26.5675 | 0
[48 empty] | 2017-11-21 21:00 | 11 | 21 | 21 | 0 | 0% | 2017-10-21 21:00 | 10 | 21 | 21 | 10 | 21 | 20 | 21.485 | 21.18 | 0 | 21.185 | 21.4225 | 0
[48 empty] | 2017-11-21 22:00 | 11 | 21 | 22 | 0 | 0% | 2017-10-21 22:00 | 10 | 21 | 22 | 10 | 21 | 21 | 20.24 | 19.9625 | 0 | 19.9675 | 20.18 | 0
[48 empty] | 2017-11-21 23:00 | 11 | 21 | 23 | 0 | 0% | 2017-10-21 23:00 | 10 | 21 | 23 | 10 | 21 | 22 | 54.21 | 54.1925 | 0 | 54.1925 | 54.2075 | 0
[48 empty] | 2017-11-22 | 11 | 22 | 0 | 0 | 0% | 2017-10-22 | 10 | 22 | 0 | 10 | 21 | 23 | 23.32 | 23.32 | 0 | 23.32 | 23.32 | 0
[48 empty] | 2017-11-22 01:00 | 11 | 22 | 1 | 0 | 0% | 2017-10-22 01:00 | 10 | 22 | 1 | 10 | 22 | 0 | 19.6525 | 19.6525 | 0 | 19.6525 | 19.6525 | 0
[48 empty] | 2017-11-22 02:00 | 11 | 22 | 2 | 0 | 0% | 2017-10-22 02:00 | 10 | 22 | 2 | 10 | 22 | 1 | 19.0975 | 19.0975 | 0 | 19.0975 | 19.0975 | 0
[48 empty] | 2017-11-22 03:00 | 11 | 22 | 3 | 0 | 0% | 2017-10-22 03:00 | 10 | 22 | 3 | 10 | 22 | 2 | 18.205 | 18.205 | 0 | 18.205 | 18.205 | 0
[48 empty] | 2017-11-22 04:00 | 11 | 22 | 4 | 0 | 0% | 2017-10-22 04:00 | 10 | 22 | 4 | 10 | 22 | 3 | 18.0175 | 18.0175 | 0 | 18.0175 | 18.0175 | 0
[48 empty] | 2017-11-22 05:00 | 11 | 22 | 5 | 0 | 0% | 2017-10-22 05:00 | 10 | 22 | 5 | 10 | 22 | 4 | 17.4875 | 17.4875 | 0 | 17.4875 | 17.4875 | 0
[48 empty] | 2017-11-22 06:00 | 11 | 22 | 6 | 6.6909 | 0.6759% | 2017-10-22 06:00 | 10 | 22 | 6 | 10 | 22 | 5 | 18.03 | 18.03 | 0 | 18.03 | 18.03 | 0
[48 empty] | 2017-11-22 07:00 | 11 | 22 | 7 | 351.5669 | 35.51% | 2017-10-22 07:00 | 10 | 22 | 7 | 10 | 22 | 6 | 18.1075 | 18.1075 | 0 | 18.1075 | 18.1075 | 0
[48 empty] | 2017-11-22 08:00 | 11 | 22 | 8 | 724.5532 | 73.19% | 2017-10-22 08:00 | 10 | 22 | 8 | 10 | 22 | 7 | 19.045 | 19.0225 | 0 | 19.0225 | 19.03 | 0
[48 empty] | 2017-11-22 09:00 | 11 | 22 | 9 | 756.9659 | 76.46% | 2017-10-22 09:00 | 10 | 22 | 9 | 10 | 22 | 8 | 23.375 | 19.36 | 0 | 19.3775 | 19.3775 | 0
[48 empty] | 2017-11-22 10:00 | 11 | 22 | 10 | 694.3044 | 70.13% | 2017-10-22 10:00 | 10 | 22 | 10 | 10 | 22 | 9 | 21.1275 | 19.205 | 0 | 19.23 | 20.3675 | 0
[48 empty] | 2017-11-22 11:00 | 11 | 22 | 11 | 652.2303 | 65.88% | 2017-10-22 11:00 | 10 | 22 | 11 | 10 | 22 | 10 | 21.56 | 19.66 | 0 | 19.685 | 20.7725 | 0
[48 empty] | 2017-11-22 12:00 | 11 | 22 | 12 | 666.8159 | 67.36% | 2017-10-22 12:00 | 10 | 22 | 12 | 10 | 22 | 11 | 23.44 | 20.465 | 0 | 20.5025 | 22.255 | 0
[48 empty] | 2017-11-22 13:00 | 11 | 22 | 13 | 719.2305 | 72.65% | 2017-10-22 13:00 | 10 | 22 | 13 | 10 | 22 | 12 | 32.555 | 25.3375 | 0 | 25.43 | 29.59 | 0
[48 empty] | 2017-11-22 14:00 | 11 | 22 | 14 | 730.5904 | 73.8% | 2017-10-22 14:00 | 10 | 22 | 14 | 10 | 22 | 13 | 25.47 | 22.41 | 0 | 22.445 | 24.205 | 0
[48 empty] | 2017-11-22 15:00 | 11 | 22 | 15 | 519.7986 | 52.5% | 2017-10-22 15:00 | 10 | 22 | 15 | 10 | 22 | 14 | 25.7475 | 23.0325 | 0 | 23.0625 | 24.39 | 0
[48 empty] | 2017-11-22 16:00 | 11 | 22 | 16 | 49.2205 | 4.972% | 2017-10-22 16:00 | 10 | 22 | 16 | 10 | 22 | 15 | 21.3825 | 21.3525 | 0 | 21.3525 | 21.3525 | 0
[48 empty] | 2017-11-22 17:00 | 11 | 22 | 17 | 0 | 0% | 2017-10-22 17:00 | 10 | 22 | 17 | 10 | 22 | 16 | 23.3325 | 23.3325 | 0 | 23.3325 | 23.3325 | 0
[48 empty] | 2017-11-22 18:00 | 11 | 22 | 18 | 0 | 0% | 2017-10-22 18:00 | 10 | 22 | 18 | 10 | 22 | 17 | 24.76 | 24.76 | 0 | 24.76 | 24.76 | 0
[48 empty] | 2017-11-22 19:00 | 11 | 22 | 19 | 0 | 0% | 2017-10-22 19:00 | 10 | 22 | 19 | 10 | 22 | 18 | 93.725 | 93.725 | 0 | 93.725 | 93.725 | 0
[48 empty] | 2017-11-22 20:00 | 11 | 22 | 20 | 0 | 0% | 2017-10-22 20:00 | 10 | 22 | 20 | 10 | 22 | 19 | 29.4925 | 29.4925 | 0 | 29.4925 | 29.4925 | 0
[48 empty] | 2017-11-22 21:00 | 11 | 22 | 21 | 0 | 0% | 2017-10-22 21:00 | 10 | 22 | 21 | 10 | 22 | 20 | 61.82 | 61.82 | 0 | 61.82 | 61.82 | 0
[48 empty] | 2017-11-22 22:00 | 11 | 22 | 22 | 0 | 0% | 2017-10-22 22:00 | 10 | 22 | 22 | 10 | 22 | 21 | 45.985 | 32.4525 | 0 | 32.62 | 40.43 | 0
[48 empty] | 2017-11-22 23:00 | 11 | 22 | 23 | 0 | 0% | 2017-10-22 23:00 | 10 | 22 | 23 | 10 | 22 | 22 | 19.0375 | 19.035 | 0 | 19.035 | 19.0375 | 0
[48 empty] | 2017-11-23 | 11 | 23 | 0 | 0 | 0% | 2017-10-23 | 10 | 23 | 0 | 10 | 22 | 23 | 17.68 | 17.68 | 0 | 17.68 | 17.68 | 0
[48 empty] | 2017-11-23 01:00 | 11 | 23 | 1 | 0 | 0% | 2017-10-23 01:00 | 10 | 23 | 1 | 10 | 23 | 0 | 16.595 | 16.57 | 0 | 16.57 | 16.595 | 0
[48 empty] | 2017-11-23 02:00 | 11 | 23 | 2 | 0 | 0% | 2017-10-23 02:00 | 10 | 23 | 2 | 10 | 23 | 1 | 15.355 | 15.0125 | 0 | 15.0125 | 15.3625 | 0
[48 empty] | 2017-11-23 03:00 | 11 | 23 | 3 | 0 | 0% | 2017-10-23 03:00 | 10 | 23 | 3 | 10 | 23 | 2 | 4.0425 | 3.2675 | 0 | 3.2675 | 4.0625 | 0
[48 empty] | 2017-11-23 04:00 | 11 | 23 | 4 | 0 | 0% | 2017-10-23 04:00 | 10 | 23 | 4 | 10 | 23 | 3 | -0.3025 | -0.3025 | 0 | -0.3025 | -0.3025 | 0
[48 empty] | 2017-11-23 05:00 | 11 | 23 | 5 | 0 | 0% | 2017-10-23 05:00 | 10 | 23 | 5 | 10 | 23 | 4 | 13.8125 | 12.8325 | 0 | 12.83 | 13.8375 | 0
[48 empty] | 2017-11-23 06:00 | 11 | 23 | 6 | 0.98959 | 0.09996% | 2017-10-23 06:00 | 10 | 23 | 6 | 10 | 23 | 5 | 15.845 | 15.73 | 0 | 15.73 | 15.8475 | 0
[48 empty] | 2017-11-23 07:00 | 11 | 23 | 7 | 315.1084 | 31.83% | 2017-10-23 07:00 | 10 | 23 | 7 | 10 | 23 | 6 | 16.7575 | 15.545 | 0 | 15.565 | 16.5325 | 0
[48 empty] | 2017-11-23 08:00 | 11 | 23 | 8 | 684.7414 | 69.17% | 2017-10-23 08:00 | 10 | 23 | 8 | 10 | 23 | 7 | 17.13 | 15.7075 | 0 | 15.72 | 16.6 | 0
[48 empty] | 2017-11-23 09:00 | 11 | 23 | 9 | 723.4204 | 73.07% | 2017-10-23 09:00 | 10 | 23 | 9 | 10 | 23 | 8 | 17.7825 | 17.0875 | 0 | 17.09 | 17.25 | 0
[48 empty] | 2017-11-23 10:00 | 11 | 23 | 10 | 672.1004 | 67.89% | 2017-10-23 10:00 | 10 | 23 | 10 | 10 | 23 | 9 | 19.3375 | 18.545 | 0 | 18.5525 | 18.9025 | 0
[48 empty] | 2017-11-23 11:00 | 11 | 23 | 11 | 641.4419 | 64.79% | 2017-10-23 11:00 | 10 | 23 | 11 | 10 | 23 | 10 | 19.0725 | 18.695 | 0 | 18.7 | 18.975 | 0
[48 empty] | 2017-11-23 12:00 | 11 | 23 | 12 | 655.328 | 66.19% | 2017-10-23 12:00 | 10 | 23 | 12 | 10 | 23 | 11 | 19.2675 | 18.915 | 0 | 18.92 | 19.0975 | 0
[48 empty] | 2017-11-23 13:00 | 11 | 23 | 13 | 697.4973 | 70.45% | 2017-10-23 13:00 | 10 | 23 | 13 | 10 | 23 | 12 | 20.36 | 19.4525 | 0 | 19.465 | 20.02 | 0
[48 empty] | 2017-11-23 14:00 | 11 | 23 | 14 | 695.4018 | 70.24% | 2017-10-23 14:00 | 10 | 23 | 14 | 10 | 23 | 13 | 22.08 | 20.605 | 0 | 20.6175 | 21.72 | 0
[48 empty] | 2017-11-23 15:00 | 11 | 23 | 15 | 407.1214 | 41.12% | 2017-10-23 15:00 | 10 | 23 | 15 | 10 | 23 | 14 | 20.9125 | 19.6975 | 0 | 19.69 | 19.7875 | 0
[48 empty] | 2017-11-23 16:00 | 11 | 23 | 16 | 30.328 | 3.063% | 2017-10-23 16:00 | 10 | 23 | 16 | 10 | 23 | 15 | 23.33 | 20.2975 | 0 | 20.31 | 20.3425 | 0
[48 empty] | 2017-11-23 17:00 | 11 | 23 | 17 | 0 | 0% | 2017-10-23 17:00 | 10 | 23 | 17 | 10 | 23 | 16 | 23.8725 | 20.445 | 0 | 20.4525 | 20.34 | 0
[48 empty] | 2017-11-23 18:00 | 11 | 23 | 18 | 0 | 0% | 2017-10-23 18:00 | 10 | 23 | 18 | 10 | 23 | 17 | 21.885 | 19.3825 | 0 | 19.3825 | 19.4 | 0
[48 empty] | 2017-11-23 19:00 | 11 | 23 | 19 | 0 | 0% | 2017-10-23 19:00 | 10 | 23 | 19 | 10 | 23 | 18 | 20.345 | 19.255 | 0 | 19.255 | 19.165 | 0
[48 empty] | 2017-11-23 20:00 | 11 | 23 | 20 | 0 | 0% | 2017-10-23 20:00 | 10 | 23 | 20 | 10 | 23 | 19 | 19.92 | 19.1375 | 0 | 19.14 | 19.0575 | 0
[48 empty] | 2017-11-23 21:00 | 11 | 23 | 21 | 0 | 0% | 2017-10-23 21:00 | 10 | 23 | 21 | 10 | 23 | 20 | 18.1275 | 17.9825 | 0 | 17.985 | 18.04 | 0
[48 empty] | 2017-11-23 22:00 | 11 | 23 | 22 | 0 | 0% | 2017-10-23 22:00 | 10 | 23 | 22 | 10 | 23 | 21 | 17.36 | 17.03 | 0 | 17.035 | 17.2925 | 0
[48 empty] | 2017-11-23 23:00 | 11 | 23 | 23 | 0 | 0% | 2017-10-23 23:00 | 10 | 23 | 23 | 10 | 23 | 22 | 17.3425 | 17.3025 | 0 | 17.3025 | 17.335 | 0
[48 empty] | 2017-11-24 | 11 | 24 | 0 | 0 | 0% | 2017-10-24 | 10 | 24 | 0 | 10 | 23 | 23 | 16.7625 | 16.7625 | 0 | 16.7625 | 16.7625 | 0
[48 empty] | 2017-11-24 01:00 | 11 | 24 | 1 | 0 | 0% | 2017-10-24 01:00 | 10 | 24 | 1 | 10 | 24 | 0 | 16.59 | 16.28 | 0 | 16.245 | 16.5175 | 0
[48 empty] | 2017-11-24 02:00 | 11 | 24 | 2 | 0 | 0% | 2017-10-24 02:00 | 10 | 24 | 2 | 10 | 24 | 1 | 16.2275 | 16.205 | 0 | 16.205 | 16.225 | 0
[48 empty] | 2017-11-24 03:00 | 11 | 24 | 3 | 0 | 0% | 2017-10-24 03:00 | 10 | 24 | 3 | 10 | 24 | 2 | 16.3125 | 15.815 | 0 | 15.7525 | 16.1975 | 0
[48 empty] | 2017-11-24 04:00 | 11 | 24 | 4 | 0 | 0% | 2017-10-24 04:00 | 10 | 24 | 4 | 10 | 24 | 3 | 16.505 | 15.53 | 0 | 15.455 | 16.205 | 0
[48 empty] | 2017-11-24 05:00 | 11 | 24 | 5 | 0 | 0% | 2017-10-24 05:00 | 10 | 24 | 5 | 10 | 24 | 4 | 18.0275 | 15.575 | 0 | 15.4775 | 17.16 | 0
[48 empty] | 2017-11-24 06:00 | 11 | 24 | 6 | 4.2464 | 0.4289% | 2017-10-24 06:00 | 10 | 24 | 6 | 10 | 24 | 5 | 19.14 | 17.1125 | 0 | 17.0675 | 18.3675 | 0
[48 empty] | 2017-11-24 07:00 | 11 | 24 | 7 | 381.6721 | 38.55% | 2017-10-24 07:00 | 10 | 24 | 7 | 10 | 24 | 6 | 19.9275 | 18.79 | 0 | 18.7675 | 19.48 | 0
[48 empty] | 2017-11-24 08:00 | 11 | 24 | 8 | 770.3549 | 77.81% | 2017-10-24 08:00 | 10 | 24 | 8 | 10 | 24 | 7 | 19.2025 | 19.2025 | 0 | 19.2025 | 19.2025 | 0
[48 empty] | 2017-11-24 09:00 | 11 | 24 | 9 | 792.0676 | 80.01% | 2017-10-24 09:00 | 10 | 24 | 9 | 10 | 24 | 8 | 18.85 | 19.445 | 0 | 19.46 | 18.915 | 0
[48 empty] | 2017-11-24 10:00 | 11 | 24 | 10 | 724.1614 | 73.15% | 2017-10-24 10:00 | 10 | 24 | 10 | 10 | 24 | 9 | 19.6475 | 20.9325 | 0 | 20.9625 | 19.775 | 0
[48 empty] | 2017-11-24 11:00 | 11 | 24 | 11 | 680.0433 | 68.69% | 2017-10-24 11:00 | 10 | 24 | 11 | 10 | 24 | 10 | 19.295 | 19.65 | 0 | 19.655 | 19.55 | 0
[48 empty] | 2017-11-24 12:00 | 11 | 24 | 12 | 702.8892 | 71% | 2017-10-24 12:00 | 10 | 24 | 12 | 10 | 24 | 11 | 19.1475 | 19.39 | 0 | 19.3925 | 19.31 | 0
[48 empty] | 2017-11-24 13:00 | 11 | 24 | 13 | 753.8705 | 76.15% | 2017-10-24 13:00 | 10 | 24 | 13 | 10 | 24 | 12 | 18.8525 | 19.2825 | 0 | 19.2925 | 18.9075 | 0
[48 empty] | 2017-11-24 14:00 | 11 | 24 | 14 | 757.6938 | 76.53% | 2017-10-24 14:00 | 10 | 24 | 14 | 10 | 24 | 13 | 18.825 | 19.3875 | 0 | 19.3725 | 18.4725 | 0
[48 empty] | 2017-11-24 15:00 | 11 | 24 | 15 | 555.4818 | 56.11% | 2017-10-24 15:00 | 10 | 24 | 15 | 10 | 24 | 14 | 18.3225 | 19.485 | 0 | 19.43 | 17.1825 | 0
[48 empty] | 2017-11-24 16:00 | 11 | 24 | 16 | 53.8154 | 5.436% | 2017-10-24 16:00 | 10 | 24 | 16 | 10 | 24 | 15 | 18.425 | 19.6 | 0 | 19.55 | 17.31 | 0
[48 empty] | 2017-11-24 17:00 | 11 | 24 | 17 | 0 | 0% | 2017-10-24 17:00 | 10 | 24 | 17 | 10 | 24 | 16 | 18.79 | 19.77 | 0 | 19.725 | 17.8525 | 0
[48 empty] | 2017-11-24 18:00 | 11 | 24 | 18 | 0 | 0% | 2017-10-24 18:00 | 10 | 24 | 18 | 10 | 24 | 17 | 19.2425 | 20.2575 | 0 | 20.2275 | 18.27 | 0
[48 empty] | 2017-11-24 19:00 | 11 | 24 | 19 | 0 | 0% | 2017-10-24 19:00 | 10 | 24 | 19 | 10 | 24 | 18 | 80.0225 | 80.025 | 0 | 80.025 | 80.02 | 0
[48 empty] | 2017-11-24 20:00 | 11 | 24 | 20 | 0 | 0% | 2017-10-24 20:00 | 10 | 24 | 20 | 10 | 24 | 19 | 118.5525 | 119.2075 | 0 | 119.2075 | 119.2125 | 0
[48 empty] | 2017-11-24 21:00 | 11 | 24 | 21 | 0 | 0% | 2017-10-24 21:00 | 10 | 24 | 21 | 10 | 24 | 20 | 27.0725 | 27.0725 | 0 | 27.0725 | 27.0725 | 0
[48 empty] | 2017-11-24 22:00 | 11 | 24 | 22 | 0 | 0% | 2017-10-24 22:00 | 10 | 24 | 22 | 10 | 24 | 21 | 22.5 | 22.5 | 0 | 22.5 | 22.5 | 0
[48 empty] | 2017-11-24 23:00 | 11 | 24 | 23 | 0 | 0% | 2017-10-24 23:00 | 10 | 24 | 23 | 10 | 24 | 22 | 21.3 | 21.3 | 0 | 21.3 | 21.3 | 0
[48 empty] | 2017-11-25 | 11 | 25 | 0 | 0 | 0% | 2017-10-25 | 10 | 25 | 0 | 10 | 24 | 23 | 19.5225 | 19.5225 | 0 | 19.5225 | 19.5225 | 0
[48 empty] | 2017-11-25 01:00 | 11 | 25 | 1 | 0 | 0% | 2017-10-25 01:00 | 10 | 25 | 1 | 10 | 25 | 0 | 19.28 | 19.28 | 0 | 19.28 | 19.28 | 0
[48 empty] | 2017-11-25 02:00 | 11 | 25 | 2 | 0 | 0% | 2017-10-25 02:00 | 10 | 25 | 2 | 10 | 25 | 1 | 18.485 | 18.485 | 0 | 18.485 | 18.485 | 0
[48 empty] | 2017-11-25 03:00 | 11 | 25 | 3 | 0 | 0% | 2017-10-25 03:00 | 10 | 25 | 3 | 10 | 25 | 2 | 17.8625 | 17.8625 | 0 | 17.8625 | 17.8625 | 0
[48 empty] | 2017-11-25 04:00 | 11 | 25 | 4 | 0 | 0% | 2017-10-25 04:00 | 10 | 25 | 4 | 10 | 25 | 3 | 17.8825 | 17.8825 | 0 | 17.8825 | 17.8825 | 0
[48 empty] | 2017-11-25 05:00 | 11 | 25 | 5 | 0 | 0% | 2017-10-25 05:00 | 10 | 25 | 5 | 10 | 25 | 4 | 17.8175 | 17.8175 | 0 | 17.8175 | 17.8175 | 0
[48 empty] | 2017-11-25 06:00 | 11 | 25 | 6 | 1.7519 | 0.177% | 2017-10-25 06:00 | 10 | 25 | 6 | 10 | 25 | 5 | 18.6225 | 18.6225 | 0 | 18.6225 | 18.6225 | 0
[48 empty] | 2017-11-25 07:00 | 11 | 25 | 7 | 322.4669 | 32.57% | 2017-10-25 07:00 | 10 | 25 | 7 | 10 | 25 | 6 | 19.6975 | 19.6975 | 0 | 19.6975 | 19.6975 | 0
[48 empty] | 2017-11-25 08:00 | 11 | 25 | 8 | 683.3314 | 69.02% | 2017-10-25 08:00 | 10 | 25 | 8 | 10 | 25 | 7 | 20.055 | 20.055 | 0 | 20.055 | 20.055 | 0
[48 empty] | 2017-11-25 09:00 | 11 | 25 | 9 | 715.2085 | 72.24% | 2017-10-25 09:00 | 10 | 25 | 9 | 10 | 25 | 8 | 19.605 | 19.48 | 0 | 19.48 | 19.48 | 0
[48 empty] | 2017-11-25 10:00 | 11 | 25 | 10 | 670.6324 | 67.74% | 2017-10-25 10:00 | 10 | 25 | 10 | 10 | 25 | 9 | 20.5975 | 20.52 | 0 | 20.52 | 20.52 | 0
[48 empty] | 2017-11-25 11:00 | 11 | 25 | 11 | 635.8052 | 64.22% | 2017-10-25 11:00 | 10 | 25 | 11 | 10 | 25 | 10 | 26.1525 | 26.495 | 0 | 26.5025 | 26.19 | 0
[48 empty] | 2017-11-25 12:00 | 11 | 25 | 12 | 656.9899 | 66.36% | 2017-10-25 12:00 | 10 | 25 | 12 | 10 | 25 | 11 | 21.06 | 21.28 | 0 | 21.285 | 21.035 | 0
[48 empty] | 2017-11-25 13:00 | 11 | 25 | 13 | 707.6839 | 71.48% | 2017-10-25 13:00 | 10 | 25 | 13 | 10 | 25 | 12 | 20.355 | 20.44 | 0 | 20.45 | 20.21 | 0
[48 empty] | 2017-11-25 14:00 | 11 | 25 | 14 | 706.9443 | 71.41% | 2017-10-25 14:00 | 10 | 25 | 14 | 10 | 25 | 13 | 20.275 | 20.3175 | 0 | 20.3225 | 20.085 | 0
[48 empty] | 2017-11-25 15:00 | 11 | 25 | 15 | 493.1556 | 49.81% | 2017-10-25 15:00 | 10 | 25 | 15 | 10 | 25 | 14 | 22.3 | 21.04 | 0 | 21.05 | 20.865 | 0
[48 empty] | 2017-11-25 16:00 | 11 | 25 | 16 | 42.8605 | 4.329% | 2017-10-25 16:00 | 10 | 25 | 16 | 10 | 25 | 15 | 22.7275 | 21.3625 | 0 | 21.3725 | 21.2575 | 0
[48 empty] | 2017-11-25 17:00 | 11 | 25 | 17 | 0 | 0% | 2017-10-25 17:00 | 10 | 25 | 17 | 10 | 25 | 16 | 29.3425 | 25.1825 | 0 | 25.2 | 25.045 | 0
[48 empty] | 2017-11-25 18:00 | 11 | 25 | 18 | 0 | 0% | 2017-10-25 18:00 | 10 | 25 | 18 | 10 | 25 | 17 | 27.55 | 27.2225 | 0 | 27.23 | 27.4225 | 0
[48 empty] | 2017-11-25 19:00 | 11 | 25 | 19 | 0 | 0% | 2017-10-25 19:00 | 10 | 25 | 19 | 10 | 25 | 18 | 29.1225 | 28.4375 | 0 | 28.455 | 28.8875 | 0
[48 empty] | 2017-11-25 20:00 | 11 | 25 | 20 | 0 | 0% | 2017-10-25 20:00 | 10 | 25 | 20 | 10 | 25 | 19 | 25.405 | 25.405 | 0 | 25.405 | 25.405 | 0
[48 empty] | 2017-11-25 21:00 | 11 | 25 | 21 | 0 | 0% | 2017-10-25 21:00 | 10 | 25 | 21 | 10 | 25 | 20 | 19.7625 | 19.4825 | 0 | 19.4875 | 19.6725 | 0
[48 empty] | 2017-11-25 22:00 | 11 | 25 | 22 | 0 | 0% | 2017-10-25 22:00 | 10 | 25 | 22 | 10 | 25 | 21 | 18.565 | 18.5325 | 0 | 18.5275 | 18.5625 | 0
[48 empty] | 2017-11-25 23:00 | 11 | 25 | 23 | 0 | 0% | 2017-10-25 23:00 | 10 | 25 | 23 | 10 | 25 | 22 | 17.135 | 17.1025 | 0 | 17.1025 | 17.1325 | 0
[48 empty] | 2017-11-26 | 11 | 26 | 0 | 0 | 0% | 2017-10-26 | 10 | 26 | 0 | 10 | 25 | 23 | 12.655 | 12.6125 | 0 | 12.6075 | 12.655 | 0
[48 empty] | 2017-11-26 01:00 | 11 | 26 | 1 | 0 | 0% | 2017-10-26 01:00 | 10 | 26 | 1 | 10 | 26 | 0 | 10.87 | 4.335 | 0 | 4.325 | 11.4625 | 0
[48 empty] | 2017-11-26 02:00 | 11 | 26 | 2 | 0 | 0% | 2017-10-26 02:00 | 10 | 26 | 2 | 10 | 26 | 1 | -0.26 | -0.26 | 0 | -0.26 | -0.26 | 0
[48 empty] | 2017-11-26 03:00 | 11 | 26 | 3 | 0 | 0% | 2017-10-26 03:00 | 10 | 26 | 3 | 10 | 26 | 2 | -0.3775 | -0.3775 | 0 | -0.3775 | -0.3775 | 0
[48 empty] | 2017-11-26 04:00 | 11 | 26 | 4 | 0 | 0% | 2017-10-26 04:00 | 10 | 26 | 4 | 10 | 26 | 3 | -0.395 | -0.395 | 0 | -0.395 | -0.395 | 0
[48 empty] | 2017-11-26 05:00 | 11 | 26 | 5 | 0 | 0% | 2017-10-26 05:00 | 10 | 26 | 5 | 10 | 26 | 4 | -0.2925 | -0.2925 | 0 | -0.2925 | -0.2925 | 0
[48 empty] | 2017-11-26 06:00 | 11 | 26 | 6 | 2.9307 | 0.296% | 2017-10-26 06:00 | 10 | 26 | 6 | 10 | 26 | 5 | 14.43 | 14.4175 | 0 | 14.4175 | 14.43 | 0
[48 empty] | 2017-11-26 07:00 | 11 | 26 | 7 | 350.7788 | 35.43% | 2017-10-26 07:00 | 10 | 26 | 7 | 10 | 26 | 6 | 17.6825 | 17.6525 | 0 | 17.65 | 17.68 | 0
[48 empty] | 2017-11-26 08:00 | 11 | 26 | 8 | 742.0244 | 74.95% | 2017-10-26 08:00 | 10 | 26 | 8 | 10 | 26 | 7 | 17.0375 | 17.0075 | 0 | 17.005 | 17.035 | 0
[48 empty] | 2017-11-26 09:00 | 11 | 26 | 9 | 765.0101 | 77.27% | 2017-10-26 09:00 | 10 | 26 | 9 | 10 | 26 | 8 | 16.9225 | 16.835 | 0 | 16.835 | 16.9075 | 0
[48 empty] | 2017-11-26 10:00 | 11 | 26 | 10 | 700.3372 | 70.74% | 2017-10-26 10:00 | 10 | 26 | 10 | 10 | 26 | 9 | 18.215 | 18.3025 | 0 | 18.3075 | 18.08 | 0
[48 empty] | 2017-11-26 11:00 | 11 | 26 | 11 | 653.6714 | 66.03% | 2017-10-26 11:00 | 10 | 26 | 11 | 10 | 26 | 10 | 18.12 | 18.8675 | 0 | 18.95 | 17.32 | 0
[48 empty] | 2017-11-26 12:00 | 11 | 26 | 12 | 668.0749 | 67.48% | 2017-10-26 12:00 | 10 | 26 | 12 | 10 | 26 | 11 | 16.98 | 17.4575 | 0 | 17.5525 | 16.08 | 0
[48 empty] | 2017-11-26 13:00 | 11 | 26 | 13 | 682.1754 | 68.91% | 2017-10-26 13:00 | 10 | 26 | 13 | 10 | 26 | 12 | 17.1075 | 17.43 | 0 | 17.5225 | 16.1925 | 0
[48 empty] | 2017-11-26 14:00 | 11 | 26 | 14 | 544.9185 | 55.04% | 2017-10-26 14:00 | 10 | 26 | 14 | 10 | 26 | 13 | 17.3025 | 17.7825 | 0 | 17.8825 | 16.375 | 0
[48 empty] | 2017-11-26 15:00 | 11 | 26 | 15 | 444.7201 | 44.92% | 2017-10-26 15:00 | 10 | 26 | 15 | 10 | 26 | 14 | 17.4725 | 18.0375 | 0 | 18.135 | 16.5725 | 0
[48 empty] | 2017-11-26 16:00 | 11 | 26 | 16 | 41.2258 | 4.164% | 2017-10-26 16:00 | 10 | 26 | 16 | 10 | 26 | 15 | 17.8475 | 18.81 | 0 | 18.925 | 16.995 | 0
[48 empty] | 2017-11-26 17:00 | 11 | 26 | 17 | 0 | 0% | 2017-10-26 17:00 | 10 | 26 | 17 | 10 | 26 | 16 | 18.8975 | 19.9625 | 0 | 20.0375 | 18.4575 | 0
[48 empty] | 2017-11-26 18:00 | 11 | 26 | 18 | 0 | 0% | 2017-10-26 18:00 | 10 | 26 | 18 | 10 | 26 | 17 | 19.0175 | 19.815 | 0 | 19.8775 | 18.545 | 0
[48 empty] | 2017-11-26 19:00 | 11 | 26 | 19 | 0 | 0% | 2017-10-26 19:00 | 10 | 26 | 19 | 10 | 26 | 18 | 19.045 | 19.485 | 0 | 19.54 | 18.525 | 0
[48 empty] | 2017-11-26 20:00 | 11 | 26 | 20 | 0 | 0% | 2017-10-26 20:00 | 10 | 26 | 20 | 10 | 26 | 19 | 18.805 | 19.245 | 0 | 19.3 | 18.2975 | 0
[48 empty] | 2017-11-26 21:00 | 11 | 26 | 21 | 0 | 0% | 2017-10-26 21:00 | 10 | 26 | 21 | 10 | 26 | 20 | 18.125 | 18.005 | 0 | 18.0675 | 17.535 | 0
[48 empty] | 2017-11-26 22:00 | 11 | 26 | 22 | 0 | 0% | 2017-10-26 22:00 | 10 | 26 | 22 | 10 | 26 | 21 | 17.55 | 18.0375 | 0 | 17.895 | 16.9875 | 0
[48 empty] | 2017-11-26 23:00 | 11 | 26 | 23 | 0 | 0% | 2017-10-26 23:00 | 10 | 26 | 23 | 10 | 26 | 22 | 16.0975 | 14.3475 | 0 | 14.1475 | 15.4775 | 0
[48 empty] | 2017-11-27 | 11 | 27 | 0 | 0 | 0% | 2017-10-27 | 10 | 27 | 0 | 10 | 26 | 23 | 15.5375 | 6.4075 | 0 | 5.995 | 15.2775 | 0
[48 empty] | 2017-11-27 01:00 | 11 | 27 | 1 | 0 | 0% | 2017-10-27 01:00 | 10 | 27 | 1 | 10 | 27 | 0 | 14.7975 | 10.8575 | 0 | 9.9325 | 14.5 | 0
[48 empty] | 2017-11-27 02:00 | 11 | 27 | 2 | 0 | 0% | 2017-10-27 02:00 | 10 | 27 | 2 | 10 | 27 | 1 | 11.435 | 5.9575 | 0 | 5.3775 | 11.37 | 0
[48 empty] | 2017-11-27 03:00 | 11 | 27 | 3 | 0 | 0% | 2017-10-27 03:00 | 10 | 27 | 3 | 10 | 27 | 2 | 10.5075 | 4.88 | 0 | 4.425 | 10.16 | 0
[48 empty] | 2017-11-27 04:00 | 11 | 27 | 4 | 0 | 0% | 2017-10-27 04:00 | 10 | 27 | 4 | 10 | 27 | 3 | 7.67 | 1.115 | 0 | 1.05 | 6.385 | 0
[48 empty] | 2017-11-27 05:00 | 11 | 27 | 5 | 0 | 0% | 2017-10-27 05:00 | 10 | 27 | 5 | 10 | 27 | 4 | 6.1925 | -1.505 | 0 | -1.3475 | 4.6425 | 0
[48 empty] | 2017-11-27 06:00 | 11 | 27 | 6 | 0 | 0% | 2017-10-27 06:00 | 10 | 27 | 6 | 10 | 27 | 5 | 11.345 | 5.7775 | 0 | 5.3725 | 10.2125 | 0
[48 empty] | 2017-11-27 07:00 | 11 | 27 | 7 | 296.5525 | 29.95% | 2017-10-27 07:00 | 10 | 27 | 7 | 10 | 27 | 6 | 17.5025 | 15.91 | 0 | 15.3875 | 16.4625 | 0
[48 empty] | 2017-11-27 08:00 | 11 | 27 | 8 | 681.3724 | 68.83% | 2017-10-27 08:00 | 10 | 27 | 8 | 10 | 27 | 7 | 19.19 | 16.725 | 0 | 16.575 | 17.9225 | 0
[48 empty] | 2017-11-27 09:00 | 11 | 27 | 9 | 723.4225 | 73.07% | 2017-10-27 09:00 | 10 | 27 | 9 | 10 | 27 | 8 | 19.99 | 14.315 | 0 | 14.32 | 18.855 | 0
[48 empty] | 2017-11-27 10:00 | 11 | 27 | 10 | 685.4254 | 69.23% | 2017-10-27 10:00 | 10 | 27 | 10 | 10 | 27 | 9 | 20.8475 | 13.1825 | 0 | 13.1425 | 19.7175 | 0
[48 empty] | 2017-11-27 11:00 | 11 | 27 | 11 | 626.6381 | 63.3% | 2017-10-27 11:00 | 10 | 27 | 11 | 10 | 27 | 10 | 19.645 | 13.51 | 0 | 13.47 | 18.4475 | 0
[48 empty] | 2017-11-27 12:00 | 11 | 27 | 12 | 646.0165 | 65.25% | 2017-10-27 12:00 | 10 | 27 | 12 | 10 | 27 | 11 | 19.755 | 15.9575 | 0 | 15.9325 | 18.75 | 0
[48 empty] | 2017-11-27 13:00 | 11 | 27 | 13 | 661.938 | 66.86% | 2017-10-27 13:00 | 10 | 27 | 13 | 10 | 27 | 12 | 67.4175 | 17.1275 | 0 | 17.1475 | 18.135 | 0
[48 empty] | 2017-11-27 14:00 | 11 | 27 | 14 | 693.6489 | 70.07% | 2017-10-27 14:00 | 10 | 27 | 14 | 10 | 27 | 13 | 34.3575 | 18.0575 | 0 | 18.1075 | 17.5975 | 0
[48 empty] | 2017-11-27 15:00 | 11 | 27 | 15 | 466.7148 | 47.14% | 2017-10-27 15:00 | 10 | 27 | 15 | 10 | 27 | 14 | 17.5625 | 17.6725 | 0 | 17.6725 | 17.5775 | 0
[48 empty] | 2017-11-27 16:00 | 11 | 27 | 16 | 35.3917 | 3.575% | 2017-10-27 16:00 | 10 | 27 | 16 | 10 | 27 | 15 | 17.59 | 17.71 | 0 | 17.7125 | 17.61 | 0
[48 empty] | 2017-11-27 17:00 | 11 | 27 | 17 | 0 | 0% | 2017-10-27 17:00 | 10 | 27 | 17 | 10 | 27 | 16 | 17.225 | 17.345 | 0 | 17.345 | 17.24 | 0
[48 empty] | 2017-11-27 18:00 | 11 | 27 | 18 | 0 | 0% | 2017-10-27 18:00 | 10 | 27 | 18 | 10 | 27 | 17 | 17.9475 | 17.995 | 0 | 17.995 | 17.955 | 0
[48 empty] | 2017-11-27 19:00 | 11 | 27 | 19 | 0 | 0% | 2017-10-27 19:00 | 10 | 27 | 19 | 10 | 27 | 18 | 24.375 | 24.375 | 0 | 24.375 | 24.375 | 0
[48 empty] | 2017-11-27 20:00 | 11 | 27 | 20 | 0 | 0% | 2017-10-27 20:00 | 10 | 27 | 20 | 10 | 27 | 19 | 22.7325 | 22.7325 | 0 | 22.7325 | 22.7325 | 0
[48 empty] | 2017-11-27 21:00 | 11 | 27 | 21 | 0 | 0% | 2017-10-27 21:00 | 10 | 27 | 21 | 10 | 27 | 20 | 21.095 | 21.095 | 0 | 21.095 | 21.095 | 0
[48 empty] | 2017-11-27 22:00 | 11 | 27 | 22 | 0 | 0% | 2017-10-27 22:00 | 10 | 27 | 22 | 10 | 27 | 21 | 19.83 | 19.83 | 0 | 19.83 | 19.83 | 0
[48 empty] | 2017-11-27 23:00 | 11 | 27 | 23 | 0 | 0% | 2017-10-27 23:00 | 10 | 27 | 23 | 10 | 27 | 22 | 19.2675 | 19.2675 | 0 | 19.2675 | 19.2675 | 0
[48 empty] | 2017-11-28 | 11 | 28 | 0 | 0 | 0% | 2017-10-28 | 10 | 28 | 0 | 10 | 27 | 23 | 18.905 | 18.905 | 0 | 18.905 | 18.905 | 0
[48 empty] | 2017-11-28 01:00 | 11 | 28 | 1 | 0 | 0% | 2017-10-28 01:00 | 10 | 28 | 1 | 10 | 28 | 0 | 19.3425 | 19.3425 | 0 | 19.3425 | 19.3425 | 0
[48 empty] | 2017-11-28 02:00 | 11 | 28 | 2 | 0 | 0% | 2017-10-28 02:00 | 10 | 28 | 2 | 10 | 28 | 1 | 19.1775 | 19.205 | 0 | 19.205 | 19.205 | 0
[48 empty] | 2017-11-28 03:00 | 11 | 28 | 3 | 0 | 0% | 2017-10-28 03:00 | 10 | 28 | 3 | 10 | 28 | 2 | 18.0425 | 19.1675 | 0 | 19.165 | 19.1325 | 0
[48 empty] | 2017-11-28 04:00 | 11 | 28 | 4 | 0 | 0% | 2017-10-28 04:00 | 10 | 28 | 4 | 10 | 28 | 3 | 17.4825 | 18.9325 | 0 | 18.9275 | 18.88 | 0
[48 empty] | 2017-11-28 05:00 | 11 | 28 | 5 | 0 | 0% | 2017-10-28 05:00 | 10 | 28 | 5 | 10 | 28 | 4 | 18.195 | 19.22 | 0 | 19.215 | 19.235 | 0
[48 empty] | 2017-11-28 06:00 | 11 | 28 | 6 | 0 | 0% | 2017-10-28 06:00 | 10 | 28 | 6 | 10 | 28 | 5 | 19.3925 | 19.4775 | 0 | 19.4775 | 19.4725 | 0
[48 empty] | 2017-11-28 07:00 | 11 | 28 | 7 | 122.3004 | 12.35% | 2017-10-28 07:00 | 10 | 28 | 7 | 10 | 28 | 6 | 22.8575 | 22.8575 | 0 | 22.8575 | 22.8575 | 0
[48 empty] | 2017-11-28 08:00 | 11 | 28 | 8 | 236.2112 | 23.86% | 2017-10-28 08:00 | 10 | 28 | 8 | 10 | 28 | 7 | 24.695 | 25.09 | 0 | 25.0875 | 25.0975 | 0
[48 empty] | 2017-11-28 09:00 | 11 | 28 | 9 | 433.2191 | 43.76% | 2017-10-28 09:00 | 10 | 28 | 9 | 10 | 28 | 8 | 38.0075 | 67.9025 | 0 | 82.3775 | 40.1125 | 0
[48 empty] | 2017-11-28 10:00 | 11 | 28 | 10 | 410.108 | 41.43% | 2017-10-28 10:00 | 10 | 28 | 10 | 10 | 28 | 9 | 50.035 | 68.205 | 0 | 83.645 | 51.8875 | 0
[48 empty] | 2017-11-28 11:00 | 11 | 28 | 11 | 296.2324 | 29.92% | 2017-10-28 11:00 | 10 | 28 | 11 | 10 | 28 | 10 | 25.21 | 26.2 | 0 | 27.455 | 25.3525 | 0
[48 empty] | 2017-11-28 12:00 | 11 | 28 | 12 | 261.8537 | 26.45% | 2017-10-28 12:00 | 10 | 28 | 12 | 10 | 28 | 11 | 23.145 | 22.495 | 0 | 23.1225 | 23.1725 | 0
[48 empty] | 2017-11-28 13:00 | 11 | 28 | 13 | 204.7675 | 20.68% | 2017-10-28 13:00 | 10 | 28 | 13 | 10 | 28 | 12 | 20.555 | 20.3825 | 0 | 20.59 | 20.5675 | 0
[48 empty] | 2017-11-28 14:00 | 11 | 28 | 14 | 268.4763 | 27.12% | 2017-10-28 14:00 | 10 | 28 | 14 | 10 | 28 | 13 | 19.6825 | 19.7225 | 0 | 19.79 | 19.7 | 0
[48 empty] | 2017-11-28 15:00 | 11 | 28 | 15 | 166.5753 | 16.83% | 2017-10-28 15:00 | 10 | 28 | 15 | 10 | 28 | 14 | 19.1275 | 19.2475 | 0 | 19.2525 | 19.145 | 0
[48 empty] | 2017-11-28 16:00 | 11 | 28 | 16 | 9.8836 | 0.9983% | 2017-10-28 16:00 | 10 | 28 | 16 | 10 | 28 | 15 | 18.88 | 19.0075 | 0 | 19.0125 | 18.8975 | 0
[48 empty] | 2017-11-28 17:00 | 11 | 28 | 17 | 0 | 0% | 2017-10-28 17:00 | 10 | 28 | 17 | 10 | 28 | 16 | 19.0275 | 19.155 | 0 | 19.1575 | 19.0475 | 0
[48 empty] | 2017-11-28 18:00 | 11 | 28 | 18 | 0 | 0% | 2017-10-28 18:00 | 10 | 28 | 18 | 10 | 28 | 17 | 19.9725 | 19.93 | 0 | 19.995 | 19.98 | 0
[48 empty] | 2017-11-28 19:00 | 11 | 28 | 19 | 0 | 0% | 2017-10-28 19:00 | 10 | 28 | 19 | 10 | 28 | 18 | 47.5375 | 41.2525 | 0 | 45.9575 | 47.5875 | 0
[48 empty] | 2017-11-28 20:00 | 11 | 28 | 20 | 0 | 0% | 2017-10-28 20:00 | 10 | 28 | 20 | 10 | 28 | 19 | 27.7975 | 26.385 | 0 | 27.445 | 27.8075 | 0
[48 empty] | 2017-11-28 21:00 | 11 | 28 | 21 | 0 | 0% | 2017-10-28 21:00 | 10 | 28 | 21 | 10 | 28 | 20 | 28.46 | 26.99 | 0 | 28.0875 | 28.4725 | 0
[48 empty] | 2017-11-28 22:00 | 11 | 28 | 22 | 0 | 0% | 2017-10-28 22:00 | 10 | 28 | 22 | 10 | 28 | 21 | 23.815 | 22.955 | 0 | 23.595 | 23.825 | 0
[48 empty] | 2017-11-28 23:00 | 11 | 28 | 23 | 0 | 0% | 2017-10-28 23:00 | 10 | 28 | 23 | 10 | 28 | 22 | 92.72 | 18.3525 | 0 | 20.6825 | 77.3375 | 0
[48 empty] | 2017-11-29 | 11 | 29 | 0 | 0 | 0% | 2017-10-29 | 10 | 29 | 0 | 10 | 28 | 23 | 22.2775 | 18.265 | 0 | 18.2825 | 22.15 | 0
[48 empty] | 2017-11-29 01:00 | 11 | 29 | 1 | 0 | 0% | 2017-10-29 01:00 | 10 | 29 | 1 | 10 | 29 | 0 | 18.51 | 16.655 | 0 | 16.6625 | 18.435 | 0
[48 empty] | 2017-11-29 02:00 | 11 | 29 | 2 | 0 | 0% | 2017-10-29 02:00 | 10 | 29 | 2 | 10 | 29 | 1 | 17.935 | 15.7475 | 0 | 15.74 | 17.95 | 0
[48 empty] | 2017-11-29 03:00 | 11 | 29 | 3 | 0 | 0% | 2017-10-29 03:00 | 10 | 29 | 3 | 10 | 29 | 2 | 17.5225 | 14.4425 | 0 | 14.425 | 17.5575 | 0
[48 empty] | 2017-11-29 04:00 | 11 | 29 | 4 | 0 | 0% | 2017-10-29 04:00 | 10 | 29 | 4 | 10 | 29 | 3 | 17.4475 | 14.7425 | 0 | 14.7275 | 17.4775 | 0
[48 empty] | 2017-11-29 05:00 | 11 | 29 | 5 | 0 | 0% | 2017-10-29 05:00 | 10 | 29 | 5 | 10 | 29 | 4 | 17.525 | 14.59 | 0 | 14.575 | 17.5525 | 0
[48 empty] | 2017-11-29 06:00 | 11 | 29 | 6 | 0 | 0% | 2017-10-29 06:00 | 10 | 29 | 6 | 10 | 29 | 5 | 17.86 | 15.6875 | 0 | 15.675 | 17.875 | 0
[48 empty] | 2017-11-29 07:00 | 11 | 29 | 7 | 39.0356 | 3.943% | 2017-10-29 07:00 | 10 | 29 | 7 | 10 | 29 | 6 | 17.7 | 16.4775 | 0 | 16.47 | 17.7025 | 0
[48 empty] | 2017-11-29 08:00 | 11 | 29 | 8 | 86.2758 | 8.715% | 2017-10-29 08:00 | 10 | 29 | 8 | 10 | 29 | 7 | 18.2375 | 17.6475 | 0 | 17.6425 | 18.2375 | 0
[48 empty] | 2017-11-29 09:00 | 11 | 29 | 9 | 152.2931 | 15.38% | 2017-10-29 09:00 | 10 | 29 | 9 | 10 | 29 | 8 | 19.1375 | 19.1325 | 0 | 19.1325 | 19.1375 | 0
[48 empty] | 2017-11-29 10:00 | 11 | 29 | 10 | 160.2827 | 16.19% | 2017-10-29 10:00 | 10 | 29 | 10 | 10 | 29 | 9 | 20.3475 | 20.3475 | 0 | 20.3475 | 20.3475 | 0
[48 empty] | 2017-11-29 11:00 | 11 | 29 | 11 | 314.3422 | 31.75% | 2017-10-29 11:00 | 10 | 29 | 11 | 10 | 29 | 10 | 20.415 | 20.4525 | 0 | 20.4525 | 20.4175 | 0
[48 empty] | 2017-11-29 12:00 | 11 | 29 | 12 | 371.9093 | 37.57% | 2017-10-29 12:00 | 10 | 29 | 12 | 10 | 29 | 11 | 19.2975 | 19.3775 | 0 | 19.38 | 19.305 | 0
[48 empty] | 2017-11-29 13:00 | 11 | 29 | 13 | 260.2901 | 26.29% | 2017-10-29 13:00 | 10 | 29 | 13 | 10 | 29 | 12 | 19.15 | 19.215 | 0 | 19.215 | 19.1575 | 0
[48 empty] | 2017-11-29 14:00 | 11 | 29 | 14 | 153.6005 | 15.52% | 2017-10-29 14:00 | 10 | 29 | 14 | 10 | 29 | 13 | 18.9125 | 18.9125 | 0 | 18.9125 | 18.9125 | 0
[48 empty] | 2017-11-29 15:00 | 11 | 29 | 15 | 191.5214 | 19.35% | 2017-10-29 15:00 | 10 | 29 | 15 | 10 | 29 | 14 | 18.84 | 18.84 | 0 | 18.84 | 18.84 | 0
[48 empty] | 2017-11-29 16:00 | 11 | 29 | 16 | 5.4997 | 0.5555% | 2017-10-29 16:00 | 10 | 29 | 16 | 10 | 29 | 15 | 18.945 | 19.0375 | 0 | 19.04 | 18.955 | 0
[48 empty] | 2017-11-29 17:00 | 11 | 29 | 17 | 0 | 0% | 2017-10-29 17:00 | 10 | 29 | 17 | 10 | 29 | 16 | 19.315 | 19.3625 | 0 | 19.365 | 19.32 | 0
[48 empty] | 2017-11-29 18:00 | 11 | 29 | 18 | 0 | 0% | 2017-10-29 18:00 | 10 | 29 | 18 | 10 | 29 | 17 | 21.1925 | 20.86 | 0 | 21.11 | 21.195 | 0
[48 empty] | 2017-11-29 19:00 | 11 | 29 | 19 | 0 | 0% | 2017-10-29 19:00 | 10 | 29 | 19 | 10 | 29 | 18 | 24.965 | 23.9525 | 0 | 24.7125 | 24.9725 | 0
[48 empty] | 2017-11-29 20:00 | 11 | 29 | 20 | 0 | 0% | 2017-10-29 20:00 | 10 | 29 | 20 | 10 | 29 | 19 | 21.705 | 21.2325 | 0 | 21.5675 | 21.71 | 0
[48 empty] | 2017-11-29 21:00 | 11 | 29 | 21 | 0 | 0% | 2017-10-29 21:00 | 10 | 29 | 21 | 10 | 29 | 20 | 18.7775 | 18.2825 | 0 | 18.2825 | 18.7975 | 0
[48 empty] | 2017-11-29 22:00 | 11 | 29 | 22 | 0 | 0% | 2017-10-29 22:00 | 10 | 29 | 22 | 10 | 29 | 21 | 16.2125 | 12.965 | 0 | 12.985 | 16.075 | 0
[48 empty] | 2017-11-29 23:00 | 11 | 29 | 23 | 0 | 0% | 2017-10-29 23:00 | 10 | 29 | 23 | 10 | 29 | 22 | 9.4975 | -0.3275 | 0 | -0.125 | 7.9925 | 0
[48 empty] | 2017-11-30 | 11 | 30 | 0 | 0 | 0% | 2017-10-30 | 10 | 30 | 0 | 10 | 29 | 23 | 6.0225 | 4.145 | 0 | 4.19 | 5.7125 | 0
[48 empty] | 2017-11-30 01:00 | 11 | 30 | 1 | 0 | 0% | 2017-10-30 01:00 | 10 | 30 | 1 | 10 | 30 | 0 | 5.295 | 2.4225 | 0 | 2.425 | 5.365 | 0
[48 empty] | 2017-11-30 02:00 | 11 | 30 | 2 | 0 | 0% | 2017-10-30 02:00 | 10 | 30 | 2 | 10 | 30 | 1 | 5.4425 | 1.6975 | 0 | 1.6825 | 5.6775 | 0
[48 empty] | 2017-11-30 03:00 | 11 | 30 | 3 | 0 | 0% | 2017-10-30 03:00 | 10 | 30 | 3 | 10 | 30 | 2 | 3.98 | 3.92 | 0 | 3.915 | 4.0375 | 0
[48 empty] | 2017-11-30 04:00 | 11 | 30 | 4 | 0 | 0% | 2017-10-30 04:00 | 10 | 30 | 4 | 10 | 30 | 3 | -0.0075 | -0.0275 | 0 | -0.0275 | 0.0125 | 0
[48 empty] | 2017-11-30 05:00 | 11 | 30 | 5 | 0 | 0% | 2017-10-30 05:00 | 10 | 30 | 5 | 10 | 30 | 4 | 8.3675 | 5.69 | 0 | 5.675 | 8.5375 | 0
[48 empty] | 2017-11-30 06:00 | 11 | 30 | 6 | 0 | 0% | 2017-10-30 06:00 | 10 | 30 | 6 | 10 | 30 | 5 | 15.295 | 13.1275 | 0 | 13.1475 | 15.2375 | 0
[48 empty] | 2017-11-30 07:00 | 11 | 30 | 7 | 30.7467 | 3.106% | 2017-10-30 07:00 | 10 | 30 | 7 | 10 | 30 | 6 | 18.9 | 17.275 | 0 | 17.26 | 19.1175 | 0
[48 empty] | 2017-11-30 08:00 | 11 | 30 | 8 | 71.8099 | 7.254% | 2017-10-30 08:00 | 10 | 30 | 8 | 10 | 30 | 7 | 19.945 | 17.77 | 0 | 17.7525 | 20.1525 | 0
[48 empty] | 2017-11-30 09:00 | 11 | 30 | 9 | 133.8029 | 13.52% | 2017-10-30 09:00 | 10 | 30 | 9 | 10 | 30 | 8 | 19.24 | 17.9425 | 0 | 17.9375 | 19.4475 | 0
[48 empty] | 2017-11-30 10:00 | 11 | 30 | 10 | 173.8994 | 17.57% | 2017-10-30 10:00 | 10 | 30 | 10 | 10 | 30 | 9 | 23.3225 | 18.585 | 0 | 18.5675 | 23.8975 | 0
[48 empty] | 2017-11-30 11:00 | 11 | 30 | 11 | 198.5288 | 20.05% | 2017-10-30 11:00 | 10 | 30 | 11 | 10 | 30 | 10 | 21.7725 | 17.5325 | 0 | 17.5175 | 22.365 | 0
[48 empty] | 2017-11-30 12:00 | 11 | 30 | 12 | 185.7702 | 18.76% | 2017-10-30 12:00 | 10 | 30 | 12 | 10 | 30 | 11 | 18.31 | 16.67 | 0 | 16.67 | 18.5 | 0
[48 empty] | 2017-11-30 13:00 | 11 | 30 | 13 | 145.7273 | 14.72% | 2017-10-30 13:00 | 10 | 30 | 13 | 10 | 30 | 12 | 17.3 | 16.2025 | 0 | 16.2125 | 17.2875 | 0
[48 empty] | 2017-11-30 14:00 | 11 | 30 | 14 | 106.2525 | 10.73% | 2017-10-30 14:00 | 10 | 30 | 14 | 10 | 30 | 13 | 17.3025 | 15.6025 | 0 | 15.6225 | 17.2725 | 0
[48 empty] | 2017-11-30 15:00 | 11 | 30 | 15 | 58.6559 | 5.925% | 2017-10-30 15:00 | 10 | 30 | 15 | 10 | 30 | 14 | 16.96 | 16.0875 | 0 | 16.11 | 16.8175 | 0
[48 empty] | 2017-11-30 16:00 | 11 | 30 | 16 | 3.4526 | 0.3487% | 2017-10-30 16:00 | 10 | 30 | 16 | 10 | 30 | 15 | 17.1625 | 16.5125 | 0 | 16.535 | 17.03 | 0
[48 empty] | 2017-11-30 17:00 | 11 | 30 | 17 | 0 | 0% | 2017-10-30 17:00 | 10 | 30 | 17 | 10 | 30 | 16 | 17.295 | 16.5775 | 0 | 16.5975 | 17.1475 | 0
[48 empty] | 2017-11-30 18:00 | 11 | 30 | 18 | 0 | 0% | 2017-10-30 18:00 | 10 | 30 | 18 | 10 | 30 | 17 | 17.345 | 16.7475 | 0 | 16.7575 | 17.225 | 0
[48 empty] | 2017-11-30 19:00 | 11 | 30 | 19 | 0 | 0% | 2017-10-30 19:00 | 10 | 30 | 19 | 10 | 30 | 18 | 17.73 | 17.41 | 0 | 17.4175 | 17.665 | 0
[48 empty] | 2017-11-30 20:00 | 11 | 30 | 20 | 0 | 0% | 2017-10-30 20:00 | 10 | 30 | 20 | 10 | 30 | 19 | 18.8725 | 18.8825 | 0 | 18.8825 | 18.8725 | 0
[48 empty] | 2017-11-30 21:00 | 11 | 30 | 21 | 0 | 0% | 2017-10-30 21:00 | 10 | 30 | 21 | 10 | 30 | 20 | 17.7925 | 17.5075 | 0 | 17.5175 | 17.735 | 0
[48 empty] | 2017-11-30 22:00 | 11 | 30 | 22 | 0 | 0% | 2017-10-30 22:00 | 10 | 30 | 22 | 10 | 30 | 21 | 17.16 | 16.7075 | 0 | 16.7175 | 17.0825 | 0
[48 empty] | 2017-11-30 23:00 | 11 | 30 | 23 | 0 | 0% | 2017-10-30 23:00 | 10 | 30 | 23 | 10 | 30 | 22 | 16.33 | 15.8775 | 0 | 15.89 | 16.25 | 0
[48 empty] | 2017-12-01 | 12 | 1 | 0 | 0 | 0% | 2017-10-31 | 10 | 31 | 0 | 10 | 30 | 23 | 16.095 | 16.0975 | 0 | 16.0975 | 16.095 | 0
[48 empty] | 2017-12-01 01:00 | 12 | 1 | 1 | 0 | 0% | 2017-10-31 01:00 | 10 | 31 | 1 | 10 | 31 | 0 | 16.1225 | 16.1225 | 0 | 16.1225 | 16.1225 | 0
[48 empty] | 2017-12-01 02:00 | 12 | 1 | 2 | 0 | 0% | 2017-10-31 02:00 | 10 | 31 | 2 | 10 | 31 | 1 | 16.275 | 16.275 | 0 | 16.275 | 16.275 | 0
[48 empty] | 2017-12-01 03:00 | 12 | 1 | 3 | 0 | 0% | 2017-10-31 03:00 | 10 | 31 | 3 | 10 | 31 | 2 | 16.43 | 16.43 | 0 | 16.43 | 16.43 | 0
[48 empty] | 2017-12-01 04:00 | 12 | 1 | 4 | 0 | 0% | 2017-10-31 04:00 | 10 | 31 | 4 | 10 | 31 | 3 | 16.655 | 16.655 | 0 | 16.655 | 16.655 | 0
[48 empty] | 2017-12-01 05:00 | 12 | 1 | 5 | 0 | 0% | 2017-10-31 05:00 | 10 | 31 | 5 | 10 | 31 | 4 | 17.055 | 17.055 | 0 | 17.055 | 17.055 | 0
[48 empty] | 2017-12-01 06:00 | 12 | 1 | 6 | 0 | 0% | 2017-10-31 06:00 | 10 | 31 | 6 | 10 | 31 | 5 | 17.8725 | 17.7025 | 0 | 17.705 | 17.7725 | 0
[48 empty] | 2017-12-01 07:00 | 12 | 1 | 7 | 65.6473 | 6.631% | 2017-10-31 07:00 | 10 | 31 | 7 | 10 | 31 | 6 | 20.1125 | 19.4025 | 0 | 19.42 | 19.815 | 0
[48 empty] | 2017-12-01 08:00 | 12 | 1 | 8 | 667.9404 | 67.47% | 2017-10-31 08:00 | 10 | 31 | 8 | 10 | 31 | 7 | 20.6325 | 20.2075 | 0 | 20.225 | 20.4575 | 0
[48 empty] | 2017-12-01 09:00 | 12 | 1 | 9 | 646.4396 | 65.3% | 2017-10-31 09:00 | 10 | 31 | 9 | 10 | 31 | 8 | 22.7675 | 21.3675 | 0 | 21.41 | 22.205 | 0
[48 empty] | 2017-12-01 10:00 | 12 | 1 | 10 | 473.1384 | 47.79% | 2017-10-31 10:00 | 10 | 31 | 10 | 10 | 31 | 9 | 20.9 | 20.265 | 0 | 20.32 | 20.6725 | 0
[48 empty] | 2017-12-01 11:00 | 12 | 1 | 11 | 188.7604 | 19.07% | 2017-10-31 11:00 | 10 | 31 | 11 | 10 | 31 | 10 | 20.48 | 19.9175 | 0 | 19.9825 | 20.32 | 0
[48 empty] | 2017-12-01 12:00 | 12 | 1 | 12 | 381.7697 | 38.56% | 2017-10-31 12:00 | 10 | 31 | 12 | 10 | 31 | 11 | 22.66 | 20.3925 | 0 | 20.635 | 22.03 | 0
[48 empty] | 2017-12-01 13:00 | 12 | 1 | 13 | 490.7603 | 49.57% | 2017-10-31 13:00 | 10 | 31 | 13 | 10 | 31 | 12 | 23.08 | 19.9825 | 0 | 20.435 | 22.14 | 0
[48 empty] | 2017-12-01 14:00 | 12 | 1 | 14 | 689.9332 | 69.69% | 2017-10-31 14:00 | 10 | 31 | 14 | 10 | 31 | 13 | 22.7825 | 19.7475 | 0 | 19.9175 | 21.905 | 0
[48 empty] | 2017-12-01 15:00 | 12 | 1 | 15 | 454.3049 | 45.89% | 2017-10-31 15:00 | 10 | 31 | 15 | 10 | 31 | 14 | 24.3425 | 19.8 | 0 | 20.0325 | 22.3475 | 0
[48 empty] | 2017-12-01 16:00 | 12 | 1 | 16 | 35.0742 | 3.543% | 2017-10-31 16:00 | 10 | 31 | 16 | 10 | 31 | 15 | 20.855 | 19.6775 | 0 | 19.8225 | 20.4725 | 0
[48 empty] | 2017-12-01 17:00 | 12 | 1 | 17 | 0 | 0% | 2017-10-31 17:00 | 10 | 31 | 17 | 10 | 31 | 16 | 20.0525 | 20 | 0 | 20.0025 | 20.025 | 0
[48 empty] | 2017-12-01 18:00 | 12 | 1 | 18 | 0 | 0% | 2017-10-31 18:00 | 10 | 31 | 18 | 10 | 31 | 17 | 19.5125 | 19.525 | 0 | 19.525 | 19.5125 | 0
[48 empty] | 2017-12-01 19:00 | 12 | 1 | 19 | 0 | 0% | 2017-10-31 19:00 | 10 | 31 | 19 | 10 | 31 | 18 | 20.1925 | 20.21 | 0 | 20.2175 | 20.1975 | 0
[48 empty] | 2017-12-01 20:00 | 12 | 1 | 20 | 0 | 0% | 2017-10-31 20:00 | 10 | 31 | 20 | 10 | 31 | 19 | 19.885 | 19.7825 | 0 | 19.79 | 19.8375 | 0
[48 empty] | 2017-12-01 21:00 | 12 | 1 | 21 | 0 | 0% | 2017-10-31 21:00 | 10 | 31 | 21 | 10 | 31 | 20 | 19.845 | 19.43 | 0 | 19.4375 | 19.6575 | 0
[48 empty] | 2017-12-01 22:00 | 12 | 1 | 22 | 0 | 0% | 2017-10-31 22:00 | 10 | 31 | 22 | 10 | 31 | 21 | 20.79 | 18.42 | 0 | 18.475 | 19.9825 | 0
[48 empty] | 2017-12-01 23:00 | 12 | 1 | 23 | 0 | 0% | 2017-10-31 23:00 | 10 | 31 | 23 | 10 | 31 | 22 | 20.2575 | 17.265 | 0 | 17.34 | 19.3725 | 0
[48 empty] | 2017-12-02 | 12 | 2 | 0 | 0 | 0% | 2017-11-01 | 11 | 1 | 0 | 10 | 31 | 23 | 19.0525 | 16.945 | 0 | 17 | 18.45 | 0
[48 empty] | 2017-12-02 01:00 | 12 | 2 | 1 | 0 | 0% | 2017-11-01 01:00 | 11 | 1 | 1 | 11 | 1 | 0 | 18.665 | 17.27 | 0 | 17.3 | 18.1725 | 0
[48 empty] | 2017-12-02 02:00 | 12 | 2 | 2 | 0 | 0% | 2017-11-01 02:00 | 11 | 1 | 2 | 11 | 1 | 1 | 18.3275 | 16.6275 | 0 | 16.665 | 17.7175 | 0
[48 empty] | 2017-12-02 03:00 | 12 | 2 | 3 | 0 | 0% | 2017-11-01 03:00 | 11 | 1 | 3 | 11 | 1 | 2 | 16.9875 | 15.7275 | 0 | 15.755 | 16.58 | 0
[48 empty] | 2017-12-02 04:00 | 12 | 2 | 4 | 0 | 0% | 2017-11-01 04:00 | 11 | 1 | 4 | 11 | 1 | 3 | 16.555 | 14.8275 | 0 | 14.87 | 16.0425 | 0
[48 empty] | 2017-12-02 05:00 | 12 | 2 | 5 | 0 | 0% | 2017-11-01 05:00 | 11 | 1 | 5 | 11 | 1 | 4 | 17.2075 | 15.95 | 0 | 15.98 | 16.8175 | 0
[48 empty] | 2017-12-02 06:00 | 12 | 2 | 6 | 0 | 0% | 2017-11-01 06:00 | 11 | 1 | 6 | 11 | 1 | 5 | 18.25 | 17.455 | 0 | 17.475 | 18.0125 | 0
[48 empty] | 2017-12-02 07:00 | 12 | 2 | 7 | 158.4023 | 16% | 2017-11-01 07:00 | 11 | 1 | 7 | 11 | 1 | 6 | 19.0325 | 18.51 | 0 | 18.525 | 18.69 | 0
[48 empty] | 2017-12-02 08:00 | 12 | 2 | 8 | 302.0725 | 30.51% | 2017-11-01 08:00 | 11 | 1 | 8 | 11 | 1 | 7 | 20.07 | 19.1325 | 0 | 19.56 | 20.48 | 0
[48 empty] | 2017-12-02 09:00 | 12 | 2 | 9 | 359.3117 | 36.29% | 2017-11-01 09:00 | 11 | 1 | 9 | 11 | 1 | 8 | 18.5875 | 18.2475 | 0 | 18.2275 | 18.4525 | 0
[48 empty] | 2017-12-02 10:00 | 12 | 2 | 10 | 220.9395 | 22.32% | 2017-11-01 10:00 | 11 | 1 | 10 | 11 | 1 | 9 | 20.38 | 16.38 | 0 | 16.695 | 19.145 | 0
[48 empty] | 2017-12-02 11:00 | 12 | 2 | 11 | 310.5567 | 31.37% | 2017-11-01 11:00 | 11 | 1 | 11 | 11 | 1 | 10 | 19.7275 | 17.71 | 0 | 17.8975 | 19.0125 | 0
[48 empty] | 2017-12-02 12:00 | 12 | 2 | 12 | 233.0522 | 23.54% | 2017-11-01 12:00 | 11 | 1 | 12 | 11 | 1 | 11 | 19.31 | 17.485 | 0 | 17.6375 | 18.705 | 0
[48 empty] | 2017-12-02 13:00 | 12 | 2 | 13 | 188.835 | 19.07% | 2017-11-01 13:00 | 11 | 1 | 13 | 11 | 1 | 12 | 19.8725 | 16.0525 | 0 | 16.415 | 18.6725 | 0
[48 empty] | 2017-12-02 14:00 | 12 | 2 | 14 | 144.4698 | 14.59% | 2017-11-01 14:00 | 11 | 1 | 14 | 11 | 1 | 13 | 20.1575 | 15.5175 | 0 | 16.01 | 18.78 | 0
[48 empty] | 2017-12-02 15:00 | 12 | 2 | 15 | 85.7241 | 8.659% | 2017-11-01 15:00 | 11 | 1 | 15 | 11 | 1 | 14 | 18.32 | 17.0575 | 0 | 26.8975 | 17.305 | 0
[48 empty] | 2017-12-02 16:00 | 12 | 2 | 16 | 5.6295 | 0.5686% | 2017-11-01 16:00 | 11 | 1 | 16 | 11 | 1 | 15 | 18.3075 | 17.0825 | 0 | 34.195 | 16.945 | 0
[48 empty] | 2017-12-02 17:00 | 12 | 2 | 17 | 0 | 0% | 2017-11-01 17:00 | 11 | 1 | 17 | 11 | 1 | 16 | 18.94 | 16.3275 | 0 | 35.4525 | 17.1275 | 0
[48 empty] | 2017-12-02 18:00 | 12 | 2 | 18 | 0 | 0% | 2017-11-01 18:00 | 11 | 1 | 18 | 11 | 1 | 17 | 18.7225 | 17.01 | 0 | 30.085 | 17.5075 | 0
[48 empty] | 2017-12-02 19:00 | 12 | 2 | 19 | 0 | 0% | 2017-11-01 19:00 | 11 | 1 | 19 | 11 | 1 | 18 | 19.725 | 18.8725 | 0 | 19.2375 | 19.52 | 0
[48 empty] | 2017-12-02 20:00 | 12 | 2 | 20 | 0 | 0% | 2017-11-01 20:00 | 11 | 1 | 20 | 11 | 1 | 19 | 20.0425 | 18.595 | 0 | 23.8275 | 19.52 | 0
[48 empty] | 2017-12-02 21:00 | 12 | 2 | 21 | 0 | 0% | 2017-11-01 21:00 | 11 | 1 | 21 | 11 | 1 | 20 | 18.1325 | 17.075 | 0 | 29.415 | 17.3625 | 0
[48 empty] | 2017-12-02 22:00 | 12 | 2 | 22 | 0 | 0% | 2017-11-01 22:00 | 11 | 1 | 22 | 11 | 1 | 21 | 17.56 | 16.5775 | 0 | 20.255 | 17.2025 | 0
[48 empty] | 2017-12-02 23:00 | 12 | 2 | 23 | 0 | 0% | 2017-11-01 23:00 | 11 | 1 | 23 | 11 | 1 | 22 | 18.1925 | 17.3025 | 0 | 17.325 | 18.0125 | 0
[48 empty] | 2017-12-03 | 12 | 3 | 0 | 0 | 0% | 2017-11-02 | 11 | 2 | 0 | 11 | 1 | 23 | 21.5675 | 14.26 | 0 | 14.445 | 20.0225 | 0
[48 empty] | 2017-12-03 01:00 | 12 | 3 | 1 | 0 | 0% | 2017-11-02 01:00 | 11 | 2 | 1 | 11 | 2 | 0 | 16.04 | 8.43 | 0 | 8.605 | 14.4775 | 0
[48 empty] | 2017-12-03 02:00 | 12 | 3 | 2 | 0 | 0% | 2017-11-02 02:00 | 11 | 2 | 2 | 11 | 2 | 1 | 12.535 | 3.875 | 0 | 4.065 | 10.7925 | 0
[48 empty] | 2017-12-03 03:00 | 12 | 3 | 3 | 0 | 0% | 2017-11-02 03:00 | 11 | 2 | 3 | 11 | 2 | 2 | 14.975 | 6.3825 | 0 | 6.5675 | 13.27 | 0
[48 empty] | 2017-12-03 04:00 | 12 | 3 | 4 | 0 | 0% | 2017-11-02 04:00 | 11 | 2 | 4 | 11 | 2 | 3 | 15.1175 | 7.4725 | 0 | 7.635 | 13.6 | 0
[48 empty] | 2017-12-03 05:00 | 12 | 3 | 5 | 0 | 0% | 2017-11-02 05:00 | 11 | 2 | 5 | 11 | 2 | 4 | 17.535 | 13.165 | 0 | 13.2625 | 16.6675 | 0
[48 empty] | 2017-12-03 06:00 | 12 | 3 | 6 | 0 | 0% | 2017-11-02 06:00 | 11 | 2 | 6 | 11 | 2 | 5 | 18.545 | 11.7175 | 0 | 11.87 | 17.17 | 0
[48 empty] | 2017-12-03 07:00 | 12 | 3 | 7 | 234.5678 | 23.69% | 2017-11-02 07:00 | 11 | 2 | 7 | 11 | 2 | 6 | 22.77 | 18.32 | 0 | 18.4225 | 21.8425 | 0
[48 empty] | 2017-12-03 08:00 | 12 | 3 | 8 | 406.2874 | 41.04% | 2017-11-02 08:00 | 11 | 2 | 8 | 11 | 2 | 7 | 21.6825 | 19.3725 | 0 | 19.425 | 21.1875 | 0
[48 empty] | 2017-12-03 09:00 | 12 | 3 | 9 | 190.2119 | 19.21% | 2017-11-02 09:00 | 11 | 2 | 9 | 11 | 2 | 8 | 19.8525 | 19.3025 | 0 | 19.315 | 19.72 | 0
[48 empty] | 2017-12-03 10:00 | 12 | 3 | 10 | 320.537 | 32.38% | 2017-11-02 10:00 | 11 | 2 | 10 | 11 | 2 | 9 | 21.3125 | 19.8125 | 0 | 19.8425 | 20.9575 | 0
[48 empty] | 2017-12-03 11:00 | 12 | 3 | 11 | 282.8652 | 28.57% | 2017-11-02 11:00 | 11 | 2 | 11 | 11 | 2 | 10 | 22.45 | 20.17 | 0 | 20.205 | 21.1075 | 0
[48 empty] | 2017-12-03 12:00 | 12 | 3 | 12 | 444.362 | 44.89% | 2017-11-02 12:00 | 11 | 2 | 12 | 11 | 2 | 11 | 20.16 | 20.17 | 0 | 25.44 | 19.375 | 0
[48 empty] | 2017-12-03 13:00 | 12 | 3 | 13 | 443.9837 | 44.85% | 2017-11-02 13:00 | 11 | 2 | 13 | 11 | 2 | 12 | 97.5075 | 20.275 | 0 | 29.985 | 80.675 | 0
[48 empty] | 2017-12-03 14:00 | 12 | 3 | 14 | 585.7733 | 59.17% | 2017-11-02 14:00 | 11 | 2 | 14 | 11 | 2 | 13 | 25.9275 | 21.44 | 0 | 25.8375 | 24.9425 | 0
[48 empty] | 2017-12-03 15:00 | 12 | 3 | 15 | 308.2925 | 31.14% | 2017-11-02 15:00 | 11 | 2 | 15 | 11 | 2 | 14 | 26.7225 | 23.2625 | 0 | 26.5275 | 26.205 | 0
[48 empty] | 2017-12-03 16:00 | 12 | 3 | 16 | 18.8921 | 1.908% | 2017-11-02 16:00 | 11 | 2 | 16 | 11 | 2 | 15 | 26.5675 | 23.085 | 0 | 27.06 | 26.3125 | 0
[48 empty] | 2017-12-03 17:00 | 12 | 3 | 17 | 0 | 0% | 2017-11-02 17:00 | 11 | 2 | 17 | 11 | 2 | 16 | 31.345 | 28.425 | 0 | 36.93 | 31.6725 | 0
[48 empty] | 2017-12-03 18:00 | 12 | 3 | 18 | 0 | 0% | 2017-11-02 18:00 | 11 | 2 | 18 | 11 | 2 | 17 | 31.9425 | 28.8975 | 0 | 31.63 | 32.5075 | 0
[48 empty] | 2017-12-03 19:00 | 12 | 3 | 19 | 0 | 0% | 2017-11-02 19:00 | 11 | 2 | 19 | 11 | 2 | 18 | 32.4725 | 28.86 | 0 | 31.3 | 32.5 | 0
[48 empty] | 2017-12-03 20:00 | 12 | 3 | 20 | 0 | 0% | 2017-11-02 20:00 | 11 | 2 | 20 | 11 | 2 | 19 | 26.77 | 24.7625 | 0 | 26.06 | 26.7675 | 0
[48 empty] | 2017-12-03 21:00 | 12 | 3 | 21 | 0 | 0% | 2017-11-02 21:00 | 11 | 2 | 21 | 11 | 2 | 20 | 27.15 | 25.205 | 0 | 26.4425 | 27.17 | 0
[48 empty] | 2017-12-03 22:00 | 12 | 3 | 22 | 0 | 0% | 2017-11-02 22:00 | 11 | 2 | 22 | 11 | 2 | 21 | 26.5425 | 25.4625 | 0 | 26.1825 | 26.5675 | 0
[48 empty] | 2017-12-03 23:00 | 12 | 3 | 23 | 0 | 0% | 2017-11-02 23:00 | 11 | 2 | 23 | 11 | 2 | 22 | 26.95 | 26.165 | 0 | 26.66 | 26.9575 | 0
[48 empty] | 2017-12-04 | 12 | 4 | 0 | 0 | 0% | 2017-11-03 | 11 | 3 | 0 | 11 | 2 | 23 | 22.29 | 22.295 | 0 | 22.295 | 22.29 | 0
[48 empty] | 2017-12-04 01:00 | 12 | 4 | 1 | 0 | 0% | 2017-11-03 01:00 | 11 | 3 | 1 | 11 | 3 | 0 | 20.2275 | 20.2275 | 0 | 20.2275 | 20.2275 | 0
[48 empty] | 2017-12-04 02:00 | 12 | 4 | 2 | 0 | 0% | 2017-11-03 02:00 | 11 | 3 | 2 | 11 | 3 | 1 | 19.5875 | 19.59 | 0 | 19.59 | 19.5875 | 0
[48 empty] | 2017-12-04 03:00 | 12 | 4 | 3 | 0 | 0% | 2017-11-03 03:00 | 11 | 3 | 3 | 11 | 3 | 2 | 19.54 | 19.55 | 0 | 19.55 | 19.5375 | 0
[48 empty] | 2017-12-04 04:00 | 12 | 4 | 4 | 0 | 0% | 2017-11-03 04:00 | 11 | 3 | 4 | 11 | 3 | 3 | 19.44 | 19.44 | 0 | 19.44 | 19.44 | 0
[48 empty] | 2017-12-04 05:00 | 12 | 4 | 5 | 0 | 0% | 2017-11-03 05:00 | 11 | 3 | 5 | 11 | 3 | 4 | 20.01 | 20.01 | 0 | 20.01 | 20.01 | 0
[48 empty] | 2017-12-04 06:00 | 12 | 4 | 6 | 0 | 0% | 2017-11-03 06:00 | 11 | 3 | 6 | 11 | 3 | 5 | 30.74 | 30.745 | 0 | 30.745 | 30.74 | 0
[48 empty] | 2017-12-04 07:00 | 12 | 4 | 7 | 236.6753 | 23.91% | 2017-11-03 07:00 | 11 | 3 | 7 | 11 | 3 | 6 | 109.73 | 110.0775 | 0 | 110.0675 | 109.9125 | 0
[48 empty] | 2017-12-04 08:00 | 12 | 4 | 8 | 656.4638 | 66.31% | 2017-11-03 08:00 | 11 | 3 | 8 | 11 | 3 | 7 | 26.7775 | 26.8075 | 0 | 26.805 | 26.7925 | 0
[48 empty] | 2017-12-04 09:00 | 12 | 4 | 9 | 667.6984 | 67.44% | 2017-11-03 09:00 | 11 | 3 | 9 | 11 | 3 | 8 | 25.0525 | 25.055 | 0 | 25.055 | 25.0525 | 0
[48 empty] | 2017-12-04 10:00 | 12 | 4 | 10 | 667.4906 | 67.42% | 2017-11-03 10:00 | 11 | 3 | 10 | 11 | 3 | 9 | 25.115 | 25.145 | 0 | 25.145 | 25.115 | 0
[48 empty] | 2017-12-04 11:00 | 12 | 4 | 11 | 581.8624 | 58.77% | 2017-11-03 11:00 | 11 | 3 | 11 | 11 | 3 | 10 | 23.9425 | 24.1475 | 0 | 24.1475 | 23.945 | 0
[48 empty] | 2017-12-04 12:00 | 12 | 4 | 12 | 651.7229 | 65.83% | 2017-11-03 12:00 | 11 | 3 | 12 | 11 | 3 | 11 | 24.4275 | 24.055 | 0 | 24.22 | 24.435 | 0
[48 empty] | 2017-12-04 13:00 | 12 | 4 | 13 | 690.3096 | 69.73% | 2017-11-03 13:00 | 11 | 3 | 13 | 11 | 3 | 12 | 25.085 | 23.25 | 0 | 23.69 | 25.115 | 0
[48 empty] | 2017-12-04 14:00 | 12 | 4 | 14 | 565.404 | 57.11% | 2017-11-03 14:00 | 11 | 3 | 14 | 11 | 3 | 13 | 25.8 | 23.885 | 0 | 24.34 | 25.845 | 0
[48 empty] | 2017-12-04 15:00 | 12 | 4 | 15 | 403.3486 | 40.74% | 2017-11-03 15:00 | 11 | 3 | 15 | 11 | 3 | 14 | 25.7575 | 23.7275 | 0 | 24.17 | 25.7975 | 0
[48 empty] | 2017-12-04 16:00 | 12 | 4 | 16 | 29.5801 | 2.988% | 2017-11-03 16:00 | 11 | 3 | 16 | 11 | 3 | 15 | 25.7475 | 23.5775 | 0 | 24.045 | 25.79 | 0
[48 empty] | 2017-12-04 17:00 | 12 | 4 | 17 | 0 | 0% | 2017-11-03 17:00 | 11 | 3 | 17 | 11 | 3 | 16 | 25.1125 | 22.9825 | 0 | 23.4325 | 25.0975 | 0
[48 empty] | 2017-12-04 18:00 | 12 | 4 | 18 | 0 | 0% | 2017-11-03 18:00 | 11 | 3 | 18 | 11 | 3 | 17 | 21.6825 | 19.9575 | 0 | 20.235 | 21.36 | 0
[48 empty] | 2017-12-04 19:00 | 12 | 4 | 19 | 0 | 0% | 2017-11-03 19:00 | 11 | 3 | 19 | 11 | 3 | 18 | 21.3575 | 19.975 | 0 | 20.295 | 21.0825 | 0
[48 empty] | 2017-12-04 20:00 | 12 | 4 | 20 | 0 | 0% | 2017-11-03 20:00 | 11 | 3 | 20 | 11 | 3 | 19 | 21.155 | 19.5725 | 0 | 19.81 | 20.8175 | 0
[48 empty] | 2017-12-04 21:00 | 12 | 4 | 21 | 0 | 0% | 2017-11-03 21:00 | 11 | 3 | 21 | 11 | 3 | 20 | 20.4025 | 18.82 | 0 | 19.015 | 20.0625 | 0
[48 empty] | 2017-12-04 22:00 | 12 | 4 | 22 | 0 | 0% | 2017-11-03 22:00 | 11 | 3 | 22 | 11 | 3 | 21 | 19.75 | 17.755 | 0 | 18 | 19.3225 | 0
[48 empty] | 2017-12-04 23:00 | 12 | 4 | 23 | 0 | 0% | 2017-11-03 23:00 | 11 | 3 | 23 | 11 | 3 | 22 | 18.345 | 17.135 | 0 | 17.2875 | 18.0875 | 0
[48 empty] | 2017-12-05 | 12 | 5 | 0 | 0 | 0% | 2017-11-04 | 11 | 4 | 0 | 11 | 3 | 23 | 17.22 | 15.9975 | 0 | 16.1475 | 16.96 | 0
[48 empty] | 2017-12-05 01:00 | 12 | 5 | 1 | 0 | 0% | 2017-11-04 01:00 | 11 | 4 | 1 | 11 | 4 | 0 | 18.235 | 16.6325 | 0 | 16.83 | 17.8975 | 0
[48 empty] | 2017-12-05 02:00 | 12 | 5 | 2 | 0 | 0% | 2017-11-04 02:00 | 11 | 4 | 2 | 11 | 4 | 1 | 17.285 | 16.22 | 0 | 16.35 | 17.065 | 0
[48 empty] | 2017-12-05 03:00 | 12 | 5 | 3 | 0 | 0% | 2017-11-04 03:00 | 11 | 4 | 3 | 11 | 4 | 2 | 16.625 | 15.905 | 0 | 15.99 | 16.475 | 0
[48 empty] | 2017-12-05 04:00 | 12 | 5 | 4 | 0 | 0% | 2017-11-04 04:00 | 11 | 4 | 4 | 11 | 4 | 3 | 16.51 | 15.92 | 0 | 15.99 | 16.39 | 0
[48 empty] | 2017-12-05 05:00 | 12 | 5 | 5 | 0 | 0% | 2017-11-04 05:00 | 11 | 4 | 5 | 11 | 4 | 4 | 16.7125 | 16.265 | 0 | 16.3125 | 16.6225 | 0
[48 empty] | 2017-12-05 06:00 | 12 | 5 | 6 | 0 | 0% | 2017-11-04 06:00 | 11 | 4 | 6 | 11 | 4 | 5 | 17.41 | 17.1925 | 0 | 17.2125 | 17.365 | 0
[48 empty] | 2017-12-05 07:00 | 12 | 5 | 7 | 48.613 | 4.91% | 2017-11-04 07:00 | 11 | 4 | 7 | 11 | 4 | 6 | 17.635 | 16.96 | 0 | 17.035 | 17.4925 | 0
[48 empty] | 2017-12-05 08:00 | 12 | 5 | 8 | 228.9411 | 23.13% | 2017-11-04 08:00 | 11 | 4 | 8 | 11 | 4 | 7 | 17.96 | 17.0925 | 0 | 17.1825 | 17.78 | 0
[48 empty] | 2017-12-05 09:00 | 12 | 5 | 9 | 83.2651 | 8.411% | 2017-11-04 09:00 | 11 | 4 | 9 | 11 | 4 | 8 | 19.0775 | 17.3975 | 0 | 17.5775 | 18.71 | 0
[48 empty] | 2017-12-05 10:00 | 12 | 5 | 10 | 229.0825 | 23.14% | 2017-11-04 10:00 | 11 | 4 | 10 | 11 | 4 | 9 | 21.8975 | 19.5775 | 0 | 19.8175 | 21.375 | 0
[48 empty] | 2017-12-05 11:00 | 12 | 5 | 11 | 136.5498 | 13.79% | 2017-11-04 11:00 | 11 | 4 | 11 | 11 | 4 | 10 | 21.87 | 19.4275 | 0 | 19.675 | 21.3525 | 0
[48 empty] | 2017-12-05 12:00 | 12 | 5 | 12 | 319.5197 | 32.27% | 2017-11-04 12:00 | 11 | 4 | 12 | 11 | 4 | 11 | 23.0675 | 19.9325 | 0 | 20.255 | 22.3775 | 0
[48 empty] | 2017-12-05 13:00 | 12 | 5 | 13 | 302.3366 | 30.54% | 2017-11-04 13:00 | 11 | 4 | 13 | 11 | 4 | 12 | 26.695 | 22.39 | 0 | 22.8375 | 25.7475 | 0
[48 empty] | 2017-12-05 14:00 | 12 | 5 | 14 | 293.3841 | 29.63% | 2017-11-04 14:00 | 11 | 4 | 14 | 11 | 4 | 13 | 37.35 | 21.1675 | 0 | 22.845 | 33.8425 | 0
[48 empty] | 2017-12-05 15:00 | 12 | 5 | 15 | 168.6379 | 17.03% | 2017-11-04 15:00 | 11 | 4 | 15 | 11 | 4 | 14 | 38.7975 | 29.5225 | 0 | 30.5425 | 36.7975 | 0
[48 empty] | 2017-12-05 16:00 | 12 | 5 | 16 | 25.1682 | 2.542% | 2017-11-04 16:00 | 11 | 4 | 16 | 11 | 4 | 15 | 59.745 | 60.135 | 0 | 60.3575 | 59.8125 | 0
[48 empty] | 2017-12-05 17:00 | 12 | 5 | 17 | 0 | 0% | 2017-11-04 17:00 | 11 | 4 | 17 | 11 | 4 | 16 | 187.4475 | 171.9225 | 0 | 185.09 | 187.925 | 0
[48 empty] | 2017-12-05 18:00 | 12 | 5 | 18 | 0 | 0% | 2017-11-04 18:00 | 11 | 4 | 18 | 11 | 4 | 17 | 125.61 | 117.5725 | 0 | 124.9975 | 125.89 | 0
[48 empty] | 2017-12-05 19:00 | 12 | 5 | 19 | 0 | 0% | 2017-11-04 19:00 | 11 | 4 | 19 | 11 | 4 | 18 | 29.4625 | 28.7275 | 0 | 29.41 | 29.4925 | 0
[48 empty] | 2017-12-05 20:00 | 12 | 5 | 20 | 0 | 0% | 2017-11-04 20:00 | 11 | 4 | 20 | 11 | 4 | 19 | 92.5275 | 92.2225 | 0 | 92.835 | 92.6375 | 0
[48 empty] | 2017-12-05 21:00 | 12 | 5 | 21 | 0 | 0% | 2017-11-04 21:00 | 11 | 4 | 21 | 11 | 4 | 20 | 24.0825 | 20.2675 | 0 | 20.6875 | 23.32 | 0
[48 empty] | 2017-12-05 22:00 | 12 | 5 | 22 | 0 | 0% | 2017-11-04 22:00 | 11 | 4 | 22 | 11 | 4 | 21 | 22.685 | 19.5875 | 0 | 19.8975 | 22.02 | 0
[48 empty] | 2017-12-05 23:00 | 12 | 5 | 23 | 0 | 0% | 2017-11-04 23:00 | 11 | 4 | 23 | 11 | 4 | 22 | 20.3675 | 17.86 | 0 | 18.11 | 19.8325 | 0
[48 empty] | 2017-12-06 | 12 | 6 | 0 | 0 | 0% | 2017-11-05 | 11 | 5 | 0 | 11 | 4 | 23 | 18.2375 | 17.265 | 0 | 17.36 | 18.0325 | 0
[48 empty] | 2017-12-06 01:00 | 12 | 6 | 1 | 0 | 0% | 2017-11-05 01:00 | 11 | 5 | 1 | 11 | 5 | 0 | 17.785 | 17.3375 | 0 | 17.38 | 17.6925 | 0
[48 empty] | 2017-12-06 02:00 | 12 | 6 | 2 | 0 | 0% | 2017-11-05 02:00 | 11 | 5 | 2 | 11 | 5 | 1 | 16.625 | 16.46 | 0 | 16.475 | 16.59 | 0
[48 empty] | 2017-12-06 03:00 | 12 | 6 | 3 | 0 | 0% | 2017-11-05 02:00 | 11 | 5 | 2 | 11 | 5 | 2 | 16.19 | 16.015 | 0 | 16.03 | 16.155 | 0
[48 empty] | 2017-12-06 04:00 | 12 | 6 | 4 | 0 | 0% | 2017-11-05 03:00 | 11 | 5 | 3 | 11 | 5 | 3 | 16.185 | 16.1725 | 0 | 16.175 | 16.1825 | 0
[48 empty] | 2017-12-06 05:00 | 12 | 6 | 5 | 0 | 0% | 2017-11-05 04:00 | 11 | 5 | 4 | 11 | 5 | 4 | 16.2725 | 16.2725 | 0 | 16.2725 | 16.2725 | 0
[48 empty] | 2017-12-06 06:00 | 12 | 6 | 6 | 0 | 0% | 2017-11-05 05:00 | 11 | 5 | 5 | 11 | 5 | 5 | 16.5875 | 16.595 | 0 | 16.595 | 16.59 | 0
[48 empty] | 2017-12-06 07:00 | 12 | 6 | 7 | 257.792 | 26.04% | 2017-11-05 06:00 | 11 | 5 | 6 | 11 | 5 | 6 | 17.065 | 17.075 | 0 | 17.075 | 17.0675 | 0
[48 empty] | 2017-12-06 08:00 | 12 | 6 | 8 | 729.871 | 73.72% | 2017-11-05 07:00 | 11 | 5 | 7 | 11 | 5 | 7 | 18.17 | 18.1875 | 0 | 18.185 | 18.1725 | 0
[48 empty] | 2017-12-06 09:00 | 12 | 6 | 9 | 751.9426 | 75.95% | 2017-11-05 08:00 | 11 | 5 | 8 | 11 | 5 | 8 | 60.4 | 60.635 | 0 | 60.625 | 60.4225 | 0
[48 empty] | 2017-12-06 10:00 | 12 | 6 | 10 | 692.3211 | 69.93% | 2017-11-05 09:00 | 11 | 5 | 9 | 11 | 5 | 9 | 121.3525 | 132.2225 | 0 | 132.0675 | 130.9725 | 0
[48 empty] | 2017-12-06 11:00 | 12 | 6 | 11 | 637.7787 | 64.42% | 2017-11-05 10:00 | 11 | 5 | 10 | 11 | 5 | 10 | 23.37 | 22.9075 | 0 | 22.9925 | 23.65 | 0
[48 empty] | 2017-12-06 12:00 | 12 | 6 | 12 | 651.6371 | 65.82% | 2017-11-05 11:00 | 11 | 5 | 11 | 11 | 5 | 11 | 23.8525 | 22.775 | 0 | 22.9325 | 24.175 | 0
[48 empty] | 2017-12-06 13:00 | 12 | 6 | 13 | 707.5975 | 71.47% | 2017-11-05 12:00 | 11 | 5 | 12 | 11 | 5 | 12 | 26.825 | 25.325 | 0 | 26.17 | 26.9025 | 0
[48 empty] | 2017-12-06 14:00 | 12 | 6 | 14 | 714.2026 | 72.14% | 2017-11-05 13:00 | 11 | 5 | 13 | 11 | 5 | 13 | 65.3325 | 69.665 | 0 | 75.14 | 74.91 | 0
[48 empty] | 2017-12-06 15:00 | 12 | 6 | 15 | 516.6173 | 52.18% | 2017-11-05 14:00 | 11 | 5 | 14 | 11 | 5 | 14 | 65.4625 | 70.46 | 0 | 76.1475 | 75.805 | 0
[48 empty] | 2017-12-06 16:00 | 12 | 6 | 16 | 43.296 | 4.373% | 2017-11-05 15:00 | 11 | 5 | 15 | 11 | 5 | 15 | 64.55 | 59.6525 | 0 | 69.235 | 72.7425 | 0
[48 empty] | 2017-12-06 17:00 | 12 | 6 | 17 | 0 | 0% | 2017-11-05 16:00 | 11 | 5 | 16 | 11 | 5 | 16 | 52.625 | 49.755 | 0 | 57.015 | 59.515 | 0
[48 empty] | 2017-12-06 18:00 | 12 | 6 | 18 | 0 | 0% | 2017-11-05 17:00 | 11 | 5 | 17 | 11 | 5 | 17 | 58.8125 | 93.0025 | 0 | 116.465 | 68.2075 | 0
[48 empty] | 2017-12-06 19:00 | 12 | 6 | 19 | 0 | 0% | 2017-11-05 18:00 | 11 | 5 | 18 | 11 | 5 | 18 | 31.26 | 36.67 | 0 | 38.8675 | 33.565 | 0
[48 empty] | 2017-12-06 20:00 | 12 | 6 | 20 | 0 | 0% | 2017-11-05 19:00 | 11 | 5 | 19 | 11 | 5 | 19 | 24.845 | 26.17 | 0 | 26.205 | 26.0175 | 0
[48 empty] | 2017-12-06 21:00 | 12 | 6 | 21 | 0 | 0% | 2017-11-05 20:00 | 11 | 5 | 20 | 11 | 5 | 20 | 25.4175 | 25.4375 | 0 | 25.5025 | 25.8775 | 0
[48 empty] | 2017-12-06 22:00 | 12 | 6 | 22 | 0 | 0% | 2017-11-05 21:00 | 11 | 5 | 21 | 11 | 5 | 21 | 21.395 | 20.5675 | 0 | 20.6675 | 21.425 | 0
[48 empty] | 2017-12-06 23:00 | 12 | 6 | 23 | 0 | 0% | 2017-11-05 22:00 | 11 | 5 | 22 | 11 | 5 | 22 | 19.02 | 19.0425 | 0 | 19.04 | 19.0375 | 0
[48 empty] | 2017-12-07 | 12 | 7 | 0 | 0 | 0% | 2017-11-05 23:00 | 11 | 5 | 23 | 11 | 5 | 23 | 18.3675 | 18.5475 | 0 | 18.545 | 18.53 | 0
[48 empty] | 2017-12-07 01:00 | 12 | 7 | 1 | 0 | 0% | 2017-11-06 | 11 | 6 | 0 | 11 | 6 | 0 | 18.5125 | 18.605 | 0 | 18.6075 | 18.5875 | 0
[48 empty] | 2017-12-07 02:00 | 12 | 7 | 2 | 0 | 0% | 2017-11-06 01:00 | 11 | 6 | 1 | 11 | 6 | 1 | 18.1525 | 18.1525 | 0 | 18.1525 | 18.1525 | 0
[48 empty] | 2017-12-07 03:00 | 12 | 7 | 3 | 0 | 0% | 2017-11-06 02:00 | 11 | 6 | 2 | 11 | 6 | 2 | 17.8925 | 17.91 | 0 | 17.91 | 17.91 | 0
[48 empty] | 2017-12-07 04:00 | 12 | 7 | 4 | 0 | 0% | 2017-11-06 03:00 | 11 | 6 | 3 | 11 | 6 | 3 | 18.715 | 18.7675 | 0 | 18.7675 | 18.7675 | 0
[48 empty] | 2017-12-07 05:00 | 12 | 7 | 5 | 0 | 0% | 2017-11-06 04:00 | 11 | 6 | 4 | 11 | 6 | 4 | 19.4775 | 19.5125 | 0 | 19.51 | 19.4875 | 0
[48 empty] | 2017-12-07 06:00 | 12 | 7 | 6 | 0 | 0% | 2017-11-06 05:00 | 11 | 6 | 5 | 11 | 6 | 5 | 20.17 | 20.1925 | 0 | 20.1925 | 20.17 | 0
[48 empty] | 2017-12-07 07:00 | 12 | 7 | 7 | 45.3458 | 4.58% | 2017-11-06 06:00 | 11 | 6 | 6 | 11 | 6 | 6 | 21.85 | 21.8825 | 0 | 21.8875 | 21.85 | 0
[48 empty] | 2017-12-07 08:00 | 12 | 7 | 8 | 50.3311 | 5.084% | 2017-11-06 07:00 | 11 | 6 | 7 | 11 | 6 | 7 | 21.305 | 21.38 | 0 | 21.385 | 21.3575 | 0
[48 empty] | 2017-12-07 09:00 | 12 | 7 | 9 | 327.68 | 33.1% | 2017-11-06 08:00 | 11 | 6 | 8 | 11 | 6 | 8 | 22.3775 | 22.5575 | 0 | 22.5575 | 22.56 | 0
[48 empty] | 2017-12-07 10:00 | 12 | 7 | 10 | 148.6996 | 15.02% | 2017-11-06 09:00 | 11 | 6 | 9 | 11 | 6 | 9 | 23.9 | 26.4125 | 0 | 26.3975 | 26.2925 | 0
[48 empty] | 2017-12-07 11:00 | 12 | 7 | 11 | 407.5112 | 41.16% | 2017-11-06 10:00 | 11 | 6 | 10 | 11 | 6 | 10 | 24.14 | 25.2725 | 0 | 25.275 | 25.4 | 0
[48 empty] | 2017-12-07 12:00 | 12 | 7 | 12 | 571.554 | 57.73% | 2017-11-06 11:00 | 11 | 6 | 11 | 11 | 6 | 11 | 23.215 | 25.62 | 0 | 25.76 | 34.8675 | 0
[48 empty] | 2017-12-07 13:00 | 12 | 7 | 13 | 542.464 | 54.79% | 2017-11-06 12:00 | 11 | 6 | 12 | 11 | 6 | 12 | 33.445 | 24.235 | 0 | 25.6725 | 43.5075 | 0
[48 empty] | 2017-12-07 14:00 | 12 | 7 | 14 | 572.5286 | 57.83% | 2017-11-06 13:00 | 11 | 6 | 13 | 11 | 6 | 13 | 69.5675 | 22.4375 | 0 | 23.3825 | 89.56 | 0
[48 empty] | 2017-12-07 15:00 | 12 | 7 | 15 | 378.8578 | 38.27% | 2017-11-06 14:00 | 11 | 6 | 14 | 11 | 6 | 14 | 44.6125 | 24.02 | 0 | 24.6625 | 68.6925 | 0
[48 empty] | 2017-12-07 16:00 | 12 | 7 | 16 | 20.6239 | 2.083% | 2017-11-06 15:00 | 11 | 6 | 15 | 11 | 6 | 15 | 29.465 | 22.2725 | 0 | 22.4075 | 28.48 | 0
[48 empty] | 2017-12-07 17:00 | 12 | 7 | 17 | 0 | 0% | 2017-11-06 16:00 | 11 | 6 | 16 | 11 | 6 | 16 | 24.33 | 22.975 | 0 | 23.0725 | 24.6825 | 0
[48 empty] | 2017-12-07 18:00 | 12 | 7 | 18 | 0 | 0% | 2017-11-06 17:00 | 11 | 6 | 17 | 11 | 6 | 17 | 22.0075 | 22.0775 | 0 | 22.23 | 29.12 | 0
[48 empty] | 2017-12-07 19:00 | 12 | 7 | 19 | 0 | 0% | 2017-11-06 18:00 | 11 | 6 | 18 | 11 | 6 | 18 | 22.8475 | 22.03 | 0 | 22.0525 | 23.5425 | 0
[48 empty] | 2017-12-07 20:00 | 12 | 7 | 20 | 0 | 0% | 2017-11-06 19:00 | 11 | 6 | 19 | 11 | 6 | 19 | 21.37 | 19.6225 | 0 | 19.655 | 21.9075 | 0
[48 empty] | 2017-12-07 21:00 | 12 | 7 | 21 | 0 | 0% | 2017-11-06 20:00 | 11 | 6 | 20 | 11 | 6 | 20 | 21.3 | 19.345 | 0 | 19.3625 | 20.8875 | 0
[48 empty] | 2017-12-07 22:00 | 12 | 7 | 22 | 0 | 0% | 2017-11-06 21:00 | 11 | 6 | 21 | 11 | 6 | 21 | 20.105 | 19.035 | 0 | 19.0475 | 19.9275 | 0
[48 empty] | 2017-12-07 23:00 | 12 | 7 | 23 | 0 | 0% | 2017-11-06 22:00 | 11 | 6 | 22 | 11 | 6 | 22 | 19.88 | 19.2575 | 0 | 19.2625 | 19.9375 | 0
[48 empty] | 2017-12-08 | 12 | 8 | 0 | 0 | 0% | 2017-11-06 23:00 | 11 | 6 | 23 | 11 | 6 | 23 | 19.1725 | 19.2125 | 0 | 19.2125 | 19.18 | 0
[48 empty] | 2017-12-08 01:00 | 12 | 8 | 1 | 0 | 0% | 2017-11-07 | 11 | 7 | 0 | 11 | 7 | 0 | 19.1425 | 19.145 | 0 | 19.145 | 19.1425 | 0
[48 empty] | 2017-12-08 02:00 | 12 | 8 | 2 | 0 | 0% | 2017-11-07 01:00 | 11 | 7 | 1 | 11 | 7 | 1 | 19.0025 | 19.0025 | 0 | 19.0025 | 19.0025 | 0
[48 empty] | 2017-12-08 03:00 | 12 | 8 | 3 | 0 | 0% | 2017-11-07 02:00 | 11 | 7 | 2 | 11 | 7 | 2 | 18.3625 | 18.3625 | 0 | 18.3625 | 18.3625 | 0
[48 empty] | 2017-12-08 04:00 | 12 | 8 | 4 | 0 | 0% | 2017-11-07 03:00 | 11 | 7 | 3 | 11 | 7 | 3 | 18.3075 | 18.3075 | 0 | 18.3075 | 18.3075 | 0
[48 empty] | 2017-12-08 05:00 | 12 | 8 | 5 | 0 | 0% | 2017-11-07 04:00 | 11 | 7 | 4 | 11 | 7 | 4 | 18.875 | 18.875 | 0 | 18.875 | 18.875 | 0
[48 empty] | 2017-12-08 06:00 | 12 | 8 | 6 | 0 | 0% | 2017-11-07 05:00 | 11 | 7 | 5 | 11 | 7 | 5 | 19.185 | 19.185 | 0 | 19.185 | 19.185 | 0
[48 empty] | 2017-12-08 07:00 | 12 | 8 | 7 | 139.764 | 14.12% | 2017-11-07 06:00 | 11 | 7 | 6 | 11 | 7 | 6 | 19.345 | 19.2375 | 0 | 19.24 | 19.3225 | 0
[48 empty] | 2017-12-08 08:00 | 12 | 8 | 8 | 302.5333 | 30.56% | 2017-11-07 07:00 | 11 | 7 | 7 | 11 | 7 | 7 | 18.9975 | 17.89 | 0 | 17.905 | 18.77 | 0
[48 empty] | 2017-12-08 09:00 | 12 | 8 | 9 | 478.9584 | 48.38% | 2017-11-07 08:00 | 11 | 7 | 8 | 11 | 7 | 8 | 19.325 | 17.305 | 0 | 17.3275 | 18.9075 | 0
[48 empty] | 2017-12-08 10:00 | 12 | 8 | 10 | 355.7308 | 35.93% | 2017-11-07 09:00 | 11 | 7 | 9 | 11 | 7 | 9 | 19.24 | 16.9 | 0 | 17.325 | 19.115 | 0
[48 empty] | 2017-12-08 11:00 | 12 | 8 | 11 | 129.5279 | 13.08% | 2017-11-07 10:00 | 11 | 7 | 10 | 11 | 7 | 10 | 20.7375 | 17.2825 | 0 | 17.3125 | 20.04 | 0
[48 empty] | 2017-12-08 12:00 | 12 | 8 | 12 | 120.0834 | 12.13% | 2017-11-07 11:00 | 11 | 7 | 11 | 11 | 7 | 11 | 21.43 | 17.495 | 0 | 17.525 | 20.6425 | 0
[48 empty] | 2017-12-08 13:00 | 12 | 8 | 13 | 92.5161 | 9.345% | 2017-11-07 12:00 | 11 | 7 | 12 | 11 | 7 | 12 | 22.065 | 17.6025 | 0 | 17.6325 | 21.18 | 0
[48 empty] | 2017-12-08 14:00 | 12 | 8 | 14 | 63.9005 | 6.455% | 2017-11-07 13:00 | 11 | 7 | 13 | 11 | 7 | 13 | 22.5925 | 17.41 | 0 | 17.4375 | 21.5775 | 0
[48 empty] | 2017-12-08 15:00 | 12 | 8 | 15 | 52.2803 | 5.281% | 2017-11-07 14:00 | 11 | 7 | 14 | 11 | 7 | 14 | 22.6775 | 17.2475 | 0 | 17.27 | 21.63 | 0
[48 empty] | 2017-12-08 16:00 | 12 | 8 | 16 | 2.4311 | 0.2456% | 2017-11-07 15:00 | 11 | 7 | 15 | 11 | 7 | 15 | 21.875 | 16.75 | 0 | 16.78 | 20.8975 | 0
[48 empty] | 2017-12-08 17:00 | 12 | 8 | 17 | 0 | 0% | 2017-11-07 16:00 | 11 | 7 | 16 | 11 | 7 | 16 | 20.94 | 16.0325 | 0 | 16.0725 | 19.9925 | 0
[48 empty] | 2017-12-08 18:00 | 12 | 8 | 18 | 0 | 0% | 2017-11-07 17:00 | 11 | 7 | 17 | 11 | 7 | 17 | 21.28 | 17.2075 | 0 | 17.255 | 20.4575 | 0
[48 empty] | 2017-12-08 19:00 | 12 | 8 | 19 | 0 | 0% | 2017-11-07 18:00 | 11 | 7 | 18 | 11 | 7 | 18 | 21.8875 | 18.175 | 0 | 18.2225 | 21.115 | 0
[48 empty] | 2017-12-08 20:00 | 12 | 8 | 20 | 0 | 0% | 2017-11-07 19:00 | 11 | 7 | 19 | 11 | 7 | 19 | 21.2 | 17.57 | 0 | 17.6175 | 20.43 | 0
[48 empty] | 2017-12-08 21:00 | 12 | 8 | 21 | 0 | 0% | 2017-11-07 20:00 | 11 | 7 | 20 | 11 | 7 | 20 | 20.315 | 17.4375 | 0 | 17.475 | 19.7025 | 0
[48 empty] | 2017-12-08 22:00 | 12 | 8 | 22 | 0 | 0% | 2017-11-07 21:00 | 11 | 7 | 21 | 11 | 7 | 21 | 19.7075 | 17.3075 | 0 | 17.3425 | 19.1925 | 0
[48 empty] | 2017-12-08 23:00 | 12 | 8 | 23 | 0 | 0% | 2017-11-07 22:00 | 11 | 7 | 22 | 11 | 7 | 22 | 18.5825 | 18.3475 | 0 | 18.35 | 18.5325 | 0
[48 empty] | 2017-12-09 | 12 | 9 | 0 | 0 | 0% | 2017-11-07 23:00 | 11 | 7 | 23 | 11 | 7 | 23 | 18.6275 | 18.6275 | 0 | 18.6275 | 18.6275 | 0
[48 empty] | 2017-12-09 01:00 | 12 | 9 | 1 | 0 | 0% | 2017-11-08 | 11 | 8 | 0 | 11 | 8 | 0 | 18.33 | 18.33 | 0 | 18.33 | 18.33 | 0
[48 empty] | 2017-12-09 02:00 | 12 | 9 | 2 | 0 | 0% | 2017-11-08 01:00 | 11 | 8 | 1 | 11 | 8 | 1 | 17.335 | 17.335 | 0 | 17.335 | 17.335 | 0
[48 empty] | 2017-12-09 03:00 | 12 | 9 | 3 | 0 | 0% | 2017-11-08 02:00 | 11 | 8 | 2 | 11 | 8 | 2 | 16.73 | 16.73 | 0 | 16.73 | 16.73 | 0
[48 empty] | 2017-12-09 04:00 | 12 | 9 | 4 | 0 | 0% | 2017-11-08 03:00 | 11 | 8 | 3 | 11 | 8 | 3 | 16.5425 | 16.5425 | 0 | 16.5425 | 16.5425 | 0
[48 empty] | 2017-12-09 05:00 | 12 | 9 | 5 | 0 | 0% | 2017-11-08 04:00 | 11 | 8 | 4 | 11 | 8 | 4 | 16.705 | 16.705 | 0 | 16.705 | 16.705 | 0
[48 empty] | 2017-12-09 06:00 | 12 | 9 | 6 | 0 | 0% | 2017-11-08 05:00 | 11 | 8 | 5 | 11 | 8 | 5 | 17.315 | 17.315 | 0 | 17.315 | 17.315 | 0
[48 empty] | 2017-12-09 07:00 | 12 | 9 | 7 | 187.7643 | 18.97% | 2017-11-08 06:00 | 11 | 8 | 6 | 11 | 8 | 6 | 19.0725 | 19.0725 | 0 | 19.0725 | 19.0725 | 0
[48 empty] | 2017-12-09 08:00 | 12 | 9 | 8 | 613.1785 | 61.94% | 2017-11-08 07:00 | 11 | 8 | 7 | 11 | 8 | 7 | 19.2925 | 19.2925 | 0 | 19.2925 | 19.2925 | 0
[48 empty] | 2017-12-09 09:00 | 12 | 9 | 9 | 680.5756 | 68.75% | 2017-11-08 08:00 | 11 | 8 | 8 | 11 | 8 | 8 | 20.1175 | 20.1825 | 0 | 20.175 | 20.055 | 0
[48 empty] | 2017-12-09 10:00 | 12 | 9 | 10 | 654.4806 | 66.11% | 2017-11-08 09:00 | 11 | 8 | 9 | 11 | 8 | 9 | 21.2525 | 21.2525 | 0 | 21.2525 | 21.2525 | 0
[48 empty] | 2017-12-09 11:00 | 12 | 9 | 11 | 601.2871 | 60.74% | 2017-11-08 10:00 | 11 | 8 | 10 | 11 | 8 | 10 | 23.04 | 23.04 | 0 | 23.04 | 23.04 | 0
[48 empty] | 2017-12-09 12:00 | 12 | 9 | 12 | 631.9679 | 63.84% | 2017-11-08 11:00 | 11 | 8 | 11 | 11 | 8 | 11 | 22.125 | 22.125 | 0 | 22.125 | 22.125 | 0
[48 empty] | 2017-12-09 13:00 | 12 | 9 | 13 | 712.2914 | 71.95% | 2017-11-08 12:00 | 11 | 8 | 12 | 11 | 8 | 12 | 21.3525 | 21.3525 | 0 | 21.3525 | 21.3525 | 0
[48 empty] | 2017-12-09 14:00 | 12 | 9 | 14 | 723.2294 | 73.05% | 2017-11-08 13:00 | 11 | 8 | 13 | 11 | 8 | 13 | 20.9225 | 21.45 | 0 | 21.5125 | 20.955 | 0
[48 empty] | 2017-12-09 15:00 | 12 | 9 | 15 | 498.2939 | 50.33% | 2017-11-08 14:00 | 11 | 8 | 14 | 11 | 8 | 14 | 19.165 | 20.945 | 0 | 20.985 | 20.8275 | 0
[48 empty] | 2017-12-09 16:00 | 12 | 9 | 16 | 36.6047 | 3.697% | 2017-11-08 15:00 | 11 | 8 | 15 | 11 | 8 | 15 | 18.2525 | 21.06 | 0 | 21.075 | 21.325 | 0
[48 empty] | 2017-12-09 17:00 | 12 | 9 | 17 | 0 | 0% | 2017-11-08 16:00 | 11 | 8 | 16 | 11 | 8 | 16 | 19.6325 | 26.6575 | 0 | 27.2525 | 23.565 | 0
[48 empty] | 2017-12-09 18:00 | 12 | 9 | 18 | 0 | 0% | 2017-11-08 17:00 | 11 | 8 | 17 | 11 | 8 | 17 | 32.395 | 105.305 | 0 | 111.865 | 167.3425 | 0
[48 empty] | 2017-12-09 19:00 | 12 | 9 | 19 | 0 | 0% | 2017-11-08 18:00 | 11 | 8 | 18 | 11 | 8 | 18 | 23.1275 | 31.205 | 0 | 32.1375 | 28.9025 | 0
[48 empty] | 2017-12-09 20:00 | 12 | 9 | 20 | 0 | 0% | 2017-11-08 19:00 | 11 | 8 | 19 | 11 | 8 | 19 | 25.5475 | 37.59 | 0 | 39.35 | 28.0475 | 0
[48 empty] | 2017-12-09 21:00 | 12 | 9 | 21 | 0 | 0% | 2017-11-08 20:00 | 11 | 8 | 20 | 11 | 8 | 20 | 26.4925 | 27.5475 | 0 | 27.6425 | 27.195 | 0
[48 empty] | 2017-12-09 22:00 | 12 | 9 | 22 | 0 | 0% | 2017-11-08 21:00 | 11 | 8 | 21 | 11 | 8 | 21 | 21.8925 | 21.89 | 0 | 21.895 | 21.895 | 0
[48 empty] | 2017-12-09 23:00 | 12 | 9 | 23 | 0 | 0% | 2017-11-08 22:00 | 11 | 8 | 22 | 11 | 8 | 22 | 19.465 | 19.465 | 0 | 19.465 | 19.465 | 0
[48 empty] | 2017-12-10 | 12 | 10 | 0 | 0 | 0% | 2017-11-08 23:00 | 11 | 8 | 23 | 11 | 8 | 23 | 18.4125 | 18.4125 | 0 | 18.4125 | 18.4125 | 0
[48 empty] | 2017-12-10 01:00 | 12 | 10 | 1 | 0 | 0% | 2017-11-09 | 11 | 9 | 0 | 11 | 9 | 0 | 17.765 | 17.765 | 0 | 17.765 | 17.765 | 0
[48 empty] | 2017-12-10 02:00 | 12 | 10 | 2 | 0 | 0% | 2017-11-09 01:00 | 11 | 9 | 1 | 11 | 9 | 1 | 17.6825 | 17.6825 | 0 | 17.6825 | 17.6825 | 0
[48 empty] | 2017-12-10 03:00 | 12 | 10 | 3 | 0 | 0% | 2017-11-09 02:00 | 11 | 9 | 2 | 11 | 9 | 2 | 17.5125 | 17.5125 | 0 | 17.5125 | 17.5125 | 0
[48 empty] | 2017-12-10 04:00 | 12 | 10 | 4 | 0 | 0% | 2017-11-09 03:00 | 11 | 9 | 3 | 11 | 9 | 3 | 17.835 | 17.8425 | 0 | 17.8425 | 17.8425 | 0
[48 empty] | 2017-12-10 05:00 | 12 | 10 | 5 | 0 | 0% | 2017-11-09 04:00 | 11 | 9 | 4 | 11 | 9 | 4 | 16.6275 | 18.795 | 0 | 18.795 | 19.095 | 0
[48 empty] | 2017-12-10 06:00 | 12 | 10 | 6 | 0 | 0% | 2017-11-09 05:00 | 11 | 9 | 5 | 11 | 9 | 5 | 19.6025 | 19.71 | 0 | 19.7175 | 19.7075 | 0
[48 empty] | 2017-12-10 07:00 | 12 | 10 | 7 | 126.8369 | 12.81% | 2017-11-09 06:00 | 11 | 9 | 6 | 11 | 9 | 6 | 27.625 | 64.3275 | 0 | 69.3075 | 37.3225 | 0
[48 empty] | 2017-12-10 08:00 | 12 | 10 | 8 | 368.7412 | 37.25% | 2017-11-09 07:00 | 11 | 9 | 7 | 11 | 9 | 7 | 31.1675 | 74.9175 | 0 | 80.9125 | 41.18 | 0
[48 empty] | 2017-12-10 09:00 | 12 | 10 | 9 | 550.5829 | 55.61% | 2017-11-09 08:00 | 11 | 9 | 8 | 11 | 9 | 8 | 30.42 | 46.6075 | 0 | 48.8175 | 30.6 | 0
[48 empty] | 2017-12-10 10:00 | 12 | 10 | 10 | 502.2485 | 50.73% | 2017-11-09 09:00 | 11 | 9 | 9 | 11 | 9 | 9 | 27.6575 | 27.8275 | 0 | 27.855 | 27.67 | 0
[48 empty] | 2017-12-10 11:00 | 12 | 10 | 11 | 553.6643 | 55.93% | 2017-11-09 10:00 | 11 | 9 | 10 | 11 | 9 | 10 | 25.8 | 25.8 | 0 | 25.8 | 25.8 | 0
[48 empty] | 2017-12-10 12:00 | 12 | 10 | 12 | 441.7424 | 44.62% | 2017-11-09 11:00 | 11 | 9 | 11 | 11 | 9 | 11 | 22.08 | 22.08 | 0 | 22.08 | 22.08 | 0
[48 empty] | 2017-12-10 13:00 | 12 | 10 | 13 | 559.1429 | 56.48% | 2017-11-09 12:00 | 11 | 9 | 12 | 11 | 9 | 12 | 20.4825 | 20.4825 | 0 | 20.4825 | 20.4825 | 0
[48 empty] | 2017-12-10 14:00 | 12 | 10 | 14 | 365.1804 | 36.89% | 2017-11-09 13:00 | 11 | 9 | 13 | 11 | 9 | 13 | 20.06 | 20.06 | 0 | 20.06 | 20.06 | 0
[48 empty] | 2017-12-10 15:00 | 12 | 10 | 15 | 320.5427 | 32.38% | 2017-11-09 14:00 | 11 | 9 | 14 | 11 | 9 | 14 | 19.8725 | 19.8725 | 0 | 19.8725 | 19.8725 | 0
[48 empty] | 2017-12-10 16:00 | 12 | 10 | 16 | 5.9808 | 0.6041% | 2017-11-09 15:00 | 11 | 9 | 15 | 11 | 9 | 15 | 19.4225 | 19.4225 | 0 | 19.4225 | 19.4225 | 0
[48 empty] | 2017-12-10 17:00 | 12 | 10 | 17 | 0 | 0% | 2017-11-09 16:00 | 11 | 9 | 16 | 11 | 9 | 16 | 19.5525 | 19.5525 | 0 | 19.5525 | 19.5525 | 0
[48 empty] | 2017-12-10 18:00 | 12 | 10 | 18 | 0 | 0% | 2017-11-09 17:00 | 11 | 9 | 17 | 11 | 9 | 17 | 20.705 | 20.705 | 0 | 20.705 | 20.705 | 0
[48 empty] | 2017-12-10 19:00 | 12 | 10 | 19 | 0 | 0% | 2017-11-09 18:00 | 11 | 9 | 18 | 11 | 9 | 18 | 20.715 | 20.715 | 0 | 20.715 | 20.715 | 0
[48 empty] | 2017-12-10 20:00 | 12 | 10 | 20 | 0 | 0% | 2017-11-09 19:00 | 11 | 9 | 19 | 11 | 9 | 19 | 19.995 | 19.995 | 0 | 19.995 | 19.995 | 0
[48 empty] | 2017-12-10 21:00 | 12 | 10 | 21 | 0 | 0% | 2017-11-09 20:00 | 11 | 9 | 20 | 11 | 9 | 20 | 21.595 | 20.1025 | 0 | 20.105 | 20.0925 | 0
[48 empty] | 2017-12-10 22:00 | 12 | 10 | 22 | 0 | 0% | 2017-11-09 21:00 | 11 | 9 | 21 | 11 | 9 | 21 | 20.2075 | 19.4 | 0 | 19.4 | 19.3925 | 0
[48 empty] | 2017-12-10 23:00 | 12 | 10 | 23 | 0 | 0% | 2017-11-09 22:00 | 11 | 9 | 22 | 11 | 9 | 22 | 19.095 | 19.0825 | 0 | 19.085 | 19.0825 | 0
[48 empty] | 2017-12-11 | 12 | 11 | 0 | 0 | 0% | 2017-11-09 23:00 | 11 | 9 | 23 | 11 | 9 | 23 | 17.925 | 17.925 | 0 | 17.925 | 17.925 | 0
[48 empty] | 2017-12-11 01:00 | 12 | 11 | 1 | 0 | 0% | 2017-11-10 | 11 | 10 | 0 | 11 | 10 | 0 | 16.9475 | 16.9475 | 0 | 16.9475 | 16.9475 | 0
[48 empty] | 2017-12-11 02:00 | 12 | 11 | 2 | 0 | 0% | 2017-11-10 01:00 | 11 | 10 | 1 | 11 | 10 | 1 | 16.9475 | 16.9475 | 0 | 16.9475 | 16.9475 | 0
[48 empty] | 2017-12-11 03:00 | 12 | 11 | 3 | 0 | 0% | 2017-11-10 02:00 | 11 | 10 | 2 | 11 | 10 | 2 | 17.3325 | 17.3325 | 0 | 17.3325 | 17.3325 | 0
[48 empty] | 2017-12-11 04:00 | 12 | 11 | 4 | 0 | 0% | 2017-11-10 03:00 | 11 | 10 | 3 | 11 | 10 | 3 | 17.475 | 17.475 | 0 | 17.475 | 17.475 | 0
[48 empty] | 2017-12-11 05:00 | 12 | 11 | 5 | 0 | 0% | 2017-11-10 04:00 | 11 | 10 | 4 | 11 | 10 | 4 | 18.3575 | 18.3575 | 0 | 18.3575 | 18.3575 | 0
[48 empty] | 2017-12-11 06:00 | 12 | 11 | 6 | 0 | 0% | 2017-11-10 05:00 | 11 | 10 | 5 | 11 | 10 | 5 | 18.935 | 18.9375 | 0 | 18.9375 | 18.935 | 0
[48 empty] | 2017-12-11 07:00 | 12 | 11 | 7 | 120.227 | 12.14% | 2017-11-10 06:00 | 11 | 10 | 6 | 11 | 10 | 6 | 20.4175 | 20.425 | 0 | 20.43 | 20.4175 | 0
[48 empty] | 2017-12-11 08:00 | 12 | 11 | 8 | 385.1402 | 38.9% | 2017-11-10 07:00 | 11 | 10 | 7 | 11 | 10 | 7 | 20.5725 | 20.575 | 0 | 20.575 | 20.5725 | 0
[48 empty] | 2017-12-11 09:00 | 12 | 11 | 9 | 544.9453 | 55.04% | 2017-11-10 08:00 | 11 | 10 | 8 | 11 | 10 | 8 | 20.7025 | 20.7025 | 0 | 20.7025 | 20.7025 | 0
[48 empty] | 2017-12-11 10:00 | 12 | 11 | 10 | 484.0828 | 48.9% | 2017-11-10 09:00 | 11 | 10 | 9 | 11 | 10 | 9 | 27.835 | 21.2825 | 0 | 21.2975 | 21.22 | 0
[48 empty] | 2017-12-11 11:00 | 12 | 11 | 11 | 581.5258 | 58.74% | 2017-11-10 10:00 | 11 | 10 | 10 | 11 | 10 | 10 | 35.82 | 20.9325 | 0 | 20.97 | 20.8075 | 0
[48 empty] | 2017-12-11 12:00 | 12 | 11 | 12 | 488.4384 | 49.34% | 2017-11-10 11:00 | 11 | 10 | 11 | 11 | 10 | 11 | 22.8975 | 21.34 | 0 | 21.37 | 21.335 | 0
[48 empty] | 2017-12-11 13:00 | 12 | 11 | 13 | 519.3236 | 52.46% | 2017-11-10 12:00 | 11 | 10 | 12 | 11 | 10 | 12 | 20.9325 | 20.39 | 0 | 20.4075 | 20.395 | 0
[48 empty] | 2017-12-11 14:00 | 12 | 11 | 14 | 584.6766 | 59.06% | 2017-11-10 13:00 | 11 | 10 | 13 | 11 | 10 | 13 | 20.07 | 20.1975 | 0 | 20.2125 | 20.085 | 0
[48 empty] | 2017-12-11 15:00 | 12 | 11 | 15 | 365.7961 | 36.95% | 2017-11-10 14:00 | 11 | 10 | 14 | 11 | 10 | 14 | 19.65 | 19.59 | 0 | 19.5975 | 19.5875 | 0
[48 empty] | 2017-12-11 16:00 | 12 | 11 | 16 | 43.0748 | 4.351% | 2017-11-10 15:00 | 11 | 10 | 15 | 11 | 10 | 15 | 19.2825 | 19.135 | 0 | 19.165 | 18.97 | 0
[48 empty] | 2017-12-11 17:00 | 12 | 11 | 17 | 0 | 0% | 2017-11-10 16:00 | 11 | 10 | 16 | 11 | 10 | 16 | 19.505 | 19.195 | 0 | 19.2175 | 19.24 | 0
[48 empty] | 2017-12-11 18:00 | 12 | 11 | 18 | 0 | 0% | 2017-11-10 17:00 | 11 | 10 | 17 | 11 | 10 | 17 | 20.8125 | 19.4125 | 0 | 19.435 | 20.5125 | 0
[48 empty] | 2017-12-11 19:00 | 12 | 11 | 19 | 0 | 0% | 2017-11-10 18:00 | 11 | 10 | 18 | 11 | 10 | 18 | 19.805 | 19.18 | 0 | 19.4 | 19.89 | 0
[48 empty] | 2017-12-11 20:00 | 12 | 11 | 20 | 0 | 0% | 2017-11-10 19:00 | 11 | 10 | 19 | 11 | 10 | 19 | 19.9075 | 18.67 | 0 | 20.105 | 21.0825 | 0
[48 empty] | 2017-12-11 21:00 | 12 | 11 | 21 | 0 | 0% | 2017-11-10 20:00 | 11 | 10 | 20 | 11 | 10 | 20 | 20.035 | 18.0325 | 0 | 19.5175 | 21.07 | 0
[48 empty] | 2017-12-11 22:00 | 12 | 11 | 22 | 0 | 0% | 2017-11-10 21:00 | 11 | 10 | 21 | 11 | 10 | 21 | 19.95 | 11.2225 | 0 | 21.46 | 28.225 | 0
[48 empty] | 2017-12-11 23:00 | 12 | 11 | 23 | 0 | 0% | 2017-11-10 22:00 | 11 | 10 | 22 | 11 | 10 | 22 | 17.405 | 11.1 | 0 | 17.7125 | 22.5325 | 0
[48 empty] | 2017-12-12 | 12 | 12 | 0 | 0 | 0% | 2017-11-10 23:00 | 11 | 10 | 23 | 11 | 10 | 23 | 16.9925 | 11.3225 | 0 | 17.34 | 21.635 | 0
[48 empty] | 2017-12-12 01:00 | 12 | 12 | 1 | 0 | 0% | 2017-11-11 | 11 | 11 | 0 | 11 | 11 | 0 | 17.64 | 11.8075 | 0 | 18.585 | 22.9875 | 0
[48 empty] | 2017-12-12 02:00 | 12 | 12 | 2 | 0 | 0% | 2017-11-11 01:00 | 11 | 11 | 1 | 11 | 11 | 1 | 15.82 | 10.375 | 0 | 16.675 | 20.765 | 0
[48 empty] | 2017-12-12 03:00 | 12 | 12 | 3 | 0 | 0% | 2017-11-11 02:00 | 11 | 11 | 2 | 11 | 11 | 2 | 16.1675 | 13.8925 | 0 | 16.2775 | 17.905 | 0
[48 empty] | 2017-12-12 04:00 | 12 | 12 | 4 | 0 | 0% | 2017-11-11 03:00 | 11 | 11 | 3 | 11 | 11 | 3 | 11.3375 | 6.4475 | 0 | 7.725 | 11.475 | 0
[48 empty] | 2017-12-12 05:00 | 12 | 12 | 5 | 0 | 0% | 2017-11-11 04:00 | 11 | 11 | 4 | 11 | 11 | 4 | 14.85 | 14.8575 | 0 | 16.305 | 15.325 | 0
[48 empty] | 2017-12-12 06:00 | 12 | 12 | 6 | 0 | 0% | 2017-11-11 05:00 | 11 | 11 | 5 | 11 | 11 | 5 | 15.775 | 14.0925 | 0 | 15.515 | 16.74 | 0
[48 empty] | 2017-12-12 07:00 | 12 | 12 | 7 | 185.7341 | 18.76% | 2017-11-11 06:00 | 11 | 11 | 6 | 11 | 11 | 6 | 16.6225 | 15.29 | 0 | 16.72 | 17.6875 | 0
[48 empty] | 2017-12-12 08:00 | 12 | 12 | 8 | 656.6982 | 66.33% | 2017-11-11 07:00 | 11 | 11 | 7 | 11 | 11 | 7 | 17.31 | 16.14 | 0 | 17.5825 | 18.4375 | 0
[48 empty] | 2017-12-12 09:00 | 12 | 12 | 9 | 712.6439 | 71.98% | 2017-11-11 08:00 | 11 | 11 | 8 | 11 | 11 | 8 | 19.09 | 12.5425 | 0 | 20.4875 | 25.4475 | 0
[48 empty] | 2017-12-12 10:00 | 12 | 12 | 10 | 671.8452 | 67.86% | 2017-11-11 09:00 | 11 | 11 | 9 | 11 | 11 | 9 | 20.3025 | 11.8875 | 0 | 22.375 | 28.7675 | 0
[48 empty] | 2017-12-12 11:00 | 12 | 12 | 11 | 625.6221 | 63.19% | 2017-11-11 10:00 | 11 | 11 | 10 | 11 | 11 | 10 | 19.06 | 13.31 | 0 | 21.81 | 25.87 | 0
[48 empty] | 2017-12-12 12:00 | 12 | 12 | 12 | 637.401 | 64.38% | 2017-11-11 11:00 | 11 | 11 | 11 | 11 | 11 | 11 | 18.9025 | 10.9925 | 0 | 20.3225 | 26.6 | 0
[48 empty] | 2017-12-12 13:00 | 12 | 12 | 13 | 689.7447 | 69.67% | 2017-11-11 12:00 | 11 | 11 | 12 | 11 | 11 | 12 | 18.4475 | 11.955 | 0 | 19.8575 | 24.69 | 0
[48 empty] | 2017-12-12 14:00 | 12 | 12 | 14 | 695.0419 | 70.21% | 2017-11-11 13:00 | 11 | 11 | 13 | 11 | 11 | 13 | 18.7975 | 10.24 | 0 | 18.995 | 25.76 | 0
[48 empty] | 2017-12-12 15:00 | 12 | 12 | 15 | 477.4725 | 48.23% | 2017-11-11 14:00 | 11 | 11 | 14 | 11 | 11 | 14 | 17.89 | 11.7075 | 0 | 17.1925 | 22.005 | 0
[48 empty] | 2017-12-12 16:00 | 12 | 12 | 16 | 35.9659 | 3.633% | 2017-11-11 15:00 | 11 | 11 | 15 | 11 | 11 | 15 | 18.435 | 16.345 | 0 | 17.755 | 19.36 | 0
[48 empty] | 2017-12-12 17:00 | 12 | 12 | 17 | 0 | 0% | 2017-11-11 16:00 | 11 | 11 | 16 | 11 | 11 | 16 | 19.1275 | 17.65 | 0 | 19.0225 | 20.1625 | 0
[48 empty] | 2017-12-12 18:00 | 12 | 12 | 18 | 0 | 0% | 2017-11-11 17:00 | 11 | 11 | 17 | 11 | 11 | 17 | 20.475 | 19.2625 | 0 | 20.64 | 21.6075 | 0
[48 empty] | 2017-12-12 19:00 | 12 | 12 | 19 | 0 | 0% | 2017-11-11 18:00 | 11 | 11 | 18 | 11 | 11 | 18 | 19.865 | 18.66 | 0 | 20.0425 | 20.995 | 0
[48 empty] | 2017-12-12 20:00 | 12 | 12 | 20 | 0 | 0% | 2017-11-11 19:00 | 11 | 11 | 19 | 11 | 11 | 19 | 19.3 | 17.085 | 0 | 18.4675 | 20.195 | 0
[48 empty] | 2017-12-12 21:00 | 12 | 12 | 21 | 0 | 0% | 2017-11-11 20:00 | 11 | 11 | 20 | 11 | 11 | 20 | 19.6275 | 18.01 | 0 | 19.4125 | 20.665 | 0
[48 empty] | 2017-12-12 22:00 | 12 | 12 | 22 | 0 | 0% | 2017-11-11 21:00 | 11 | 11 | 21 | 11 | 11 | 21 | 18.7925 | 16.99 | 0 | 18.3775 | 19.7575 | 0
[48 empty] | 2017-12-12 23:00 | 12 | 12 | 23 | 0 | 0% | 2017-11-11 22:00 | 11 | 11 | 22 | 11 | 11 | 22 | 18.1425 | 16.35 | 0 | 17.725 | 19.0875 | 0
[48 empty] | 2017-12-13 | 12 | 13 | 0 | 0 | 0% | 2017-11-11 23:00 | 11 | 11 | 23 | 11 | 11 | 23 | 17.3875 | 16.1975 | 0 | 17.1975 | 18.1 | 0
[48 empty] | 2017-12-13 01:00 | 12 | 13 | 1 | 0 | 0% | 2017-11-12 | 11 | 12 | 0 | 11 | 12 | 0 | 16.49 | 16.34 | 0 | 16.3425 | 16.46 | 0
[48 empty] | 2017-12-13 02:00 | 12 | 13 | 2 | 0 | 0% | 2017-11-12 01:00 | 11 | 12 | 1 | 11 | 12 | 1 | 16.44 | 15.3625 | 0 | 16.605 | 17.3875 | 0
[48 empty] | 2017-12-13 03:00 | 12 | 13 | 3 | 0 | 0% | 2017-11-12 02:00 | 11 | 12 | 2 | 11 | 12 | 2 | 16.325 | 15.1475 | 0 | 16.5175 | 17.3625 | 0
[48 empty] | 2017-12-13 04:00 | 12 | 13 | 4 | 0 | 0% | 2017-11-12 03:00 | 11 | 12 | 3 | 11 | 12 | 3 | 16.7425 | 16.36 | 0 | 16.81 | 17.08 | 0
[48 empty] | 2017-12-13 05:00 | 12 | 13 | 5 | 0 | 0% | 2017-11-12 04:00 | 11 | 12 | 4 | 11 | 12 | 4 | 17.67 | 17.575 | 0 | 17.575 | 17.635 | 0
[48 empty] | 2017-12-13 06:00 | 12 | 13 | 6 | 0 | 0% | 2017-11-12 05:00 | 11 | 12 | 5 | 11 | 12 | 5 | 18.82 | 18.7825 | 0 | 18.7825 | 18.81 | 0
[48 empty] | 2017-12-13 07:00 | 12 | 13 | 7 | 187.8519 | 18.97% | 2017-11-12 06:00 | 11 | 12 | 6 | 11 | 12 | 6 | 18.615 | 18.5975 | 0 | 18.5975 | 18.61 | 0
[48 empty] | 2017-12-13 08:00 | 12 | 13 | 8 | 665.3884 | 67.21% | 2017-11-12 07:00 | 11 | 12 | 7 | 11 | 12 | 7 | 18.875 | 18.865 | 0 | 18.87 | 18.875 | 0
[48 empty] | 2017-12-13 09:00 | 12 | 13 | 9 | 694.9521 | 70.2% | 2017-11-12 08:00 | 11 | 12 | 8 | 11 | 12 | 8 | 19.8575 | 19.425 | 0 | 19.435 | 19.6975 | 0
[48 empty] | 2017-12-13 10:00 | 12 | 13 | 10 | 594.3063 | 60.03% | 2017-11-12 09:00 | 11 | 12 | 9 | 11 | 12 | 9 | 29.0875 | 22.7075 | 0 | 22.805 | 26.4325 | 0
[48 empty] | 2017-12-13 11:00 | 12 | 13 | 11 | 596.5211 | 60.25% | 2017-11-12 10:00 | 11 | 12 | 10 | 11 | 12 | 10 | 21.3675 | 20.495 | 0 | 20.51 | 20.9925 | 0
[48 empty] | 2017-12-13 12:00 | 12 | 13 | 12 | 592.3035 | 59.83% | 2017-11-12 11:00 | 11 | 12 | 11 | 11 | 12 | 11 | 20.8975 | 20.455 | 0 | 20.4625 | 20.7025 | 0
[48 empty] | 2017-12-13 13:00 | 12 | 13 | 13 | 570.3966 | 57.62% | 2017-11-12 12:00 | 11 | 12 | 12 | 11 | 12 | 12 | 20.5425 | 20.2 | 0 | 20.2075 | 20.39 | 0
[48 empty] | 2017-12-13 14:00 | 12 | 13 | 14 | 510.0802 | 51.52% | 2017-11-12 13:00 | 11 | 12 | 13 | 11 | 12 | 13 | 20.975 | 20.68 | 0 | 20.68 | 20.85 | 0
[48 empty] | 2017-12-13 15:00 | 12 | 13 | 15 | 407.308 | 41.14% | 2017-11-12 14:00 | 11 | 12 | 14 | 11 | 12 | 14 | 21.21 | 21.12 | 0 | 21.1225 | 21.1725 | 0
[48 empty] | 2017-12-13 16:00 | 12 | 13 | 16 | 43.0945 | 4.353% | 2017-11-12 15:00 | 11 | 12 | 15 | 11 | 12 | 15 | 22.6475 | 22.645 | 0 | 22.645 | 22.6475 | 0
[48 empty] | 2017-12-13 17:00 | 12 | 13 | 17 | 0 | 0% | 2017-11-12 16:00 | 11 | 12 | 16 | 11 | 12 | 16 | 26.85 | 26.8825 | 0 | 26.8825 | 26.8625 | 0
[48 empty] | 2017-12-13 18:00 | 12 | 13 | 18 | 0 | 0% | 2017-11-12 17:00 | 11 | 12 | 17 | 11 | 12 | 17 | 95.7025 | 94.9025 | 0 | 95.7025 | 95.7025 | 0
[48 empty] | 2017-12-13 19:00 | 12 | 13 | 19 | 0 | 0% | 2017-11-12 18:00 | 11 | 12 | 18 | 11 | 12 | 18 | 93.095 | 92.305 | 0 | 93.095 | 93.095 | 0
[48 empty] | 2017-12-13 20:00 | 12 | 13 | 20 | 0 | 0% | 2017-11-12 19:00 | 11 | 12 | 19 | 11 | 12 | 19 | 27.2825 | 27.2825 | 0 | 27.2825 | 27.2825 | 0
[48 empty] | 2017-12-13 21:00 | 12 | 13 | 21 | 0 | 0% | 2017-11-12 20:00 | 11 | 12 | 20 | 11 | 12 | 20 | 226.77 | 224.225 | 0 | 226.77 | 226.77 | 0
[48 empty] | 2017-12-13 22:00 | 12 | 13 | 22 | 0 | 0% | 2017-11-12 21:00 | 11 | 12 | 21 | 11 | 12 | 21 | 27.67 | 27.67 | 0 | 27.67 | 27.67 | 0
[48 empty] | 2017-12-13 23:00 | 12 | 13 | 23 | 0 | 0% | 2017-11-12 22:00 | 11 | 12 | 22 | 11 | 12 | 22 | 27.2775 | 27.2725 | 0 | 27.2775 | 27.2775 | 0
[48 empty] | 2017-12-14 | 12 | 14 | 0 | 0 | 0% | 2017-11-12 23:00 | 11 | 12 | 23 | 11 | 12 | 23 | 25.705 | 22.3375 | 0 | 22.3775 | 24.27 | 0
[48 empty] | 2017-12-14 01:00 | 12 | 14 | 1 | 0 | 0% | 2017-11-13 | 11 | 13 | 0 | 11 | 13 | 0 | 19.47 | 19.2275 | 0 | 19.23 | 19.365 | 0
[48 empty] | 2017-12-14 02:00 | 12 | 14 | 2 | 0 | 0% | 2017-11-13 01:00 | 11 | 13 | 1 | 11 | 13 | 1 | 19.06 | 19.03 | 0 | 19.03 | 19.0425 | 0
[48 empty] | 2017-12-14 03:00 | 12 | 14 | 3 | 0 | 0% | 2017-11-13 02:00 | 11 | 13 | 2 | 11 | 13 | 2 | 18.7675 | 18.74 | 0 | 18.7425 | 18.7575 | 0
[48 empty] | 2017-12-14 04:00 | 12 | 14 | 4 | 0 | 0% | 2017-11-13 03:00 | 11 | 13 | 3 | 11 | 13 | 3 | 18.5625 | 18.5075 | 0 | 18.5075 | 18.5425 | 0
[48 empty] | 2017-12-14 05:00 | 12 | 14 | 5 | 0 | 0% | 2017-11-13 04:00 | 11 | 13 | 4 | 11 | 13 | 4 | 19.055 | 19.055 | 0 | 19.055 | 19.055 | 0
[48 empty] | 2017-12-14 06:00 | 12 | 14 | 6 | 0 | 0% | 2017-11-13 05:00 | 11 | 13 | 5 | 11 | 13 | 5 | 20.8625 | 20.8425 | 0 | 20.8625 | 20.8625 | 0
[48 empty] | 2017-12-14 07:00 | 12 | 14 | 7 | 197.5762 | 19.96% | 2017-11-13 06:00 | 11 | 13 | 6 | 11 | 13 | 6 | 22.4075 | 22.4475 | 0 | 22.4475 | 22.405 | 0
[48 empty] | 2017-12-14 08:00 | 12 | 14 | 8 | 564.7131 | 57.04% | 2017-11-13 07:00 | 11 | 13 | 7 | 11 | 13 | 7 | 21.9875 | 22.0325 | 0 | 22.0325 | 21.9875 | 0
[48 empty] | 2017-12-14 09:00 | 12 | 14 | 9 | 687.6609 | 69.46% | 2017-11-13 08:00 | 11 | 13 | 8 | 11 | 13 | 8 | 30.7175 | 30.8525 | 0 | 30.87 | 30.705 | 0
[48 empty] | 2017-12-14 10:00 | 12 | 14 | 10 | 632.6234 | 63.9% | 2017-11-13 09:00 | 11 | 13 | 9 | 11 | 13 | 9 | 28.885 | 28.995 | 0 | 29.0175 | 28.87 | 0
[48 empty] | 2017-12-14 11:00 | 12 | 14 | 11 | 648.8177 | 65.54% | 2017-11-13 10:00 | 11 | 13 | 10 | 11 | 13 | 10 | 33.125 | 33.31 | 0 | 33.31 | 33.11 | 0
[48 empty] | 2017-12-14 12:00 | 12 | 14 | 12 | 355.3633 | 35.9% | 2017-11-13 11:00 | 11 | 13 | 11 | 11 | 13 | 11 | 26.8925 | 26.9125 | 0 | 26.9925 | 26.885 | 0
[48 empty] | 2017-12-14 13:00 | 12 | 14 | 13 | 633.0054 | 63.94% | 2017-11-13 12:00 | 11 | 13 | 12 | 11 | 13 | 12 | 25.67 | 25.6675 | 0 | 25.755 | 25.6675 | 0
[48 empty] | 2017-12-14 14:00 | 12 | 14 | 14 | 644.7503 | 65.13% | 2017-11-13 13:00 | 11 | 13 | 13 | 11 | 13 | 13 | 59.8575 | 59.93 | 0 | 60.37 | 59.8275 | 0
[48 empty] | 2017-12-14 15:00 | 12 | 14 | 15 | 531.342 | 53.67% | 2017-11-13 14:00 | 11 | 13 | 14 | 11 | 13 | 14 | 27.205 | 27.3025 | 0 | 27.315 | 27.1975 | 0
[48 empty] | 2017-12-14 16:00 | 12 | 14 | 16 | 50.2313 | 5.074% | 2017-11-13 15:00 | 11 | 13 | 15 | 11 | 13 | 15 | 25.0025 | 25.09 | 0 | 25.085 | 25.0025 | 0
[48 empty] | 2017-12-14 17:00 | 12 | 14 | 17 | 0 | 0% | 2017-11-13 16:00 | 11 | 13 | 16 | 11 | 13 | 16 | 24.385 | 24.465 | 0 | 24.465 | 24.385 | 0
[48 empty] | 2017-12-14 18:00 | 12 | 14 | 18 | 0 | 0% | 2017-11-13 17:00 | 11 | 13 | 17 | 11 | 13 | 17 | 39.33 | 39.4825 | 0 | 39.6 | 39.3525 | 0
[48 empty] | 2017-12-14 19:00 | 12 | 14 | 19 | 0 | 0% | 2017-11-13 18:00 | 11 | 13 | 18 | 11 | 13 | 18 | 37.165 | 37.1675 | 0 | 37.175 | 37.1675 | 0
[48 empty] | 2017-12-14 20:00 | 12 | 14 | 20 | 0 | 0% | 2017-11-13 19:00 | 11 | 13 | 19 | 11 | 13 | 19 | 29.505 | 29.6475 | 0 | 29.6475 | 29.5275 | 0
[48 empty] | 2017-12-14 21:00 | 12 | 14 | 21 | 0 | 0% | 2017-11-13 20:00 | 11 | 13 | 20 | 11 | 13 | 20 | 37.9175 | 37.9575 | 0 | 38.08 | 37.9475 | 0
[48 empty] | 2017-12-14 22:00 | 12 | 14 | 22 | 0 | 0% | 2017-11-13 21:00 | 11 | 13 | 21 | 11 | 13 | 21 | 22.62 | 22.6525 | 0 | 22.65 | 22.625 | 0
[48 empty] | 2017-12-14 23:00 | 12 | 14 | 23 | 0 | 0% | 2017-11-13 22:00 | 11 | 13 | 22 | 11 | 13 | 22 | 35.2475 | 35.3525 | 0 | 35.4625 | 35.2725 | 0
[48 empty] | 2017-12-15 | 12 | 15 | 0 | 0 | 0% | 2017-11-13 23:00 | 11 | 13 | 23 | 11 | 13 | 23 | 19.3825 | 19.4025 | 0 | 19.4025 | 19.3825 | 0
[48 empty] | 2017-12-15 01:00 | 12 | 15 | 1 | 0 | 0% | 2017-11-14 | 11 | 14 | 0 | 11 | 14 | 0 | 20.185 | 20.215 | 0 | 20.22 | 20.1825 | 0
[48 empty] | 2017-12-15 02:00 | 12 | 15 | 2 | 0 | 0% | 2017-11-14 01:00 | 11 | 14 | 1 | 11 | 14 | 1 | 19.14 | 19.16 | 0 | 19.16 | 19.1375 | 0
[48 empty] | 2017-12-15 03:00 | 12 | 15 | 3 | 0 | 0% | 2017-11-14 02:00 | 11 | 14 | 2 | 11 | 14 | 2 | 18.9825 | 19.0025 | 0 | 19.0025 | 18.9775 | 0
[48 empty] | 2017-12-15 04:00 | 12 | 15 | 4 | 0 | 0% | 2017-11-14 03:00 | 11 | 14 | 3 | 11 | 14 | 3 | 18.37 | 18.37 | 0 | 18.37 | 18.37 | 0
[48 empty] | 2017-12-15 05:00 | 12 | 15 | 5 | 0 | 0% | 2017-11-14 04:00 | 11 | 14 | 4 | 11 | 14 | 4 | 18.785 | 18.785 | 0 | 18.785 | 18.785 | 0
[48 empty] | 2017-12-15 06:00 | 12 | 15 | 6 | 0 | 0% | 2017-11-14 05:00 | 11 | 14 | 5 | 11 | 14 | 5 | 19.43 | 19.43 | 0 | 19.4325 | 19.43 | 0
[48 empty] | 2017-12-15 07:00 | 12 | 15 | 7 | 183.3228 | 18.52% | 2017-11-14 06:00 | 11 | 14 | 6 | 11 | 14 | 6 | 21.3425 | 20.0725 | 0 | 21.665 | 22.5025 | 0
[48 empty] | 2017-12-15 08:00 | 12 | 15 | 8 | 668.6708 | 67.54% | 2017-11-14 07:00 | 11 | 14 | 7 | 11 | 14 | 7 | 21.185 | 19.925 | 0 | 21.45 | 22.345 | 0
[48 empty] | 2017-12-15 09:00 | 12 | 15 | 9 | 722.5242 | 72.98% | 2017-11-14 08:00 | 11 | 14 | 8 | 11 | 14 | 8 | 19.915 | 18.855 | 0 | 20.12 | 20.875 | 0
[48 empty] | 2017-12-15 10:00 | 12 | 15 | 10 | 671.8384 | 67.86% | 2017-11-14 09:00 | 11 | 14 | 9 | 11 | 14 | 9 | 19.6525 | 19.21 | 0 | 19.5425 | 19.8575 | 0
[48 empty] | 2017-12-15 11:00 | 12 | 15 | 11 | 618.6006 | 62.48% | 2017-11-14 10:00 | 11 | 14 | 10 | 11 | 14 | 10 | 20.7775 | 19.3725 | 0 | 19.49 | 20.475 | 0
[48 empty] | 2017-12-15 12:00 | 12 | 15 | 12 | 597.8773 | 60.39% | 2017-11-14 11:00 | 11 | 14 | 11 | 11 | 14 | 11 | 21.3375 | 19.2 | 0 | 19.375 | 20.885 | 0
[48 empty] | 2017-12-15 13:00 | 12 | 15 | 13 | 681.9886 | 68.89% | 2017-11-14 12:00 | 11 | 14 | 12 | 11 | 14 | 12 | 22.1825 | 19.335 | 0 | 19.5775 | 21.5825 | 0
[48 empty] | 2017-12-15 14:00 | 12 | 15 | 14 | 659.2957 | 66.6% | 2017-11-14 13:00 | 11 | 14 | 13 | 11 | 14 | 13 | 23.6475 | 19.12 | 0 | 20.0025 | 22.4475 | 0
[48 empty] | 2017-12-15 15:00 | 12 | 15 | 15 | 485.1432 | 49% | 2017-11-14 14:00 | 11 | 14 | 14 | 11 | 14 | 14 | 26.6325 | 19.345 | 0 | 20.3975 | 24.4325 | 0
[48 empty] | 2017-12-15 16:00 | 12 | 15 | 16 | 44.3873 | 4.484% | 2017-11-14 15:00 | 11 | 14 | 15 | 11 | 14 | 15 | 25.2375 | 18.8225 | 0 | 20.3925 | 24.5625 | 0
[48 empty] | 2017-12-15 17:00 | 12 | 15 | 17 | 0 | 0% | 2017-11-14 16:00 | 11 | 14 | 16 | 11 | 14 | 16 | 23.1275 | 19.1225 | 0 | 20.33 | 23.11 | 0
[48 empty] | 2017-12-15 18:00 | 12 | 15 | 18 | 0 | 0% | 2017-11-14 17:00 | 11 | 14 | 17 | 11 | 14 | 17 | 23.29 | 21.015 | 0 | 21.22 | 22.8175 | 0
[48 empty] | 2017-12-15 19:00 | 12 | 15 | 19 | 0 | 0% | 2017-11-14 18:00 | 11 | 14 | 18 | 11 | 14 | 18 | 20.9675 | 18.7175 | 0 | 21.2425 | 20.1375 | 0
[48 empty] | 2017-12-15 20:00 | 12 | 15 | 20 | 0 | 0% | 2017-11-14 19:00 | 11 | 14 | 19 | 11 | 14 | 19 | 18.6 | 17.2975 | 0 | 24.375 | 17.985 | 0
[48 empty] | 2017-12-15 21:00 | 12 | 15 | 21 | 0 | 0% | 2017-11-14 20:00 | 11 | 14 | 20 | 11 | 14 | 20 | 18.155 | 17.115 | 0 | 24.56 | 17.52 | 0
[48 empty] | 2017-12-15 22:00 | 12 | 15 | 22 | 0 | 0% | 2017-11-14 21:00 | 11 | 14 | 21 | 11 | 14 | 21 | 17.0125 | 16.75 | 0 | 24.5075 | 16.3175 | 0
[48 empty] | 2017-12-15 23:00 | 12 | 15 | 23 | 0 | 0% | 2017-11-14 22:00 | 11 | 14 | 22 | 11 | 14 | 22 | 18.1975 | 16.41 | 0 | 22.415 | 17.6375 | 0
[48 empty] | 2017-12-16 | 12 | 16 | 0 | 0 | 0% | 2017-11-14 23:00 | 11 | 14 | 23 | 11 | 14 | 23 | 17.915 | 15.2025 | 0 | 16.2875 | 18.0775 | 0
[48 empty] | 2017-12-16 01:00 | 12 | 16 | 1 | 0 | 0% | 2017-11-15 | 11 | 15 | 0 | 11 | 15 | 0 | 15.9975 | 13.325 | 0 | 14.2625 | 15.9175 | 0
[48 empty] | 2017-12-16 02:00 | 12 | 16 | 2 | 0 | 0% | 2017-11-15 01:00 | 11 | 15 | 1 | 11 | 15 | 1 | 16.2175 | 15.2525 | 0 | 16.385 | 16.975 | 0
[48 empty] | 2017-12-16 03:00 | 12 | 16 | 3 | 0 | 0% | 2017-11-15 02:00 | 11 | 15 | 2 | 11 | 15 | 2 | 16.11 | 15.3425 | 0 | 16.405 | 16.79 | 0
[48 empty] | 2017-12-16 04:00 | 12 | 16 | 4 | 0 | 0% | 2017-11-15 03:00 | 11 | 15 | 3 | 11 | 15 | 3 | 16.5525 | 16.2325 | 0 | 16.875 | 16.8575 | 0
[48 empty] | 2017-12-16 05:00 | 12 | 16 | 5 | 0 | 0% | 2017-11-15 04:00 | 11 | 15 | 4 | 11 | 15 | 4 | 16.7675 | 17.485 | 0 | 17.5325 | 16.225 | 0
[48 empty] | 2017-12-16 06:00 | 12 | 16 | 6 | 0 | 0% | 2017-11-15 05:00 | 11 | 15 | 5 | 11 | 15 | 5 | 17.5975 | 17.8575 | 0 | 17.9325 | 16.9475 | 0
[48 empty] | 2017-12-16 07:00 | 12 | 16 | 7 | 164.7812 | 16.64% | 2017-11-15 06:00 | 11 | 15 | 6 | 11 | 15 | 6 | 19.505 | 18.355 | 0 | 18.87 | 19.1525 | 0
[48 empty] | 2017-12-16 08:00 | 12 | 16 | 8 | 613.772 | 62% | 2017-11-15 07:00 | 11 | 15 | 7 | 11 | 15 | 7 | 19.7025 | 17.75 | 0 | 18.2925 | 19.635 | 0
[48 empty] | 2017-12-16 09:00 | 12 | 16 | 9 | 719.6919 | 72.7% | 2017-11-15 08:00 | 11 | 15 | 8 | 11 | 15 | 8 | 19.0925 | 17.065 | 0 | 17.7275 | 19.19 | 0
[48 empty] | 2017-12-16 10:00 | 12 | 16 | 10 | 671.9695 | 67.88% | 2017-11-15 09:00 | 11 | 15 | 9 | 11 | 15 | 9 | 19.0375 | 13.1275 | 0 | 19.255 | 23.3475 | 0
[48 empty] | 2017-12-16 11:00 | 12 | 16 | 11 | 613.7035 | 61.99% | 2017-11-15 10:00 | 11 | 15 | 10 | 11 | 15 | 10 | 19.3725 | 12.83 | 0 | 23.025 | 24.1525 | 0
[48 empty] | 2017-12-16 12:00 | 12 | 16 | 12 | 625.561 | 63.19% | 2017-11-15 11:00 | 11 | 15 | 11 | 11 | 15 | 11 | 19.8175 | 14.185 | 0 | 26.1075 | 25.0075 | 0
[48 empty] | 2017-12-16 13:00 | 12 | 16 | 13 | 673.0689 | 67.99% | 2017-11-15 12:00 | 11 | 15 | 12 | 11 | 15 | 12 | 19.5625 | 14.9825 | 0 | 23.205 | 21.84 | 0
[48 empty] | 2017-12-16 14:00 | 12 | 16 | 14 | 682.3345 | 68.92% | 2017-11-15 13:00 | 11 | 15 | 13 | 11 | 15 | 13 | 19.7125 | 17.125 | 0 | 17.9375 | 19.5775 | 0
[48 empty] | 2017-12-16 15:00 | 12 | 16 | 15 | 482.982 | 48.79% | 2017-11-15 14:00 | 11 | 15 | 14 | 11 | 15 | 14 | 20.1875 | 17.8125 | 0 | 18.3075 | 19.545 | 0
[48 empty] | 2017-12-16 16:00 | 12 | 16 | 16 | 42.3876 | 4.282% | 2017-11-15 15:00 | 11 | 15 | 15 | 11 | 15 | 15 | 20.0975 | 13.4675 | 0 | 18.9725 | 19.4225 | 0
[48 empty] | 2017-12-16 17:00 | 12 | 16 | 17 | 0 | 0% | 2017-11-15 16:00 | 11 | 15 | 16 | 11 | 15 | 16 | 20.3825 | 20.02 | 0 | 20.305 | 20.3025 | 0
[48 empty] | 2017-12-16 18:00 | 12 | 16 | 18 | 0 | 0% | 2017-11-15 17:00 | 11 | 15 | 17 | 11 | 15 | 17 | 38.56 | 38.74 | 0 | 38.83 | 38.59 | 0
[48 empty] | 2017-12-16 19:00 | 12 | 16 | 19 | 0 | 0% | 2017-11-15 18:00 | 11 | 15 | 18 | 11 | 15 | 18 | 32.0725 | 32.125 | 0 | 32.15 | 32.0825 | 0
[48 empty] | 2017-12-16 20:00 | 12 | 16 | 20 | 0 | 0% | 2017-11-15 19:00 | 11 | 15 | 19 | 11 | 15 | 19 | 27.105 | 27.1325 | 0 | 27.1425 | 27.1125 | 0
[48 empty] | 2017-12-16 21:00 | 12 | 16 | 21 | 0 | 0% | 2017-11-15 20:00 | 11 | 15 | 20 | 11 | 15 | 20 | 26.1 | 26.1725 | 0 | 26.1725 | 26.1125 | 0
[48 empty] | 2017-12-16 22:00 | 12 | 16 | 22 | 0 | 0% | 2017-11-15 21:00 | 11 | 15 | 21 | 11 | 15 | 21 | 23.4875 | 23.5575 | 0 | 23.5575 | 23.505 | 0
[48 empty] | 2017-12-16 23:00 | 12 | 16 | 23 | 0 | 0% | 2017-11-15 22:00 | 11 | 15 | 22 | 11 | 15 | 22 | 20.7525 | 20.7525 | 0 | 20.7525 | 20.7525 | 0
[48 empty] | 2017-12-17 | 12 | 17 | 0 | 0 | 0% | 2017-11-15 23:00 | 11 | 15 | 23 | 11 | 15 | 23 | 19.05 | 19.05 | 0 | 19.05 | 19.05 | 0
[48 empty] | 2017-12-17 01:00 | 12 | 17 | 1 | 0 | 0% | 2017-11-16 | 11 | 16 | 0 | 11 | 16 | 0 | 19.1325 | 19.1325 | 0 | 19.1325 | 19.1325 | 0
[48 empty] | 2017-12-17 02:00 | 12 | 17 | 2 | 0 | 0% | 2017-11-16 01:00 | 11 | 16 | 1 | 11 | 16 | 1 | 18.89 | 18.89 | 0 | 18.89 | 18.89 | 0
[48 empty] | 2017-12-17 03:00 | 12 | 17 | 3 | 0 | 0% | 2017-11-16 02:00 | 11 | 16 | 2 | 11 | 16 | 2 | 18.0325 | 18.0325 | 0 | 18.0325 | 18.0325 | 0
[48 empty] | 2017-12-17 04:00 | 12 | 17 | 4 | 0 | 0% | 2017-11-16 03:00 | 11 | 16 | 3 | 11 | 16 | 3 | 17.91 | 17.9125 | 0 | 17.9125 | 17.91 | 0
[48 empty] | 2017-12-17 05:00 | 12 | 17 | 5 | 0 | 0% | 2017-11-16 04:00 | 11 | 16 | 4 | 11 | 16 | 4 | 18.2225 | 18.2225 | 0 | 18.2225 | 18.2225 | 0
[48 empty] | 2017-12-17 06:00 | 12 | 17 | 6 | 0 | 0% | 2017-11-16 05:00 | 11 | 16 | 5 | 11 | 16 | 5 | 18.8425 | 18.845 | 0 | 18.845 | 18.8425 | 0
[48 empty] | 2017-12-17 07:00 | 12 | 17 | 7 | 179.7402 | 18.16% | 2017-11-16 06:00 | 11 | 16 | 6 | 11 | 16 | 6 | 20.06 | 20.07 | 0 | 20.075 | 20.0625 | 0
[48 empty] | 2017-12-17 08:00 | 12 | 17 | 8 | 573.2315 | 57.9% | 2017-11-16 07:00 | 11 | 16 | 7 | 11 | 16 | 7 | 20.125 | 20.1225 | 0 | 20.1275 | 20.125 | 0
[48 empty] | 2017-12-17 09:00 | 12 | 17 | 9 | 700.6093 | 70.77% | 2017-11-16 08:00 | 11 | 16 | 8 | 11 | 16 | 8 | 22.75 | 22.75 | 0 | 22.75 | 22.75 | 0
[48 empty] | 2017-12-17 10:00 | 12 | 17 | 10 | 660.9751 | 66.77% | 2017-11-16 09:00 | 11 | 16 | 9 | 11 | 16 | 9 | 22.205 | 22.205 | 0 | 22.205 | 22.205 | 0
[48 empty] | 2017-12-17 11:00 | 12 | 17 | 11 | 598.5232 | 60.46% | 2017-11-16 10:00 | 11 | 16 | 10 | 11 | 16 | 10 | 21.26 | 21.26 | 0 | 21.26 | 21.26 | 0
[48 empty] | 2017-12-17 12:00 | 12 | 17 | 12 | 661.6567 | 66.83% | 2017-11-16 11:00 | 11 | 16 | 11 | 11 | 16 | 11 | 22.5775 | 22.0375 | 0 | 22.0875 | 22.47 | 0
[48 empty] | 2017-12-17 13:00 | 12 | 17 | 13 | 725.8747 | 73.32% | 2017-11-16 12:00 | 11 | 16 | 12 | 11 | 16 | 12 | 23.9325 | 20.4025 | 0 | 20.725 | 23.21 | 0
[48 empty] | 2017-12-17 14:00 | 12 | 17 | 14 | 749.0383 | 75.66% | 2017-11-16 13:00 | 11 | 16 | 13 | 11 | 16 | 13 | 27.3725 | 20.84 | 0 | 21.3075 | 25.785 | 0
[48 empty] | 2017-12-17 15:00 | 12 | 17 | 15 | 542.8587 | 54.83% | 2017-11-16 14:00 | 11 | 16 | 14 | 11 | 16 | 14 | 22.4675 | 19.985 | 0 | 20.2 | 21.97 | 0
[48 empty] | 2017-12-17 16:00 | 12 | 17 | 16 | 52.0187 | 5.254% | 2017-11-16 15:00 | 11 | 16 | 15 | 11 | 16 | 15 | 22.035 | 20.2325 | 0 | 20.39 | 21.6725 | 0
[48 empty] | 2017-12-17 17:00 | 12 | 17 | 17 | 0 | 0% | 2017-11-16 16:00 | 11 | 16 | 16 | 11 | 16 | 16 | 22.655 | 21.2775 | 0 | 21.4025 | 22.37 | 0
[48 empty] | 2017-12-17 18:00 | 12 | 17 | 18 | 0 | 0% | 2017-11-16 17:00 | 11 | 16 | 17 | 11 | 16 | 17 | 23.62 | 23.5625 | 0 | 23.575 | 23.6 | 0
[48 empty] | 2017-12-17 19:00 | 12 | 17 | 19 | 0 | 0% | 2017-11-16 18:00 | 11 | 16 | 18 | 11 | 16 | 18 | 20.065 | 19.9825 | 0 | 19.995 | 20.0575 | 0
[48 empty] | 2017-12-17 20:00 | 12 | 17 | 20 | 0 | 0% | 2017-11-16 19:00 | 11 | 16 | 19 | 11 | 16 | 19 | 20.79 | 17.9025 | 0 | 18.08 | 20.0425 | 0
[48 empty] | 2017-12-17 21:00 | 12 | 17 | 21 | 0 | 0% | 2017-11-16 20:00 | 11 | 16 | 20 | 11 | 16 | 20 | 20.8525 | 17.325 | 0 | 18.3425 | 20.92 | 0
[48 empty] | 2017-12-17 22:00 | 12 | 17 | 22 | 0 | 0% | 2017-11-16 21:00 | 11 | 16 | 21 | 11 | 16 | 21 | 20.3275 | 16.2375 | 0 | 17.62 | 20.6 | 0
[48 empty] | 2017-12-17 23:00 | 12 | 17 | 23 | 0 | 0% | 2017-11-16 22:00 | 11 | 16 | 22 | 11 | 16 | 22 | 17.7525 | 13.5675 | 0 | 14.91 | 17.83 | 0
[48 empty] | 2017-12-18 | 12 | 18 | 0 | 0 | 0% | 2017-11-16 23:00 | 11 | 16 | 23 | 11 | 16 | 23 | 12.055 | 6.485 | 0 | 7.725 | 11.455 | 0
[48 empty] | 2017-12-18 01:00 | 12 | 18 | 1 | 0 | 0% | 2017-11-17 | 11 | 17 | 0 | 11 | 17 | 0 | 10.035 | 4.2375 | 0 | 5.4925 | 9.47 | 0
[48 empty] | 2017-12-18 02:00 | 12 | 18 | 2 | 0 | 0% | 2017-11-17 01:00 | 11 | 17 | 1 | 11 | 17 | 1 | 9.0425 | 2.7975 | 0 | 4.0875 | 8.475 | 0
[48 empty] | 2017-12-18 03:00 | 12 | 18 | 3 | 0 | 0% | 2017-11-17 02:00 | 11 | 17 | 2 | 11 | 17 | 2 | 7.755 | 5.28 | 0 | 6.3125 | 7.975 | 0
[48 empty] | 2017-12-18 04:00 | 12 | 18 | 4 | 0 | 0% | 2017-11-17 03:00 | 11 | 17 | 3 | 11 | 17 | 3 | 7.885 | 4.5725 | 0 | 5.655 | 7.93 | 0
[48 empty] | 2017-12-18 05:00 | 12 | 18 | 5 | 0 | 0% | 2017-11-17 04:00 | 11 | 17 | 4 | 11 | 17 | 4 | 10.2275 | 5.56 | 0 | 6.765 | 10.04 | 0
[48 empty] | 2017-12-18 06:00 | 12 | 18 | 6 | 0 | 0% | 2017-11-17 05:00 | 11 | 17 | 5 | 11 | 17 | 5 | 15.9125 | 13.6025 | 0 | 14.78 | 16.4825 | 0
[48 empty] | 2017-12-18 07:00 | 12 | 18 | 7 | 121.2032 | 12.24% | 2017-11-17 06:00 | 11 | 17 | 6 | 11 | 17 | 6 | 18.97 | 17.955 | 0 | 19.13 | 19.89 | 0
[48 empty] | 2017-12-18 08:00 | 12 | 18 | 8 | 573.4683 | 57.93% | 2017-11-17 07:00 | 11 | 17 | 7 | 11 | 17 | 7 | 18.8025 | 17.7125 | 0 | 18.8825 | 19.605 | 0
[48 empty] | 2017-12-18 09:00 | 12 | 18 | 9 | 662.2947 | 66.9% | 2017-11-17 08:00 | 11 | 17 | 8 | 11 | 17 | 8 | 19.6775 | 18.465 | 0 | 19.655 | 20.4875 | 0
[48 empty] | 2017-12-18 10:00 | 12 | 18 | 10 | 632.2346 | 63.86% | 2017-11-17 09:00 | 11 | 17 | 9 | 11 | 17 | 9 | 21.49 | 19.135 | 0 | 19.6975 | 21.37 | 0
[48 empty] | 2017-12-18 11:00 | 12 | 18 | 11 | 584.9617 | 59.09% | 2017-11-17 10:00 | 11 | 17 | 10 | 11 | 17 | 10 | 20.9525 | 19.28 | 0 | 19.445 | 20.7325 | 0
[48 empty] | 2017-12-18 12:00 | 12 | 18 | 12 | 593.5355 | 59.95% | 2017-11-17 11:00 | 11 | 17 | 11 | 11 | 17 | 11 | 62.1725 | 23.525 | 0 | 27.41 | 58.9125 | 0
[48 empty] | 2017-12-18 13:00 | 12 | 18 | 13 | 620.6109 | 62.69% | 2017-11-17 12:00 | 11 | 17 | 12 | 11 | 17 | 12 | 22.66 | 20.525 | 0 | 20.785 | 22.1375 | 0
[48 empty] | 2017-12-18 14:00 | 12 | 18 | 14 | 639.3398 | 64.58% | 2017-11-17 13:00 | 11 | 17 | 13 | 11 | 17 | 13 | 30.435 | 21.8 | 0 | 22.7475 | 29.4375 | 0
[48 empty] | 2017-12-18 15:00 | 12 | 18 | 15 | 431.3145 | 43.57% | 2017-11-17 14:00 | 11 | 17 | 14 | 11 | 17 | 14 | 29.2725 | 21.9325 | 0 | 23.505 | 31.4975 | 0
[48 empty] | 2017-12-18 16:00 | 12 | 18 | 16 | 31.6259 | 3.195% | 2017-11-17 15:00 | 11 | 17 | 15 | 11 | 17 | 15 | 24.6175 | 23.0075 | 0 | 23.1875 | 25.115 | 0
[48 empty] | 2017-12-18 17:00 | 12 | 18 | 17 | 0 | 0% | 2017-11-17 16:00 | 11 | 17 | 16 | 11 | 17 | 16 | 24.6175 | 24.275 | 0 | 24.29 | 24.8325 | 0
[48 empty] | 2017-12-18 18:00 | 12 | 18 | 18 | 0 | 0% | 2017-11-17 17:00 | 11 | 17 | 17 | 11 | 17 | 17 | 20.7575 | 20.5575 | 0 | 20.4525 | 22.0775 | 0
[48 empty] | 2017-12-18 19:00 | 12 | 18 | 19 | 0 | 0% | 2017-11-17 18:00 | 11 | 17 | 18 | 11 | 17 | 18 | 21.72 | 19.5075 | 0 | 19.135 | 27.1925 | 0
[48 empty] | 2017-12-18 20:00 | 12 | 18 | 20 | 0 | 0% | 2017-11-17 19:00 | 11 | 17 | 19 | 11 | 17 | 19 | 20.6075 | 18.2025 | 0 | 17.8575 | 24.6075 | 0
[48 empty] | 2017-12-18 21:00 | 12 | 18 | 21 | 0 | 0% | 2017-11-17 20:00 | 11 | 17 | 20 | 11 | 17 | 20 | 22.265 | 17.615 | 0 | 17.425 | 30.1525 | 0
[48 empty] | 2017-12-18 22:00 | 12 | 18 | 22 | 0 | 0% | 2017-11-17 21:00 | 11 | 17 | 21 | 11 | 17 | 21 | 19.4525 | 16.03 | 0 | 15.8 | 27.515 | 0
[48 empty] | 2017-12-18 23:00 | 12 | 18 | 23 | 0 | 0% | 2017-11-17 22:00 | 11 | 17 | 22 | 11 | 17 | 22 | 18.25 | 15.54 | 0 | 16.32 | 18.93 | 0
[48 empty] | 2017-12-19 | 12 | 19 | 0 | 0 | 0% | 2017-11-17 23:00 | 11 | 17 | 23 | 11 | 17 | 23 | 15.66 | 14.545 | 0 | 14.845 | 15.8625 | 0
[48 empty] | 2017-12-19 01:00 | 12 | 19 | 1 | 0 | 0% | 2017-11-18 | 11 | 18 | 0 | 11 | 18 | 0 | 12.7225 | 15.145 | 0 | 14.6375 | 12.4875 | 0
[48 empty] | 2017-12-19 02:00 | 12 | 19 | 2 | 0 | 0% | 2017-11-18 01:00 | 11 | 18 | 1 | 11 | 18 | 1 | 9.95 | 14.7025 | 0 | 14.21 | 10.75 | 0
[48 empty] | 2017-12-19 03:00 | 12 | 19 | 3 | 0 | 0% | 2017-11-18 02:00 | 11 | 18 | 2 | 11 | 18 | 2 | 8.95 | 13.5425 | 0 | 13.2325 | 10.09 | 0
[48 empty] | 2017-12-19 04:00 | 12 | 19 | 4 | 0 | 0% | 2017-11-18 03:00 | 11 | 18 | 3 | 11 | 18 | 3 | 14.1875 | 14.7525 | 0 | 14.795 | 14.475 | 0
[48 empty] | 2017-12-19 05:00 | 12 | 19 | 5 | 0 | 0% | 2017-11-18 04:00 | 11 | 18 | 4 | 11 | 18 | 4 | 15.85 | 15.2475 | 0 | 15.085 | 17.31 | 0
[48 empty] | 2017-12-19 06:00 | 12 | 19 | 6 | 0 | 0% | 2017-11-18 05:00 | 11 | 18 | 5 | 11 | 18 | 5 | 16.6375 | 16.3775 | 0 | 16.3075 | 17.245 | 0
[48 empty] | 2017-12-19 07:00 | 12 | 19 | 7 | 124.186 | 12.54% | 2017-11-18 06:00 | 11 | 18 | 6 | 11 | 18 | 6 | 17.55 | 17.54 | 0 | 17.5375 | 17.56 | 0
[48 empty] | 2017-12-19 08:00 | 12 | 19 | 8 | 544.3533 | 54.99% | 2017-11-18 07:00 | 11 | 18 | 7 | 11 | 18 | 7 | 15.655 | 16.3475 | 0 | 16.49 | 15.82 | 0
[48 empty] | 2017-12-19 09:00 | 12 | 19 | 9 | 677.4647 | 68.43% | 2017-11-18 08:00 | 11 | 18 | 8 | 11 | 18 | 8 | 18.3825 | 15.7675 | 0 | 16.5525 | 18.6125 | 0
[48 empty] | 2017-12-19 10:00 | 12 | 19 | 10 | 643.9678 | 65.05% | 2017-11-18 09:00 | 11 | 18 | 9 | 11 | 18 | 9 | 17.775 | 15.345 | 0 | 15.66 | 20.235 | 0
[48 empty] | 2017-12-19 11:00 | 12 | 19 | 11 | 575.6403 | 58.15% | 2017-11-18 10:00 | 11 | 18 | 10 | 11 | 18 | 10 | 20.32 | 15.1925 | 0 | 15.125 | 24.715 | 0
[48 empty] | 2017-12-19 12:00 | 12 | 19 | 12 | 358.9857 | 36.26% | 2017-11-18 11:00 | 11 | 18 | 11 | 11 | 18 | 11 | 26.0875 | 14.99 | 0 | 15.395 | 29.64 | 0
[48 empty] | 2017-12-19 13:00 | 12 | 19 | 13 | 425.6976 | 43% | 2017-11-18 12:00 | 11 | 18 | 12 | 11 | 18 | 12 | 25.805 | 14.515 | 0 | 14.96 | 28.9375 | 0
[48 empty] | 2017-12-19 14:00 | 12 | 19 | 14 | 650.5915 | 65.72% | 2017-11-18 13:00 | 11 | 18 | 13 | 11 | 18 | 13 | 21.2475 | 14.035 | 0 | 14.1 | 21.635 | 0
[48 empty] | 2017-12-19 15:00 | 12 | 19 | 15 | 450.4568 | 45.5% | 2017-11-18 14:00 | 11 | 18 | 14 | 11 | 18 | 14 | 21.605 | 10.155 | 0 | 10.14 | 18.7775 | 0
[48 empty] | 2017-12-19 16:00 | 12 | 19 | 16 | 35.6277 | 3.599% | 2017-11-18 15:00 | 11 | 18 | 15 | 11 | 18 | 15 | 17.6675 | 6.795 | 0 | 6.86 | 16.5675 | 0
[48 empty] | 2017-12-19 17:00 | 12 | 19 | 17 | 0 | 0% | 2017-11-18 16:00 | 11 | 18 | 16 | 11 | 18 | 16 | 15.945 | 7.5525 | 0 | 7.9475 | 14.9125 | 0
[48 empty] | 2017-12-19 18:00 | 12 | 19 | 18 | 0 | 0% | 2017-11-18 17:00 | 11 | 18 | 17 | 11 | 18 | 17 | 18.44 | 17.45 | 0 | 17.44 | 18.1625 | 0
[48 empty] | 2017-12-19 19:00 | 12 | 19 | 19 | 0 | 0% | 2017-11-18 18:00 | 11 | 18 | 18 | 11 | 18 | 18 | 19.245 | 19.2575 | 0 | 19.255 | 19.2725 | 0
[48 empty] | 2017-12-19 20:00 | 12 | 19 | 20 | 0 | 0% | 2017-11-18 19:00 | 11 | 18 | 19 | 11 | 18 | 19 | 19.18 | 19.24 | 0 | 19.24 | 19.22 | 0
[48 empty] | 2017-12-19 21:00 | 12 | 19 | 21 | 0 | 0% | 2017-11-18 20:00 | 11 | 18 | 20 | 11 | 18 | 20 | 19.5675 | 19.705 | 0 | 19.7075 | 19.685 | 0
[48 empty] | 2017-12-19 22:00 | 12 | 19 | 22 | 0 | 0% | 2017-11-18 21:00 | 11 | 18 | 21 | 11 | 18 | 21 | 19.71 | 20.245 | 0 | 20.245 | 20.1975 | 0
[48 empty] | 2017-12-19 23:00 | 12 | 19 | 23 | 0 | 0% | 2017-11-18 22:00 | 11 | 18 | 22 | 11 | 18 | 22 | 19.2125 | 20.955 | 0 | 20.96 | 20.82 | 0
[48 empty] | 2017-12-20 | 12 | 20 | 0 | 0 | 0% | 2017-11-18 23:00 | 11 | 18 | 23 | 11 | 18 | 23 | 19.2 | 21.31 | 0 | 21.3175 | 21.0625 | 0
[48 empty] | 2017-12-20 01:00 | 12 | 20 | 1 | 0 | 0% | 2017-11-19 | 11 | 19 | 0 | 11 | 19 | 0 | 18.3525 | 19.8875 | 0 | 19.885 | 19.745 | 0
[48 empty] | 2017-12-20 02:00 | 12 | 20 | 2 | 0 | 0% | 2017-11-19 01:00 | 11 | 19 | 1 | 11 | 19 | 1 | 17.72 | 19.1825 | 0 | 19.18 | 19.1025 | 0
[48 empty] | 2017-12-20 03:00 | 12 | 20 | 3 | 0 | 0% | 2017-11-19 02:00 | 11 | 19 | 2 | 11 | 19 | 2 | 17.4975 | 19.15 | 0 | 19.15 | 19.05 | 0
[48 empty] | 2017-12-20 04:00 | 12 | 20 | 4 | 0 | 0% | 2017-11-19 03:00 | 11 | 19 | 3 | 11 | 19 | 3 | 17.6925 | 19.1425 | 0 | 19.1425 | 19.0525 | 0
[48 empty] | 2017-12-20 05:00 | 12 | 20 | 5 | 0 | 0% | 2017-11-19 04:00 | 11 | 19 | 4 | 11 | 19 | 4 | 17.3825 | 19.0925 | 0 | 19.0875 | 18.9075 | 0
[48 empty] | 2017-12-20 06:00 | 12 | 20 | 6 | 0 | 0% | 2017-11-19 05:00 | 11 | 19 | 5 | 11 | 19 | 5 | 17.6125 | 18.9775 | 0 | 18.975 | 18.9625 | 0
[48 empty] | 2017-12-20 07:00 | 12 | 20 | 7 | 12.1899 | 1.231% | 2017-11-19 06:00 | 11 | 19 | 6 | 11 | 19 | 6 | 18.2225 | 19.22 | 0 | 19.2175 | 19.17 | 0
[48 empty] | 2017-12-20 08:00 | 12 | 20 | 8 | 37.9336 | 3.832% | 2017-11-19 07:00 | 11 | 19 | 7 | 11 | 19 | 7 | 18.455 | 19.4 | 0 | 19.4 | 19.37 | 0
[48 empty] | 2017-12-20 09:00 | 12 | 20 | 9 | 141.3396 | 14.28% | 2017-11-19 08:00 | 11 | 19 | 8 | 11 | 19 | 8 | 18.775 | 20.4775 | 0 | 20.485 | 20.435 | 0
[48 empty] | 2017-12-20 10:00 | 12 | 20 | 10 | 99.5466 | 10.06% | 2017-11-19 09:00 | 11 | 19 | 9 | 11 | 19 | 9 | 18.9425 | 20.0625 | 0 | 20.06 | 20.0575 | 0
[48 empty] | 2017-12-20 11:00 | 12 | 20 | 11 | 122.2375 | 12.35% | 2017-11-19 10:00 | 11 | 19 | 10 | 11 | 19 | 10 | 19.1725 | 19.1775 | 0 | 19.1775 | 19.1775 | 0
[48 empty] | 2017-12-20 12:00 | 12 | 20 | 12 | 115.6588 | 11.68% | 2017-11-19 11:00 | 11 | 19 | 11 | 11 | 19 | 11 | 19.2425 | 19.2425 | 0 | 19.2425 | 19.2425 | 0
[48 empty] | 2017-12-20 13:00 | 12 | 20 | 13 | 87.5231 | 8.841% | 2017-11-19 12:00 | 11 | 19 | 12 | 11 | 19 | 12 | 19.16 | 19.16 | 0 | 19.16 | 19.16 | 0
[48 empty] | 2017-12-20 14:00 | 12 | 20 | 14 | 58.1423 | 5.873% | 2017-11-19 13:00 | 11 | 19 | 13 | 11 | 19 | 13 | 19.0475 | 19.0475 | 0 | 19.0475 | 19.0475 | 0
[48 empty] | 2017-12-20 15:00 | 12 | 20 | 15 | 45.5587 | 4.602% | 2017-11-19 14:00 | 11 | 19 | 14 | 11 | 19 | 14 | 18.8375 | 18.8375 | 0 | 18.8375 | 18.8375 | 0
[48 empty] | 2017-12-20 16:00 | 12 | 20 | 16 | 19.4802 | 1.968% | 2017-11-19 15:00 | 11 | 19 | 15 | 11 | 19 | 15 | 18.965 | 18.97 | 0 | 18.97 | 18.965 | 0
[48 empty] | 2017-12-20 17:00 | 12 | 20 | 17 | 0 | 0% | 2017-11-19 16:00 | 11 | 19 | 16 | 11 | 19 | 16 | 19.0875 | 19.0925 | 0 | 19.0925 | 19.0875 | 0
[48 empty] | 2017-12-20 18:00 | 12 | 20 | 18 | 0 | 0% | 2017-11-19 17:00 | 11 | 19 | 17 | 11 | 19 | 17 | 20.0675 | 20.06 | 0 | 20.0675 | 20.0675 | 0
[48 empty] | 2017-12-20 19:00 | 12 | 20 | 19 | 0 | 0% | 2017-11-19 18:00 | 11 | 19 | 18 | 11 | 19 | 18 | 20.13 | 20.1325 | 0 | 20.1325 | 20.13 | 0
[48 empty] | 2017-12-20 20:00 | 12 | 20 | 20 | 0 | 0% | 2017-11-19 19:00 | 11 | 19 | 19 | 11 | 19 | 19 | 19.2775 | 19.28 | 0 | 19.28 | 19.2775 | 0
[48 empty] | 2017-12-20 21:00 | 12 | 20 | 21 | 0 | 0% | 2017-11-19 20:00 | 11 | 19 | 20 | 11 | 19 | 20 | 19.105 | 19.1075 | 0 | 19.1075 | 19.105 | 0
[48 empty] | 2017-12-20 22:00 | 12 | 20 | 22 | 0 | 0% | 2017-11-19 21:00 | 11 | 19 | 21 | 11 | 19 | 21 | 18.8275 | 18.8325 | 0 | 18.8325 | 18.8275 | 0
[48 empty] | 2017-12-20 23:00 | 12 | 20 | 23 | 0 | 0% | 2017-11-19 22:00 | 11 | 19 | 22 | 11 | 19 | 22 | 17.4125 | 17.4125 | 0 | 17.4125 | 17.4125 | 0
[48 empty] | 2017-12-21 | 12 | 21 | 0 | 0 | 0% | 2017-11-19 23:00 | 11 | 19 | 23 | 11 | 19 | 23 | 16.86 | 16.86 | 0 | 16.86 | 16.86 | 0
[48 empty] | 2017-12-21 01:00 | 12 | 21 | 1 | 0 | 0% | 2017-11-20 | 11 | 20 | 0 | 11 | 20 | 0 | 16.245 | 16.245 | 0 | 16.245 | 16.245 | 0
[48 empty] | 2017-12-21 02:00 | 12 | 21 | 2 | 0 | 0% | 2017-11-20 01:00 | 11 | 20 | 1 | 11 | 20 | 1 | 16.0775 | 16.0775 | 0 | 16.0775 | 16.0775 | 0
[48 empty] | 2017-12-21 03:00 | 12 | 21 | 3 | 0 | 0% | 2017-11-20 02:00 | 11 | 20 | 2 | 11 | 20 | 2 | 15.9925 | 15.9925 | 0 | 15.9925 | 15.9925 | 0
[48 empty] | 2017-12-21 04:00 | 12 | 21 | 4 | 0 | 0% | 2017-11-20 03:00 | 11 | 20 | 3 | 11 | 20 | 3 | 16.3825 | 16.3825 | 0 | 16.3825 | 16.3825 | 0
[48 empty] | 2017-12-21 05:00 | 12 | 21 | 5 | 0 | 0% | 2017-11-20 04:00 | 11 | 20 | 4 | 11 | 20 | 4 | 16.375 | 16.375 | 0 | 16.375 | 16.375 | 0
[48 empty] | 2017-12-21 06:00 | 12 | 21 | 6 | 0 | 0% | 2017-11-20 05:00 | 11 | 20 | 5 | 11 | 20 | 5 | 16.89 | 16.8875 | 0 | 16.885 | 16.89 | 0
[48 empty] | 2017-12-21 07:00 | 12 | 21 | 7 | 97.392 | 9.838% | 2017-11-20 06:00 | 11 | 20 | 6 | 11 | 20 | 6 | 18.135 | 17.94 | 0 | 18.015 | 18.2875 | 0
[48 empty] | 2017-12-21 08:00 | 12 | 21 | 8 | 266.3772 | 26.91% | 2017-11-20 07:00 | 11 | 20 | 7 | 11 | 20 | 7 | 18.63 | 18.61 | 0 | 18.61 | 18.645 | 0
[48 empty] | 2017-12-21 09:00 | 12 | 21 | 9 | 70.7638 | 7.148% | 2017-11-20 08:00 | 11 | 20 | 8 | 11 | 20 | 8 | 18.8525 | 18.8525 | 0 | 18.8525 | 18.8525 | 0
[48 empty] | 2017-12-21 10:00 | 12 | 21 | 10 | 355.522 | 35.91% | 2017-11-20 09:00 | 11 | 20 | 9 | 11 | 20 | 9 | 19.4675 | 19.435 | 0 | 19.4375 | 19.4625 | 0
[48 empty] | 2017-12-21 11:00 | 12 | 21 | 11 | 378.12 | 38.19% | 2017-11-20 10:00 | 11 | 20 | 10 | 11 | 20 | 10 | 19.05 | 18.93 | 0 | 18.9275 | 19.1025 | 0
[48 empty] | 2017-12-21 12:00 | 12 | 21 | 12 | 566.901 | 57.26% | 2017-11-20 11:00 | 11 | 20 | 11 | 11 | 20 | 11 | 19.15 | 18.7 | 0 | 18.695 | 18.8925 | 0
[48 empty] | 2017-12-21 13:00 | 12 | 21 | 13 | 265.0299 | 26.77% | 2017-11-20 12:00 | 11 | 20 | 12 | 11 | 20 | 12 | 19.2875 | 18.37 | 0 | 18.3675 | 18.52 | 0
[48 empty] | 2017-12-21 14:00 | 12 | 21 | 14 | 146.1959 | 14.77% | 2017-11-20 13:00 | 11 | 20 | 13 | 11 | 20 | 13 | 18.5175 | 18.0875 | 0 | 18.0825 | 18.1225 | 0
[48 empty] | 2017-12-21 15:00 | 12 | 21 | 15 | 212.2078 | 21.44% | 2017-11-20 14:00 | 11 | 20 | 14 | 11 | 20 | 14 | 18.3025 | 17.87 | 0 | 17.865 | 17.86 | 0
[48 empty] | 2017-12-21 16:00 | 12 | 21 | 16 | 20.536 | 2.074% | 2017-11-20 15:00 | 11 | 20 | 15 | 11 | 20 | 15 | 18.92 | 18.3225 | 0 | 18.3275 | 18.6725 | 0
[48 empty] | 2017-12-21 17:00 | 12 | 21 | 17 | 0 | 0% | 2017-11-20 16:00 | 11 | 20 | 16 | 11 | 20 | 16 | 19.4925 | 18.7925 | 0 | 18.8025 | 19.2325 | 0
[48 empty] | 2017-12-21 18:00 | 12 | 21 | 18 | 0 | 0% | 2017-11-20 17:00 | 11 | 20 | 17 | 11 | 20 | 17 | 21.385 | 19.2825 | 0 | 19.31 | 20.5725 | 0
[48 empty] | 2017-12-21 19:00 | 12 | 21 | 19 | 0 | 0% | 2017-11-20 18:00 | 11 | 20 | 18 | 11 | 20 | 18 | 62.27 | 17.165 | 0 | 17.4675 | 24.9675 | 0
[48 empty] | 2017-12-21 20:00 | 12 | 21 | 20 | 0 | 0% | 2017-11-20 19:00 | 11 | 20 | 19 | 11 | 20 | 19 | 223.545 | 16.6075 | 0 | 16.865 | 26.265 | 0
[48 empty] | 2017-12-21 21:00 | 12 | 21 | 21 | 0 | 0% | 2017-11-20 20:00 | 11 | 20 | 20 | 11 | 20 | 20 | 20.0575 | 16.27 | 0 | 16.475 | 17.9225 | 0
[48 empty] | 2017-12-21 22:00 | 12 | 21 | 22 | 0 | 0% | 2017-11-20 21:00 | 11 | 20 | 21 | 11 | 20 | 21 | 18.36 | 16.3125 | 0 | 16.45 | 17.815 | 0
[48 empty] | 2017-12-21 23:00 | 12 | 21 | 23 | 0 | 0% | 2017-11-20 22:00 | 11 | 20 | 22 | 11 | 20 | 22 | 17.6675 | 16.8125 | 0 | 16.81 | 16.9675 | 0
[48 empty] | 2017-12-22 | 12 | 22 | 0 | 0 | 0% | 2017-11-20 23:00 | 11 | 20 | 23 | 11 | 20 | 23 | 13.4375 | 12.9875 | 0 | 13.665 | 13.44 | 0
[48 empty] | 2017-12-22 01:00 | 12 | 22 | 1 | 0 | 0% | 2017-11-21 | 11 | 21 | 0 | 11 | 21 | 0 | 16.785 | 15.8075 | 0 | 15.8275 | 16.1275 | 0
[48 empty] | 2017-12-22 02:00 | 12 | 22 | 2 | 0 | 0% | 2017-11-21 01:00 | 11 | 21 | 1 | 11 | 21 | 1 | 16.6875 | 15.965 | 0 | 15.955 | 16.4275 | 0
[48 empty] | 2017-12-22 03:00 | 12 | 22 | 3 | 0 | 0% | 2017-11-21 02:00 | 11 | 21 | 2 | 11 | 21 | 2 | 15.4275 | 15.405 | 0 | 15.4025 | 15.425 | 0
[48 empty] | 2017-12-22 04:00 | 12 | 22 | 4 | 0 | 0% | 2017-11-21 03:00 | 11 | 21 | 3 | 11 | 21 | 3 | 14.8125 | 14.8125 | 0 | 14.8125 | 14.8125 | 0
[48 empty] | 2017-12-22 05:00 | 12 | 22 | 5 | 0 | 0% | 2017-11-21 04:00 | 11 | 21 | 4 | 11 | 21 | 4 | 16.97 | 16.77 | 0 | 16.77 | 16.875 | 0
[48 empty] | 2017-12-22 06:00 | 12 | 22 | 6 | 0 | 0% | 2017-11-21 05:00 | 11 | 21 | 5 | 11 | 21 | 5 | 17.5825 | 17.0225 | 0 | 17.0275 | 17.3475 | 0
[48 empty] | 2017-12-22 07:00 | 12 | 22 | 7 | 32.4972 | 3.283% | 2017-11-21 06:00 | 11 | 21 | 6 | 11 | 21 | 6 | 19.455 | 18.7925 | 0 | 18.8 | 19.205 | 0
[48 empty] | 2017-12-22 08:00 | 12 | 22 | 8 | 345.7144 | 34.92% | 2017-11-21 07:00 | 11 | 21 | 7 | 11 | 21 | 7 | 19.595 | 19.0225 | 0 | 19.03 | 19.3775 | 0
[48 empty] | 2017-12-22 09:00 | 12 | 22 | 9 | 74.3796 | 7.513% | 2017-11-21 08:00 | 11 | 21 | 8 | 11 | 21 | 8 | 20.0325 | 19.6825 | 0 | 19.6875 | 19.8975 | 0
[48 empty] | 2017-12-22 10:00 | 12 | 22 | 10 | 105.0155 | 10.61% | 2017-11-21 09:00 | 11 | 21 | 9 | 11 | 21 | 9 | 29.82 | 25.4875 | 0 | 25.5725 | 28.1475 | 0
[48 empty] | 2017-12-22 11:00 | 12 | 22 | 11 | 126.8975 | 12.82% | 2017-11-21 10:00 | 11 | 21 | 10 | 11 | 21 | 10 | 19.0125 | 19.015 | 0 | 19.015 | 19.01 | 0
[48 empty] | 2017-12-22 12:00 | 12 | 22 | 12 | 121.8882 | 12.31% | 2017-11-21 11:00 | 11 | 21 | 11 | 11 | 21 | 11 | 17.5025 | 17.77 | 0 | 17.7825 | 17.8625 | 0
[48 empty] | 2017-12-22 13:00 | 12 | 22 | 13 | 94.7164 | 9.567% | 2017-11-21 12:00 | 11 | 21 | 12 | 11 | 21 | 12 | 16.8275 | 15.865 | 0 | 15.94 | 16.69 | 0
[48 empty] | 2017-12-22 14:00 | 12 | 22 | 14 | 64.9266 | 6.558% | 2017-11-21 13:00 | 11 | 21 | 13 | 11 | 21 | 13 | 20.415 | 14.0275 | 0 | 14.6875 | 16.355 | 0
[48 empty] | 2017-12-22 15:00 | 12 | 22 | 15 | 42.03 | 4.245% | 2017-11-21 14:00 | 11 | 21 | 14 | 11 | 21 | 14 | 18.985 | 11.675 | 0 | 13.0325 | 16.035 | 0
[48 empty] | 2017-12-22 16:00 | 12 | 22 | 16 | 1.1576 | 0.1169% | 2017-11-21 15:00 | 11 | 21 | 15 | 11 | 21 | 15 | 23.425 | 10.19 | 0 | 11.73 | 16.035 | 0
[48 empty] | 2017-12-22 17:00 | 12 | 22 | 17 | 0 | 0% | 2017-11-21 16:00 | 11 | 21 | 16 | 11 | 21 | 16 | 100.0725 | 9.97 | 0 | 10.975 | 25.0275 | 0
[48 empty] | 2017-12-22 18:00 | 12 | 22 | 18 | 0 | 0% | 2017-11-21 17:00 | 11 | 21 | 17 | 11 | 21 | 17 | 18.11 | 10.6525 | 0 | 12.0475 | 16.4725 | 0
[48 empty] | 2017-12-22 19:00 | 12 | 22 | 19 | 0 | 0% | 2017-11-21 18:00 | 11 | 21 | 18 | 11 | 21 | 18 | 18.4875 | 14.58 | 0 | 15.7375 | 18.95 | 0
[48 empty] | 2017-12-22 20:00 | 12 | 22 | 20 | 0 | 0% | 2017-11-21 19:00 | 11 | 21 | 19 | 11 | 21 | 19 | 18.415 | 15.8275 | 0 | 16.3825 | 18.8675 | 0
[48 empty] | 2017-12-22 21:00 | 12 | 22 | 21 | 0 | 0% | 2017-11-21 20:00 | 11 | 21 | 20 | 11 | 21 | 20 | 20.1 | 16.12 | 0 | 16.56 | 19.325 | 0
[48 empty] | 2017-12-22 22:00 | 12 | 22 | 22 | 0 | 0% | 2017-11-21 21:00 | 11 | 21 | 21 | 11 | 21 | 21 | 21.4925 | 15.8075 | 0 | 16.005 | 18.8225 | 0
[48 empty] | 2017-12-22 23:00 | 12 | 22 | 23 | 0 | 0% | 2017-11-21 22:00 | 11 | 21 | 22 | 11 | 21 | 22 | 17.355 | 17.1525 | 0 | 17.1575 | 17.25 | 0
[48 empty] | 2017-12-23 | 12 | 23 | 0 | 0 | 0% | 2017-11-21 23:00 | 11 | 21 | 23 | 11 | 21 | 23 | 16.745 | 16.7425 | 0 | 16.7425 | 16.745 | 0
[48 empty] | 2017-12-23 01:00 | 12 | 23 | 1 | 0 | 0% | 2017-11-22 | 11 | 22 | 0 | 11 | 22 | 0 | 16.3725 | 16.3725 | 0 | 16.3725 | 16.3725 | 0
[48 empty] | 2017-12-23 02:00 | 12 | 23 | 2 | 0 | 0% | 2017-11-22 01:00 | 11 | 22 | 1 | 11 | 22 | 1 | 16.35 | 16.35 | 0 | 16.35 | 16.35 | 0
[48 empty] | 2017-12-23 03:00 | 12 | 23 | 3 | 0 | 0% | 2017-11-22 02:00 | 11 | 22 | 2 | 11 | 22 | 2 | 16.56 | 16.545 | 0 | 16.545 | 16.56 | 0
[48 empty] | 2017-12-23 04:00 | 12 | 23 | 4 | 0 | 0% | 2017-11-22 03:00 | 11 | 22 | 3 | 11 | 22 | 3 | 17.0375 | 17.0375 | 0 | 17.0375 | 17.0375 | 0
[48 empty] | 2017-12-23 05:00 | 12 | 23 | 5 | 0 | 0% | 2017-11-22 04:00 | 11 | 22 | 4 | 11 | 22 | 4 | 17.4325 | 17.4325 | 0 | 17.4325 | 17.4325 | 0
[48 empty] | 2017-12-23 06:00 | 12 | 23 | 6 | 0 | 0% | 2017-11-22 05:00 | 11 | 22 | 5 | 11 | 22 | 5 | 17.305 | 17.2725 | 0 | 17.27 | 17.3025 | 0
[48 empty] | 2017-12-23 07:00 | 12 | 23 | 7 | 20.9847 | 2.12% | 2017-11-22 06:00 | 11 | 22 | 6 | 11 | 22 | 6 | 16.86 | 17.4175 | 0 | 17.4125 | 17.5675 | 0
[48 empty] | 2017-12-23 08:00 | 12 | 23 | 8 | 242.2154 | 24.47% | 2017-11-22 07:00 | 11 | 22 | 7 | 11 | 22 | 7 | 17.6525 | 18.5225 | 0 | 18.52 | 18.545 | 0
[48 empty] | 2017-12-23 09:00 | 12 | 23 | 9 | 186.5301 | 18.84% | 2017-11-22 08:00 | 11 | 22 | 8 | 11 | 22 | 8 | 19.0175 | 19.41 | 0 | 19.41 | 19.3975 | 0
[48 empty] | 2017-12-23 10:00 | 12 | 23 | 10 | 289.607 | 29.25% | 2017-11-22 09:00 | 11 | 22 | 9 | 11 | 22 | 9 | 19.8575 | 20.0925 | 0 | 20.095 | 20.0875 | 0
[48 empty] | 2017-12-23 11:00 | 12 | 23 | 11 | 527.581 | 53.29% | 2017-11-22 10:00 | 11 | 22 | 10 | 11 | 22 | 10 | 19.54 | 19.5475 | 0 | 19.5475 | 19.5475 | 0
[48 empty] | 2017-12-23 12:00 | 12 | 23 | 12 | 478.2562 | 48.31% | 2017-11-22 11:00 | 11 | 22 | 11 | 11 | 22 | 11 | 19.21 | 19.21 | 0 | 19.21 | 19.21 | 0
[48 empty] | 2017-12-23 13:00 | 12 | 23 | 13 | 330.8468 | 33.42% | 2017-11-22 12:00 | 11 | 22 | 12 | 11 | 22 | 12 | 19.0375 | 19.0375 | 0 | 19.0375 | 19.0375 | 0
[48 empty] | 2017-12-23 14:00 | 12 | 23 | 14 | 330.063 | 33.34% | 2017-11-22 13:00 | 11 | 22 | 13 | 11 | 22 | 13 | 18.7575 | 18.7575 | 0 | 18.7575 | 18.7575 | 0
[48 empty] | 2017-12-23 15:00 | 12 | 23 | 15 | 417.4021 | 42.16% | 2017-11-22 14:00 | 11 | 22 | 14 | 11 | 22 | 14 | 18.7575 | 18.7575 | 0 | 18.7575 | 18.7575 | 0
[48 empty] | 2017-12-23 16:00 | 12 | 23 | 16 | 47.7377 | 4.822% | 2017-11-22 15:00 | 11 | 22 | 15 | 11 | 22 | 15 | 18.615 | 18.615 | 0 | 18.615 | 18.615 | 0
[48 empty] | 2017-12-23 17:00 | 12 | 23 | 17 | 0 | 0% | 2017-11-22 16:00 | 11 | 22 | 16 | 11 | 22 | 16 | 18.7175 | 18.7175 | 0 | 18.7175 | 18.7175 | 0
[48 empty] | 2017-12-23 18:00 | 12 | 23 | 18 | 0 | 0% | 2017-11-22 17:00 | 11 | 22 | 17 | 11 | 22 | 17 | 19.555 | 19.5525 | 0 | 19.555 | 19.555 | 0
[48 empty] | 2017-12-23 19:00 | 12 | 23 | 19 | 0 | 0% | 2017-11-22 18:00 | 11 | 22 | 18 | 11 | 22 | 18 | 19.52 | 19.5175 | 0 | 19.52 | 19.52 | 0
[48 empty] | 2017-12-23 20:00 | 12 | 23 | 20 | 0 | 0% | 2017-11-22 19:00 | 11 | 22 | 19 | 11 | 22 | 19 | 19.1 | 19.1 | 0 | 19.1 | 19.1 | 0
[48 empty] | 2017-12-23 21:00 | 12 | 23 | 21 | 0 | 0% | 2017-11-22 20:00 | 11 | 22 | 20 | 11 | 22 | 20 | 19.1 | 19.1 | 0 | 19.1 | 19.1 | 0
[48 empty] | 2017-12-23 22:00 | 12 | 23 | 22 | 0 | 0% | 2017-11-22 21:00 | 11 | 22 | 21 | 11 | 22 | 21 | 19.135 | 19.135 | 0 | 19.135 | 19.135 | 0
[48 empty] | 2017-12-23 23:00 | 12 | 23 | 23 | 0 | 0% | 2017-11-22 22:00 | 11 | 22 | 22 | 11 | 22 | 22 | 19.075 | 19.075 | 0 | 19.075 | 19.075 | 0
[48 empty] | 2017-12-24 | 12 | 24 | 0 | 0 | 0% | 2017-11-22 23:00 | 11 | 22 | 23 | 11 | 22 | 23 | 18.88 | 18.88 | 0 | 18.88 | 18.88 | 0
[48 empty] | 2017-12-24 01:00 | 12 | 24 | 1 | 0 | 0% | 2017-11-23 | 11 | 23 | 0 | 11 | 23 | 0 | 18.4525 | 18.4525 | 0 | 18.4525 | 18.4525 | 0
[48 empty] | 2017-12-24 02:00 | 12 | 24 | 2 | 0 | 0% | 2017-11-23 01:00 | 11 | 23 | 1 | 11 | 23 | 1 | 17.94 | 17.94 | 0 | 17.94 | 17.94 | 0
[48 empty] | 2017-12-24 03:00 | 12 | 24 | 3 | 0 | 0% | 2017-11-23 02:00 | 11 | 23 | 2 | 11 | 23 | 2 | 18.0525 | 18.0525 | 0 | 18.0525 | 18.0525 | 0
[48 empty] | 2017-12-24 04:00 | 12 | 24 | 4 | 0 | 0% | 2017-11-23 03:00 | 11 | 23 | 3 | 11 | 23 | 3 | 18.0075 | 18.0075 | 0 | 18.0075 | 18.0075 | 0
[48 empty] | 2017-12-24 05:00 | 12 | 24 | 5 | 0 | 0% | 2017-11-23 04:00 | 11 | 23 | 4 | 11 | 23 | 4 | 18.4 | 18.4 | 0 | 18.4 | 18.4 | 0
[48 empty] | 2017-12-24 06:00 | 12 | 24 | 6 | 0 | 0% | 2017-11-23 05:00 | 11 | 23 | 5 | 11 | 23 | 5 | 19.0475 | 19.0475 | 0 | 19.0475 | 19.0475 | 0
[48 empty] | 2017-12-24 07:00 | 12 | 24 | 7 | 116.3627 | 11.75% | 2017-11-23 06:00 | 11 | 23 | 6 | 11 | 23 | 6 | 19.0875 | 19.0875 | 0 | 19.0875 | 19.0875 | 0
[48 empty] | 2017-12-24 08:00 | 12 | 24 | 8 | 619.7987 | 62.61% | 2017-11-23 07:00 | 11 | 23 | 7 | 11 | 23 | 7 | 19.5625 | 19.185 | 0 | 19.19 | 19.3925 | 0
[48 empty] | 2017-12-24 09:00 | 12 | 24 | 9 | 722.4388 | 72.97% | 2017-11-23 08:00 | 11 | 23 | 8 | 11 | 23 | 8 | 20.1825 | 19.615 | 0 | 19.625 | 19.93 | 0
[48 empty] | 2017-12-24 10:00 | 12 | 24 | 10 | 694.9591 | 70.2% | 2017-11-23 09:00 | 11 | 23 | 9 | 11 | 23 | 9 | 24.76 | 24.3425 | 0 | 24.35 | 24.5725 | 0
[48 empty] | 2017-12-24 11:00 | 12 | 24 | 11 | 636.289 | 64.27% | 2017-11-23 10:00 | 11 | 23 | 10 | 11 | 23 | 10 | 23.3625 | 22.69 | 0 | 22.7 | 23.06 | 0
[48 empty] | 2017-12-24 12:00 | 12 | 24 | 12 | 642.832 | 64.93% | 2017-11-23 11:00 | 11 | 23 | 11 | 11 | 23 | 11 | 21.0875 | 20.965 | 0 | 20.97 | 21.035 | 0
[48 empty] | 2017-12-24 13:00 | 12 | 24 | 13 | 714.983 | 72.22% | 2017-11-23 12:00 | 11 | 23 | 12 | 11 | 23 | 12 | 20.245 | 19.9225 | 0 | 19.9275 | 20.1025 | 0
[48 empty] | 2017-12-24 14:00 | 12 | 24 | 14 | 622.9934 | 62.93% | 2017-11-23 13:00 | 11 | 23 | 13 | 11 | 23 | 13 | 19.52 | 19.255 | 0 | 19.2575 | 19.4025 | 0
[48 empty] | 2017-12-24 15:00 | 12 | 24 | 15 | 560.2258 | 56.59% | 2017-11-23 14:00 | 11 | 23 | 14 | 11 | 23 | 14 | 19.575 | 19.1 | 0 | 19.1025 | 19.3625 | 0
[48 empty] | 2017-12-24 16:00 | 12 | 24 | 16 | 59.4814 | 6.008% | 2017-11-23 15:00 | 11 | 23 | 15 | 11 | 23 | 15 | 19.5 | 18.905 | 0 | 18.91 | 19.2325 | 0
[48 empty] | 2017-12-24 17:00 | 12 | 24 | 17 | 0 | 0% | 2017-11-23 16:00 | 11 | 23 | 16 | 11 | 23 | 16 | 19.46 | 18.7125 | 0 | 18.7225 | 19.1325 | 0
[48 empty] | 2017-12-24 18:00 | 12 | 24 | 18 | 0 | 0% | 2017-11-23 17:00 | 11 | 23 | 17 | 11 | 23 | 17 | 19.59 | 19.05 | 0 | 19.055 | 19.355 | 0
[48 empty] | 2017-12-24 19:00 | 12 | 24 | 19 | 0 | 0% | 2017-11-23 18:00 | 11 | 23 | 18 | 11 | 23 | 18 | 19.185 | 19.1525 | 0 | 19.1525 | 19.1675 | 0
[48 empty] | 2017-12-24 20:00 | 12 | 24 | 20 | 0 | 0% | 2017-11-23 19:00 | 11 | 23 | 19 | 11 | 23 | 19 | 18.76 | 18.76 | 0 | 18.76 | 18.76 | 0
[48 empty] | 2017-12-24 21:00 | 12 | 24 | 21 | 0 | 0% | 2017-11-23 20:00 | 11 | 23 | 20 | 11 | 23 | 20 | 17.6525 | 17.6525 | 0 | 17.6525 | 17.6525 | 0
[48 empty] | 2017-12-24 22:00 | 12 | 24 | 22 | 0 | 0% | 2017-11-23 21:00 | 11 | 23 | 21 | 11 | 23 | 21 | 17.2825 | 17.2825 | 0 | 17.2825 | 17.2825 | 0
[48 empty] | 2017-12-24 23:00 | 12 | 24 | 23 | 0 | 0% | 2017-11-23 22:00 | 11 | 23 | 22 | 11 | 23 | 22 | 16.905 | 16.905 | 0 | 16.905 | 16.905 | 0
[48 empty] | 2017-12-25 | 12 | 25 | 0 | 0 | 0% | 2017-11-23 23:00 | 11 | 23 | 23 | 11 | 23 | 23 | 16.6025 | 16.6025 | 0 | 16.6025 | 16.6025 | 0
[48 empty] | 2017-12-25 01:00 | 12 | 25 | 1 | 0 | 0% | 2017-11-24 | 11 | 24 | 0 | 11 | 24 | 0 | 16.5725 | 16.2625 | 0 | 16.2675 | 16.365 | 0
[48 empty] | 2017-12-25 02:00 | 12 | 25 | 2 | 0 | 0% | 2017-11-24 01:00 | 11 | 24 | 1 | 11 | 24 | 1 | 16.2975 | 15.9725 | 0 | 15.9725 | 16.0775 | 0
[48 empty] | 2017-12-25 03:00 | 12 | 25 | 3 | 0 | 0% | 2017-11-24 02:00 | 11 | 24 | 2 | 11 | 24 | 2 | 16.1025 | 15.765 | 0 | 15.7675 | 15.8725 | 0
[48 empty] | 2017-12-25 04:00 | 12 | 25 | 4 | 0 | 0% | 2017-11-24 03:00 | 11 | 24 | 3 | 11 | 24 | 3 | 16.32 | 15.8475 | 0 | 15.8525 | 16 | 0
[48 empty] | 2017-12-25 05:00 | 12 | 25 | 5 | 0 | 0% | 2017-11-24 04:00 | 11 | 24 | 4 | 11 | 24 | 4 | 19.0475 | 16.04 | 0 | 16.065 | 17.0175 | 0
[48 empty] | 2017-12-25 06:00 | 12 | 25 | 6 | 0 | 0% | 2017-11-24 05:00 | 11 | 24 | 5 | 11 | 24 | 5 | 22.585 | 17.1425 | 0 | 17.1875 | 18.9125 | 0
[48 empty] | 2017-12-25 07:00 | 12 | 25 | 7 | 59.8368 | 6.044% | 2017-11-24 06:00 | 11 | 24 | 6 | 11 | 24 | 6 | 17.3 | 16.87 | 0 | 16.8775 | 17.0725 | 0
[48 empty] | 2017-12-25 08:00 | 12 | 25 | 8 | 254.9198 | 25.75% | 2017-11-24 07:00 | 11 | 24 | 7 | 11 | 24 | 7 | 17.2275 | 16.7375 | 0 | 16.7425 | 16.9725 | 0
[48 empty] | 2017-12-25 09:00 | 12 | 25 | 9 | 385.8102 | 38.97% | 2017-11-24 08:00 | 11 | 24 | 8 | 11 | 24 | 8 | 17.645 | 16.745 | 0 | 16.77 | 17.26 | 0
[48 empty] | 2017-12-25 10:00 | 12 | 25 | 10 | 390.8517 | 39.48% | 2017-11-24 09:00 | 11 | 24 | 9 | 11 | 24 | 9 | 19.4175 | 18.18 | 0 | 18.1975 | 18.8625 | 0
[48 empty] | 2017-12-25 11:00 | 12 | 25 | 11 | 258.635 | 26.12% | 2017-11-24 10:00 | 11 | 24 | 10 | 11 | 24 | 10 | 19.32 | 18.4475 | 0 | 18.455 | 18.9375 | 0
[48 empty] | 2017-12-25 12:00 | 12 | 25 | 12 | 402.7704 | 40.68% | 2017-11-24 11:00 | 11 | 24 | 11 | 11 | 24 | 11 | 18.75 | 17.8575 | 0 | 17.8675 | 18.2925 | 0
[48 empty] | 2017-12-25 13:00 | 12 | 25 | 13 | 146.4315 | 14.79% | 2017-11-24 12:00 | 11 | 24 | 12 | 11 | 24 | 12 | 17.87 | 17.08 | 0 | 17.0875 | 17.35 | 0
[48 empty] | 2017-12-25 14:00 | 12 | 25 | 14 | 106.1367 | 10.72% | 2017-11-24 13:00 | 11 | 24 | 13 | 11 | 24 | 13 | 17.4925 | 16.6325 | 0 | 16.6525 | 17.105 | 0
[48 empty] | 2017-12-25 15:00 | 12 | 25 | 15 | 59.15 | 5.975% | 2017-11-24 14:00 | 11 | 24 | 14 | 11 | 24 | 14 | 20.7025 | 16.525 | 0 | 16.5725 | 17.87 | 0
[48 empty] | 2017-12-25 16:00 | 12 | 25 | 16 | 5.9073 | 0.5967% | 2017-11-24 15:00 | 11 | 24 | 15 | 11 | 24 | 15 | 17.655 | 16.7475 | 0 | 16.765 | 17.09 | 0
[48 empty] | 2017-12-25 17:00 | 12 | 25 | 17 | 0 | 0% | 2017-11-24 16:00 | 11 | 24 | 16 | 11 | 24 | 16 | 17.385 | 17.09 | 0 | 17.1 | 17.2025 | 0
[48 empty] | 2017-12-25 18:00 | 12 | 25 | 18 | 0 | 0% | 2017-11-24 17:00 | 11 | 24 | 17 | 11 | 24 | 17 | 17.5575 | 17.4825 | 0 | 17.485 | 17.525 | 0
[48 empty] | 2017-12-25 19:00 | 12 | 25 | 19 | 0 | 0% | 2017-11-24 18:00 | 11 | 24 | 18 | 11 | 24 | 18 | 16.8225 | 16.6225 | 0 | 16.6275 | 16.9175 | 0
[48 empty] | 2017-12-25 20:00 | 12 | 25 | 20 | 0 | 0% | 2017-11-24 19:00 | 11 | 24 | 19 | 11 | 24 | 19 | 16.185 | 16.1475 | 0 | 16.1475 | 16.2175 | 0
[48 empty] | 2017-12-25 21:00 | 12 | 25 | 21 | 0 | 0% | 2017-11-24 20:00 | 11 | 24 | 20 | 11 | 24 | 20 | 16.1825 | 16.1825 | 0 | 16.1825 | 16.1825 | 0
[48 empty] | 2017-12-25 22:00 | 12 | 25 | 22 | 0 | 0% | 2017-11-24 21:00 | 11 | 24 | 21 | 11 | 24 | 21 | 8.29 | 8.605 | 0 | 8.605 | 8.595 | 0
[48 empty] | 2017-12-25 23:00 | 12 | 25 | 23 | 0 | 0% | 2017-11-24 22:00 | 11 | 24 | 22 | 11 | 24 | 22 | 10.3125 | 10.3125 | 0 | 10.3125 | 10.3125 | 0
[48 empty] | 2017-12-26 | 12 | 26 | 0 | 0 | 0% | 2017-11-24 23:00 | 11 | 24 | 23 | 11 | 24 | 23 | 2.7025 | 2.8625 | 0 | 2.8625 | 2.855 | 0
[48 empty] | 2017-12-26 01:00 | 12 | 26 | 1 | 0 | 0% | 2017-11-25 | 11 | 25 | 0 | 11 | 25 | 0 | 3.155 | 3.49 | 0 | 3.4925 | 3.48 | 0
[48 empty] | 2017-12-26 02:00 | 12 | 26 | 2 | 0 | 0% | 2017-11-25 01:00 | 11 | 25 | 1 | 11 | 25 | 1 | 7.54 | 7.9175 | 0 | 7.92 | 7.905 | 0
[48 empty] | 2017-12-26 03:00 | 12 | 26 | 3 | 0 | 0% | 2017-11-25 02:00 | 11 | 25 | 2 | 11 | 25 | 2 | 12.85 | 13.0975 | 0 | 13.0975 | 13.09 | 0
[48 empty] | 2017-12-26 04:00 | 12 | 26 | 4 | 0 | 0% | 2017-11-25 03:00 | 11 | 25 | 3 | 11 | 25 | 3 | 9.7375 | 9.7375 | 0 | 9.7375 | 9.7375 | 0
[48 empty] | 2017-12-26 05:00 | 12 | 26 | 5 | 0 | 0% | 2017-11-25 04:00 | 11 | 25 | 4 | 11 | 25 | 4 | 2.29 | 2.29 | 0 | 2.29 | 2.29 | 0
[48 empty] | 2017-12-26 06:00 | 12 | 26 | 6 | 0 | 0% | 2017-11-25 05:00 | 11 | 25 | 5 | 11 | 25 | 5 | 7.8575 | 7.8575 | 0 | 7.8575 | 7.8575 | 0
[48 empty] | 2017-12-26 07:00 | 12 | 26 | 7 | 143.7466 | 14.52% | 2017-11-25 06:00 | 11 | 25 | 6 | 11 | 25 | 6 | 12.905 | 12.905 | 0 | 12.905 | 12.905 | 0
[48 empty] | 2017-12-26 08:00 | 12 | 26 | 8 | 682.5521 | 68.94% | 2017-11-25 07:00 | 11 | 25 | 7 | 11 | 25 | 7 | 15.035 | 15.035 | 0 | 15.035 | 15.035 | 0
[48 empty] | 2017-12-26 09:00 | 12 | 26 | 9 | 751.9118 | 75.95% | 2017-11-25 08:00 | 11 | 25 | 8 | 11 | 25 | 8 | 17.64 | 17.64 | 0 | 17.64 | 17.64 | 0
[48 empty] | 2017-12-26 10:00 | 12 | 26 | 10 | 703.1189 | 71.02% | 2017-11-25 09:00 | 11 | 25 | 9 | 11 | 25 | 9 | 16.9425 | 16.9425 | 0 | 16.9425 | 16.9425 | 0
[48 empty] | 2017-12-26 11:00 | 12 | 26 | 11 | 645.003 | 65.15% | 2017-11-25 10:00 | 11 | 25 | 10 | 11 | 25 | 10 | 16.785 | 16.785 | 0 | 16.785 | 16.785 | 0
[48 empty] | 2017-12-26 12:00 | 12 | 26 | 12 | 651.1068 | 65.77% | 2017-11-25 11:00 | 11 | 25 | 11 | 11 | 25 | 11 | 17.41 | 17.38 | 0 | 17.38 | 17.3325 | 0
[48 empty] | 2017-12-26 13:00 | 12 | 26 | 13 | 704.7611 | 71.19% | 2017-11-25 12:00 | 11 | 25 | 12 | 11 | 25 | 12 | 18.76 | 18.6925 | 0 | 18.6925 | 18.585 | 0
[48 empty] | 2017-12-26 14:00 | 12 | 26 | 14 | 731.8672 | 73.93% | 2017-11-25 13:00 | 11 | 25 | 13 | 11 | 25 | 13 | 19.53 | 19.1275 | 0 | 19.1275 | 19.13 | 0
[48 empty] | 2017-12-26 15:00 | 12 | 26 | 15 | 572.6164 | 57.84% | 2017-11-25 14:00 | 11 | 25 | 14 | 11 | 25 | 14 | 19.0275 | 18.49 | 0 | 18.4875 | 17.75 | 0
[48 empty] | 2017-12-26 16:00 | 12 | 26 | 16 | 67.7034 | 6.839% | 2017-11-25 15:00 | 11 | 25 | 15 | 11 | 25 | 15 | 19.1475 | 18.705 | 0 | 18.705 | 18.5675 | 0
[48 empty] | 2017-12-26 17:00 | 12 | 26 | 17 | 0 | 0% | 2017-11-25 16:00 | 11 | 25 | 16 | 11 | 25 | 16 | 18.54 | 18.345 | 0 | 18.345 | 18.2275 | 0
[48 empty] | 2017-12-26 18:00 | 12 | 26 | 18 | 0 | 0% | 2017-11-25 17:00 | 11 | 25 | 17 | 11 | 25 | 17 | 19.5975 | 19.5975 | 0 | 19.5975 | 19.5975 | 0
[48 empty] | 2017-12-26 19:00 | 12 | 26 | 19 | 0 | 0% | 2017-11-25 18:00 | 11 | 25 | 18 | 11 | 25 | 18 | 19.2025 | 19.2025 | 0 | 19.2025 | 19.2025 | 0
[48 empty] | 2017-12-26 20:00 | 12 | 26 | 20 | 0 | 0% | 2017-11-25 19:00 | 11 | 25 | 19 | 11 | 25 | 19 | 18.1475 | 18.1475 | 0 | 18.1475 | 18.1475 | 0
[48 empty] | 2017-12-26 21:00 | 12 | 26 | 21 | 0 | 0% | 2017-11-25 20:00 | 11 | 25 | 20 | 11 | 25 | 20 | 18.3325 | 18.3325 | 0 | 18.3325 | 18.3325 | 0
[48 empty] | 2017-12-26 22:00 | 12 | 26 | 22 | 0 | 0% | 2017-11-25 21:00 | 11 | 25 | 21 | 11 | 25 | 21 | 18.915 | 18.915 | 0 | 18.915 | 18.915 | 0
[48 empty] | 2017-12-26 23:00 | 12 | 26 | 23 | 0 | 0% | 2017-11-25 22:00 | 11 | 25 | 22 | 11 | 25 | 22 | 19.3475 | 19.3475 | 0 | 19.3475 | 19.3475 | 0
[48 empty] | 2017-12-27 | 12 | 27 | 0 | 0 | 0% | 2017-11-25 23:00 | 11 | 25 | 23 | 11 | 25 | 23 | 19.0875 | 19.0875 | 0 | 19.0875 | 19.0875 | 0
[48 empty] | 2017-12-27 01:00 | 12 | 27 | 1 | 0 | 0% | 2017-11-26 | 11 | 26 | 0 | 11 | 26 | 0 | 19.06 | 19.06 | 0 | 19.06 | 19.06 | 0
[48 empty] | 2017-12-27 02:00 | 12 | 27 | 2 | 0 | 0% | 2017-11-26 01:00 | 11 | 26 | 1 | 11 | 26 | 1 | 19.0225 | 19.0225 | 0 | 19.0225 | 19.0225 | 0
[48 empty] | 2017-12-27 03:00 | 12 | 27 | 3 | 0 | 0% | 2017-11-26 02:00 | 11 | 26 | 2 | 11 | 26 | 2 | 19.0325 | 19.0325 | 0 | 19.0325 | 19.0325 | 0
[48 empty] | 2017-12-27 04:00 | 12 | 27 | 4 | 0 | 0% | 2017-11-26 03:00 | 11 | 26 | 3 | 11 | 26 | 3 | 19.0425 | 19.0425 | 0 | 19.0425 | 19.0425 | 0
[48 empty] | 2017-12-27 05:00 | 12 | 27 | 5 | 0 | 0% | 2017-11-26 04:00 | 11 | 26 | 4 | 11 | 26 | 4 | 19.2475 | 19.2475 | 0 | 19.2475 | 19.2475 | 0
[48 empty] | 2017-12-27 06:00 | 12 | 27 | 6 | 0 | 0% | 2017-11-26 05:00 | 11 | 26 | 5 | 11 | 26 | 5 | 19.535 | 19.535 | 0 | 19.535 | 19.535 | 0
[48 empty] | 2017-12-27 07:00 | 12 | 27 | 7 | 127.2837 | 12.86% | 2017-11-26 06:00 | 11 | 26 | 6 | 11 | 26 | 6 | 19.1125 | 19.1125 | 0 | 19.1125 | 19.1125 | 0
[48 empty] | 2017-12-27 08:00 | 12 | 27 | 8 | 653.7403 | 66.03% | 2017-11-26 07:00 | 11 | 26 | 7 | 11 | 26 | 7 | 19.235 | 19.235 | 0 | 19.235 | 19.235 | 0
[48 empty] | 2017-12-27 09:00 | 12 | 27 | 9 | 729.8182 | 73.72% | 2017-11-26 08:00 | 11 | 26 | 8 | 11 | 26 | 8 | 20.145 | 20.145 | 0 | 20.145 | 20.145 | 0
[48 empty] | 2017-12-27 10:00 | 12 | 27 | 10 | 681.9283 | 68.88% | 2017-11-26 09:00 | 11 | 26 | 9 | 11 | 26 | 9 | 32.22 | 32.22 | 0 | 32.22 | 32.22 | 0
[48 empty] | 2017-12-27 11:00 | 12 | 27 | 11 | 628.2138 | 63.46% | 2017-11-26 10:00 | 11 | 26 | 10 | 11 | 26 | 10 | 25.0375 | 25.0375 | 0 | 25.0375 | 25.0375 | 0
[48 empty] | 2017-12-27 12:00 | 12 | 27 | 12 | 603.6801 | 60.98% | 2017-11-26 11:00 | 11 | 26 | 11 | 11 | 26 | 11 | 21.7925 | 21.7925 | 0 | 21.7925 | 21.7925 | 0
[48 empty] | 2017-12-27 13:00 | 12 | 27 | 13 | 680.3659 | 68.72% | 2017-11-26 12:00 | 11 | 26 | 12 | 11 | 26 | 12 | 32.72 | 32.72 | 0 | 32.72 | 32.72 | 0
[48 empty] | 2017-12-27 14:00 | 12 | 27 | 14 | 623.7885 | 63.01% | 2017-11-26 13:00 | 11 | 26 | 13 | 11 | 26 | 13 | 32.1875 | 32.1875 | 0 | 32.1875 | 32.1875 | 0
[48 empty] | 2017-12-27 15:00 | 12 | 27 | 15 | 463.5008 | 46.82% | 2017-11-26 14:00 | 11 | 26 | 14 | 11 | 26 | 14 | 61.6425 | 61.6425 | 0 | 61.6425 | 61.6425 | 0
[48 empty] | 2017-12-27 16:00 | 12 | 27 | 16 | 52.4154 | 5.294% | 2017-11-26 15:00 | 11 | 26 | 15 | 11 | 26 | 15 | 28.2825 | 28.2825 | 0 | 28.2825 | 28.2825 | 0
[48 empty] | 2017-12-27 17:00 | 12 | 27 | 17 | 0 | 0% | 2017-11-26 16:00 | 11 | 26 | 16 | 11 | 26 | 16 | 62.1025 | 62.1025 | 0 | 62.1025 | 62.1025 | 0
[48 empty] | 2017-12-27 18:00 | 12 | 27 | 18 | 0 | 0% | 2017-11-26 17:00 | 11 | 26 | 17 | 11 | 26 | 17 | 229.2475 | 229.2475 | 0 | 229.2475 | 229.2475 | 0
[48 empty] | 2017-12-27 19:00 | 12 | 27 | 19 | 0 | 0% | 2017-11-26 18:00 | 11 | 26 | 18 | 11 | 26 | 18 | 25.77 | 25.77 | 0 | 25.77 | 25.77 | 0
[48 empty] | 2017-12-27 20:00 | 12 | 27 | 20 | 0 | 0% | 2017-11-26 19:00 | 11 | 26 | 19 | 11 | 26 | 19 | 21.5375 | 21.5375 | 0 | 21.5375 | 21.5375 | 0
[48 empty] | 2017-12-27 21:00 | 12 | 27 | 21 | 0 | 0% | 2017-11-26 20:00 | 11 | 26 | 20 | 11 | 26 | 20 | 19.61 | 19.61 | 0 | 19.61 | 19.61 | 0
[48 empty] | 2017-12-27 22:00 | 12 | 27 | 22 | 0 | 0% | 2017-11-26 21:00 | 11 | 26 | 21 | 11 | 26 | 21 | 18.53 | 18.4975 | 0 | 18.4975 | 18.45 | 0
[48 empty] | 2017-12-27 23:00 | 12 | 27 | 23 | 0 | 0% | 2017-11-26 22:00 | 11 | 26 | 22 | 11 | 26 | 22 | 16.8775 | 16.805 | 0 | 16.8025 | 16.69 | 0
[48 empty] | 2017-12-28 | 12 | 28 | 0 | 0 | 0% | 2017-11-26 23:00 | 11 | 26 | 23 | 11 | 26 | 23 | 14.7175 | 14.715 | 0 | 14.715 | 14.7075 | 0
[48 empty] | 2017-12-28 01:00 | 12 | 28 | 1 | 0 | 0% | 2017-11-27 | 11 | 27 | 0 | 11 | 27 | 0 | 14.34 | 13.7725 | 0 | 13.7675 | 14.0825 | 0
[48 empty] | 2017-12-28 02:00 | 12 | 28 | 2 | 0 | 0% | 2017-11-27 01:00 | 11 | 27 | 1 | 11 | 27 | 1 | 12.59 | 11.915 | 0 | 11.915 | 11.95 | 0
[48 empty] | 2017-12-28 03:00 | 12 | 28 | 3 | 0 | 0% | 2017-11-27 02:00 | 11 | 27 | 2 | 11 | 27 | 2 | 10.1075 | 8.8775 | 0 | 8.8775 | 8.95 | 0
[48 empty] | 2017-12-28 04:00 | 12 | 28 | 4 | 0 | 0% | 2017-11-27 03:00 | 11 | 27 | 3 | 11 | 27 | 3 | 12.705 | 11.875 | 0 | 11.875 | 11.9225 | 0
[48 empty] | 2017-12-28 05:00 | 12 | 28 | 5 | 0 | 0% | 2017-11-27 04:00 | 11 | 27 | 4 | 11 | 27 | 4 | 15.0525 | 14.6625 | 0 | 14.6625 | 14.6375 | 0
[48 empty] | 2017-12-28 06:00 | 12 | 28 | 6 | 0 | 0% | 2017-11-27 05:00 | 11 | 27 | 5 | 11 | 27 | 5 | 16.205 | 15.815 | 0 | 15.815 | 15.3625 | 0
[48 empty] | 2017-12-28 07:00 | 12 | 28 | 7 | 87.0441 | 8.792% | 2017-11-27 06:00 | 11 | 27 | 6 | 11 | 27 | 6 | 17.935 | 17.5925 | 0 | 17.5925 | 17.055 | 0
[48 empty] | 2017-12-28 08:00 | 12 | 28 | 8 | 572.6472 | 57.84% | 2017-11-27 07:00 | 11 | 27 | 7 | 11 | 27 | 7 | 18.025 | 17.6975 | 0 | 17.6975 | 17.1975 | 0
[48 empty] | 2017-12-28 09:00 | 12 | 28 | 9 | 680.8794 | 68.78% | 2017-11-27 08:00 | 11 | 27 | 8 | 11 | 27 | 8 | 17.92 | 17.0875 | 0 | 17.0775 | 17.095 | 0
[48 empty] | 2017-12-28 10:00 | 12 | 28 | 10 | 650.4784 | 65.7% | 2017-11-27 09:00 | 11 | 27 | 9 | 11 | 27 | 9 | 19.63 | 17.925 | 0 | 17.925 | 17.4275 | 0
[48 empty] | 2017-12-28 11:00 | 12 | 28 | 11 | 595.5819 | 60.16% | 2017-11-27 10:00 | 11 | 27 | 10 | 11 | 27 | 10 | 22.365 | 17.4975 | 0 | 17.6575 | 16.345 | 0
[48 empty] | 2017-12-28 12:00 | 12 | 28 | 12 | 604.7443 | 61.09% | 2017-11-27 11:00 | 11 | 27 | 11 | 11 | 27 | 11 | 33.7175 | 16.8775 | 0 | 17.705 | 14.725 | 0
[48 empty] | 2017-12-28 13:00 | 12 | 28 | 13 | 651.7248 | 65.83% | 2017-11-27 12:00 | 11 | 27 | 12 | 11 | 27 | 12 | 20.3225 | 16.585 | 0 | 17.595 | 15.425 | 0
[48 empty] | 2017-12-28 14:00 | 12 | 28 | 14 | 640.426 | 64.69% | 2017-11-27 13:00 | 11 | 27 | 13 | 11 | 27 | 13 | 17.815 | 16.5225 | 0 | 17.9025 | 15.4525 | 0
[48 empty] | 2017-12-28 15:00 | 12 | 28 | 15 | 411.4793 | 41.56% | 2017-11-27 14:00 | 11 | 27 | 14 | 11 | 27 | 14 | 17.5825 | 15.175 | 0 | 17.5875 | 14.98 | 0
[48 empty] | 2017-12-28 16:00 | 12 | 28 | 16 | 38.5937 | 3.898% | 2017-11-27 15:00 | 11 | 27 | 15 | 11 | 27 | 15 | 17.0125 | 15.61 | 0 | 17.87 | 14.5375 | 0
[48 empty] | 2017-12-28 17:00 | 12 | 28 | 17 | 0 | 0% | 2017-11-27 16:00 | 11 | 27 | 16 | 11 | 27 | 16 | 16.635 | 15.085 | 0 | 17.265 | 14.615 | 0
[48 empty] | 2017-12-28 18:00 | 12 | 28 | 18 | 0 | 0% | 2017-11-27 17:00 | 11 | 27 | 17 | 11 | 27 | 17 | 17.4275 | 17.1575 | 0 | 19.2525 | 15.8 | 0
[48 empty] | 2017-12-28 19:00 | 12 | 28 | 19 | 0 | 0% | 2017-11-27 18:00 | 11 | 27 | 18 | 11 | 27 | 18 | 16.835 | 17.02 | 0 | 18.6575 | 15.465 | 0
[48 empty] | 2017-12-28 20:00 | 12 | 28 | 20 | 0 | 0% | 2017-11-27 19:00 | 11 | 27 | 19 | 11 | 27 | 19 | 15.725 | 16.345 | 0 | 18.21 | 14.77 | 0
[48 empty] | 2017-12-28 21:00 | 12 | 28 | 21 | 0 | 0% | 2017-11-27 20:00 | 11 | 27 | 20 | 11 | 27 | 20 | 13.03 | 14.765 | 0 | 16.79 | 12.34 | 0
[48 empty] | 2017-12-28 22:00 | 12 | 28 | 22 | 0 | 0% | 2017-11-27 21:00 | 11 | 27 | 21 | 11 | 27 | 21 | 11.97 | 13.77 | 0 | 15.745 | 11.305 | 0
[48 empty] | 2017-12-28 23:00 | 12 | 28 | 23 | 0 | 0% | 2017-11-27 22:00 | 11 | 27 | 22 | 11 | 27 | 22 | 10.93 | 18.745 | 0 | 21.805 | 10.6225 | 0
[48 empty] | 2017-12-29 | 12 | 29 | 0 | 0 | 0% | 2017-11-27 23:00 | 11 | 27 | 23 | 11 | 27 | 23 | 3.25 | 11.355 | 0 | 14.635 | 2.985 | 0
[48 empty] | 2017-12-29 01:00 | 12 | 29 | 1 | 0 | 0% | 2017-11-28 | 11 | 28 | 0 | 11 | 28 | 0 | -2.7 | 6.1075 | 0 | 9.8375 | -2.965 | 0
[48 empty] | 2017-12-29 02:00 | 12 | 29 | 2 | 0 | 0% | 2017-11-28 01:00 | 11 | 28 | 1 | 11 | 28 | 1 | -2.9475 | 5.8925 | 0 | 9.6325 | -3.195 | 0
[48 empty] | 2017-12-29 03:00 | 12 | 29 | 3 | 0 | 0% | 2017-11-28 02:00 | 11 | 28 | 2 | 11 | 28 | 2 | -3.0925 | 5.745 | 0 | 9.44 | -3.315 | 0
[48 empty] | 2017-12-29 04:00 | 12 | 29 | 4 | 0 | 0% | 2017-11-28 03:00 | 11 | 28 | 3 | 11 | 28 | 3 | -1.615 | 5.98 | 0 | 9.2025 | -1.7875 | 0
[48 empty] | 2017-12-29 05:00 | 12 | 29 | 5 | 0 | 0% | 2017-11-28 04:00 | 11 | 28 | 4 | 11 | 28 | 4 | -0.5 | 6.975 | 0 | 10.215 | -0.67 | 0
[48 empty] | 2017-12-29 06:00 | 12 | 29 | 6 | 0 | 0% | 2017-11-28 05:00 | 11 | 28 | 5 | 11 | 28 | 5 | 7.4825 | 12.1475 | 0 | 14.62 | 7.245 | 0
[48 empty] | 2017-12-29 07:00 | 12 | 29 | 7 | 83.1223 | 8.396% | 2017-11-28 06:00 | 11 | 28 | 6 | 11 | 28 | 6 | 12.82 | 13.745 | 0 | 15.66 | 12.25 | 0
[48 empty] | 2017-12-29 08:00 | 12 | 29 | 8 | 440.263 | 44.47% | 2017-11-28 07:00 | 11 | 28 | 7 | 11 | 28 | 7 | 13.355 | 14.7375 | 0 | 16.4475 | 12.85 | 0
[48 empty] | 2017-12-29 09:00 | 12 | 29 | 9 | 624.9367 | 63.12% | 2017-11-28 08:00 | 11 | 28 | 8 | 11 | 28 | 8 | 12.36 | 13.77 | 0 | 15.6875 | 11.81 | 0
[48 empty] | 2017-12-29 10:00 | 12 | 29 | 10 | 536.4799 | 54.19% | 2017-11-28 09:00 | 11 | 28 | 9 | 11 | 28 | 9 | 11.665 | 13.19 | 0 | 15.2375 | 11.1125 | 0
[48 empty] | 2017-12-29 11:00 | 12 | 29 | 11 | 485.7325 | 49.06% | 2017-11-28 10:00 | 11 | 28 | 10 | 11 | 28 | 10 | 11.245 | 12.665 | 0 | 15.0125 | 10.63 | 0
[48 empty] | 2017-12-29 12:00 | 12 | 29 | 12 | 388.0128 | 39.19% | 2017-11-28 11:00 | 11 | 28 | 11 | 11 | 28 | 11 | 13.69 | 13.7825 | 0 | 15.37 | 13.185 | 0
[48 empty] | 2017-12-29 13:00 | 12 | 29 | 13 | 320.2704 | 32.35% | 2017-11-28 12:00 | 11 | 28 | 12 | 11 | 28 | 12 | 17.4375 | 16.8675 | 0 | 17.0125 | 17.3375 | 0
[48 empty] | 2017-12-29 14:00 | 12 | 29 | 14 | 424.0364 | 42.83% | 2017-11-28 13:00 | 11 | 28 | 13 | 11 | 28 | 13 | 17.5425 | 17.3925 | 0 | 17.415 | 17.5425 | 0
[48 empty] | 2017-12-29 15:00 | 12 | 29 | 15 | 341.498 | 34.49% | 2017-11-28 14:00 | 11 | 28 | 14 | 11 | 28 | 14 | 17.0075 | 17.305 | 0 | 17.325 | 17.4475 | 0
[48 empty] | 2017-12-29 16:00 | 12 | 29 | 16 | 24.6131 | 2.486% | 2017-11-28 15:00 | 11 | 28 | 15 | 11 | 28 | 15 | 17.765 | 18.05 | 0 | 18.055 | 18.0825 | 0
[48 empty] | 2017-12-29 17:00 | 12 | 29 | 17 | 0 | 0% | 2017-11-28 16:00 | 11 | 28 | 16 | 11 | 28 | 16 | 17.285 | 17.375 | 0 | 17.55 | 17.325 | 0
[48 empty] | 2017-12-29 18:00 | 12 | 29 | 18 | 0 | 0% | 2017-11-28 17:00 | 11 | 28 | 17 | 11 | 28 | 17 | 15.6825 | 16.4675 | 0 | 17.6675 | 15.375 | 0
[48 empty] | 2017-12-29 19:00 | 12 | 29 | 19 | 0 | 0% | 2017-11-28 18:00 | 11 | 28 | 18 | 11 | 28 | 18 | 16.505 | 16.8025 | 0 | 17.6625 | 16.23 | 0
[48 empty] | 2017-12-29 20:00 | 12 | 29 | 20 | 0 | 0% | 2017-11-28 19:00 | 11 | 28 | 19 | 11 | 28 | 19 | 14.475 | 15.9425 | 0 | 17.605 | 13.94 | 0
[48 empty] | 2017-12-29 21:00 | 12 | 29 | 21 | 0 | 0% | 2017-11-28 20:00 | 11 | 28 | 20 | 11 | 28 | 20 | 18.4125 | 16.56 | 0 | 17.6425 | 17.6525 | 0
[48 empty] | 2017-12-29 22:00 | 12 | 29 | 22 | 0 | 0% | 2017-11-28 21:00 | 11 | 28 | 21 | 11 | 28 | 21 | 18.1875 | 17.3 | 0 | 17.435 | 18.05 | 0
[48 empty] | 2017-12-29 23:00 | 12 | 29 | 23 | 0 | 0% | 2017-11-28 22:00 | 11 | 28 | 22 | 11 | 28 | 22 | 18.0425 | 19.1025 | 0 | 19.4875 | 18.035 | 0
[48 empty] | 2017-12-30 | 12 | 30 | 0 | 0 | 0% | 2017-11-28 23:00 | 11 | 28 | 23 | 11 | 28 | 23 | 15.4925 | 17.0175 | 0 | 17.635 | 15.44 | 0
[48 empty] | 2017-12-30 01:00 | 12 | 30 | 1 | 0 | 0% | 2017-11-29 | 11 | 29 | 0 | 11 | 29 | 0 | 16.4525 | 17.13 | 0 | 17.4125 | 16.43 | 0
[48 empty] | 2017-12-30 02:00 | 12 | 30 | 2 | 0 | 0% | 2017-11-29 01:00 | 11 | 29 | 1 | 11 | 29 | 1 | 17.0425 | 17.0425 | 0 | 17.0425 | 17.0425 | 0
[48 empty] | 2017-12-30 03:00 | 12 | 30 | 3 | 0 | 0% | 2017-11-29 02:00 | 11 | 29 | 2 | 11 | 29 | 2 | 17.66 | 17.6575 | 0 | 17.6575 | 17.6575 | 0
[48 empty] | 2017-12-30 04:00 | 12 | 30 | 4 | 0 | 0% | 2017-11-29 03:00 | 11 | 29 | 3 | 11 | 29 | 3 | 17.7425 | 17.7425 | 0 | 17.7425 | 17.7425 | 0
[48 empty] | 2017-12-30 05:00 | 12 | 30 | 5 | 0 | 0% | 2017-11-29 04:00 | 11 | 29 | 4 | 11 | 29 | 4 | 17.5425 | 17.5425 | 0 | 17.5425 | 17.5425 | 0
[48 empty] | 2017-12-30 06:00 | 12 | 30 | 6 | 0 | 0% | 2017-11-29 05:00 | 11 | 29 | 5 | 11 | 29 | 5 | 17.48 | 17.45 | 0 | 17.4475 | 17.4575 | 0
[48 empty] | 2017-12-30 07:00 | 12 | 30 | 7 | 117.2607 | 11.84% | 2017-11-29 06:00 | 11 | 29 | 6 | 11 | 29 | 6 | 18.2725 | 18.205 | 0 | 18.205 | 18.13 | 0
[48 empty] | 2017-12-30 08:00 | 12 | 30 | 8 | 467.6213 | 47.23% | 2017-11-29 07:00 | 11 | 29 | 7 | 11 | 29 | 7 | 18.93 | 18.93 | 0 | 18.93 | 18.93 | 0
[48 empty] | 2017-12-30 09:00 | 12 | 30 | 9 | 722.0366 | 72.93% | 2017-11-29 08:00 | 11 | 29 | 8 | 11 | 29 | 8 | 19.175 | 19.1175 | 0 | 19.115 | 19.15 | 0
[48 empty] | 2017-12-30 10:00 | 12 | 30 | 10 | 651.8315 | 65.84% | 2017-11-29 09:00 | 11 | 29 | 9 | 11 | 29 | 9 | 20.7825 | 20.505 | 0 | 20.69 | 20.885 | 0
[48 empty] | 2017-12-30 11:00 | 12 | 30 | 11 | 586.196 | 59.21% | 2017-11-29 10:00 | 11 | 29 | 10 | 11 | 29 | 10 | 20.335 | 20.07 | 0 | 20.2075 | 20.36 | 0
[48 empty] | 2017-12-30 12:00 | 12 | 30 | 12 | 579.5559 | 58.54% | 2017-11-29 11:00 | 11 | 29 | 11 | 11 | 29 | 11 | 20.375 | 20.0825 | 0 | 20.2175 | 20.35 | 0
[48 empty] | 2017-12-30 13:00 | 12 | 30 | 13 | 663.6951 | 67.04% | 2017-11-29 12:00 | 11 | 29 | 12 | 11 | 29 | 12 | 19.42 | 19.1 | 0 | 19.1125 | 19.095 | 0
[48 empty] | 2017-12-30 14:00 | 12 | 30 | 14 | 595.5108 | 60.15% | 2017-11-29 13:00 | 11 | 29 | 13 | 11 | 29 | 13 | 19.1525 | 18.0875 | 0 | 18.1 | 18.62 | 0
[48 empty] | 2017-12-30 15:00 | 12 | 30 | 15 | 513.0027 | 51.82% | 2017-11-29 14:00 | 11 | 29 | 14 | 11 | 29 | 14 | 19.2875 | 17.5675 | 0 | 17.59 | 18.7225 | 0
[48 empty] | 2017-12-30 16:00 | 12 | 30 | 16 | 76.1843 | 7.695% | 2017-11-29 15:00 | 11 | 29 | 15 | 11 | 29 | 15 | 19.3175 | 18.0025 | 0 | 18.02 | 18.85 | 0
[48 empty] | 2017-12-30 17:00 | 12 | 30 | 17 | 0 | 0% | 2017-11-29 16:00 | 11 | 29 | 16 | 11 | 29 | 16 | 17.55 | 17.76 | 0 | 17.75 | 18.585 | 0
[48 empty] | 2017-12-30 18:00 | 12 | 30 | 18 | 0 | 0% | 2017-11-29 17:00 | 11 | 29 | 17 | 11 | 29 | 17 | 46.6725 | 19.0175 | 0 | 19.5175 | 42.555 | 0
[48 empty] | 2017-12-30 19:00 | 12 | 30 | 19 | 0 | 0% | 2017-11-29 18:00 | 11 | 29 | 18 | 11 | 29 | 18 | 21.2025 | 19.49 | 0 | 19.5175 | 20.8375 | 0
[48 empty] | 2017-12-30 20:00 | 12 | 30 | 20 | 0 | 0% | 2017-11-29 19:00 | 11 | 29 | 19 | 11 | 29 | 19 | 18.75 | 18.375 | 0 | 18.375 | 18.315 | 0
[48 empty] | 2017-12-30 21:00 | 12 | 30 | 21 | 0 | 0% | 2017-11-29 20:00 | 11 | 29 | 20 | 11 | 29 | 20 | 33.14 | 17.585 | 0 | 17.5975 | 16.525 | 0
[48 empty] | 2017-12-30 22:00 | 12 | 30 | 22 | 0 | 0% | 2017-11-29 21:00 | 11 | 29 | 21 | 11 | 29 | 21 | 19.2575 | 17.2925 | 0 | 17.3075 | 17.2525 | 0
[48 empty] | 2017-12-30 23:00 | 12 | 30 | 23 | 0 | 0% | 2017-11-29 22:00 | 11 | 29 | 22 | 11 | 29 | 22 | 19.3975 | 19.2425 | 0 | 19.2425 | 19.22 | 0
[48 empty] | 2017-12-31 | 12 | 31 | 0 | 0 | 0% | 2017-11-29 23:00 | 11 | 29 | 23 | 11 | 29 | 23 | 18.5075 | 18.3875 | 0 | 18.3875 | 18.37 | 0
[48 empty] | 2017-12-31 01:00 | 12 | 31 | 1 | 0 | 0% | 2017-11-30 | 11 | 30 | 0 | 11 | 30 | 0 | 42.955 | 16.825 | 0 | 16.7975 | 15.795 | 0
[48 empty] | 2017-12-31 02:00 | 12 | 31 | 2 | 0 | 0% | 2017-11-30 01:00 | 11 | 30 | 1 | 11 | 30 | 1 | 18.4525 | 16.7775 | 0 | 16.775 | 16.7975 | 0
[48 empty] | 2017-12-31 03:00 | 12 | 31 | 3 | 0 | 0% | 2017-11-30 02:00 | 11 | 30 | 2 | 11 | 30 | 2 | 18.15 | 17.815 | 0 | 17.8125 | 17.8425 | 0
[48 empty] | 2017-12-31 04:00 | 12 | 31 | 4 | 0 | 0% | 2017-11-30 03:00 | 11 | 30 | 3 | 11 | 30 | 3 | 18.1425 | 17.9875 | 0 | 17.9875 | 18.005 | 0
[48 empty] | 2017-12-31 05:00 | 12 | 31 | 5 | 0 | 0% | 2017-11-30 04:00 | 11 | 30 | 4 | 11 | 30 | 4 | 18.185 | 18.1075 | 0 | 18.1075 | 18.12 | 0
[48 empty] | 2017-12-31 06:00 | 12 | 31 | 6 | 0 | 0% | 2017-11-30 05:00 | 11 | 30 | 5 | 11 | 30 | 5 | 20.2625 | 20.2425 | 0 | 20.2425 | 20.24 | 0
[48 empty] | 2017-12-31 07:00 | 12 | 31 | 7 | 123.9299 | 12.52% | 2017-11-30 06:00 | 11 | 30 | 6 | 11 | 30 | 6 | 20.6775 | 20.6775 | 0 | 20.6775 | 20.6775 | 0
[48 empty] | 2017-12-31 08:00 | 12 | 31 | 8 | 580.3338 | 58.62% | 2017-11-30 07:00 | 11 | 30 | 7 | 11 | 30 | 7 | 20.5925 | 20.545 | 0 | 20.545 | 20.54 | 0
[48 empty] | 2017-12-31 09:00 | 12 | 31 | 9 | 640.0979 | 64.66% | 2017-11-30 08:00 | 11 | 30 | 8 | 11 | 30 | 8 | 19.5275 | 19.295 | 0 | 19.295 | 19.275 | 0
[48 empty] | 2017-12-31 10:00 | 12 | 31 | 10 | 671.2625 | 67.8% | 2017-11-30 09:00 | 11 | 30 | 9 | 11 | 30 | 9 | 19.24 | 18.96 | 0 | 18.96 | 18.93 | 0
[48 empty] | 2017-12-31 11:00 | 12 | 31 | 11 | 540.2997 | 54.58% | 2017-11-30 10:00 | 11 | 30 | 10 | 11 | 30 | 10 | 19.43 | 18.5125 | 0 | 18.5075 | 18.5475 | 0
[48 empty] | 2017-12-31 12:00 | 12 | 31 | 12 | 637.6756 | 64.41% | 2017-11-30 11:00 | 11 | 30 | 11 | 11 | 30 | 11 | 20.925 | 18.7575 | 0 | 18.75 | 18.8675 | 0
[48 empty] | 2017-12-31 13:00 | 12 | 31 | 13 | 691.7535 | 69.87% | 2017-11-30 12:00 | 11 | 30 | 12 | 11 | 30 | 12 | 21.3225 | 19.21 | 0 | 19.2025 | 19.3175 | 0
[48 empty] | 2017-12-31 14:00 | 12 | 31 | 14 | 712.1097 | 71.93% | 2017-11-30 13:00 | 11 | 30 | 13 | 11 | 30 | 13 | 21.15 | 19.4825 | 0 | 19.4725 | 19.5625 | 0
[48 empty] | 2017-12-31 15:00 | 12 | 31 | 15 | 574.9043 | 58.07% | 2017-11-30 14:00 | 11 | 30 | 14 | 11 | 30 | 14 | 21.345 | 19.6225 | 0 | 19.675 | 19.815 | 0
[48 empty] | 2017-12-31 16:00 | 12 | 31 | 16 | 72.1625 | 7.289% | 2017-11-30 15:00 | 11 | 30 | 15 | 11 | 30 | 15 | 21.8325 | 20.385 | 0 | 20.6175 | 20.8625 | 0
[48 empty] | 2017-12-31 17:00 | 12 | 31 | 17 | 0 | 0% | 2017-11-30 16:00 | 11 | 30 | 16 | 11 | 30 | 16 | 20.535 | 20.0825 | 0 | 20.25 | 20.385 | 0
[48 empty] | 2017-12-31 18:00 | 12 | 31 | 18 | 0 | 0% | 2017-11-30 17:00 | 11 | 30 | 17 | 11 | 30 | 17 | 21.1525 | 20.7125 | 0 | 20.9525 | 21.155 | 0
[48 empty] | 2017-12-31 19:00 | 12 | 31 | 19 | 0 | 0% | 2017-11-30 18:00 | 11 | 30 | 18 | 11 | 30 | 18 | 22.57 | 21.9 | 0 | 22.2725 | 22.5775 | 0
[48 empty] | 2017-12-31 20:00 | 12 | 31 | 20 | 0 | 0% | 2017-11-30 19:00 | 11 | 30 | 19 | 11 | 30 | 19 | 20.2875 | 20.055 | 0 | 20.185 | 20.2875 | 0
[48 empty] | 2017-12-31 21:00 | 12 | 31 | 21 | 0 | 0% | 2017-11-30 20:00 | 11 | 30 | 20 | 11 | 30 | 20 | 19.655 | 19.625 | 0 | 19.6425 | 19.655 | 0
[48 empty] | 2017-12-31 22:00 | 12 | 31 | 22 | 0 | 0% | 2017-11-30 21:00 | 11 | 30 | 21 | 11 | 30 | 21 | 19.61 | 19.4225 | 0 | 19.4275 | 19.1225 | 0
[48 empty] | 2017-12-31 23:00 | 12 | 31 | 23 | 0 | 0% | 2017-11-30 22:00 | 11 | 30 | 22 | 11 | 30 | 22 | 82.065 | 82.06 | 0 | 82.06 | 82.05 | 0
[54 empty] | 2017-11-30 23:00 | 11 | 30 | 23 | 11 | 30 | 23 | 19.1125 | 19.1125 | 0 | 19.1125 | 19.1125 | 0

## Dashboard Chart Data
DASHBOARD PPA TERM CHART DATA
| Year | 2018 | 2019 | 2020 | 2021 | 2022 | 2023 | 2024 | 2025 | 2026 | 2027 | 2028 | 2029 | 2030 | 2031 | 2032 | 2033 | 2034 | 2035 | 2036 | 2037 | 2038 | 2039 | 2040
Avoided Energy Costs |  | 0 | 77390.278 | 131688.823 | 130767.0013 | 129851.6323 | 128942.6708 | 128040.0721 | 127143.7916 | 126253.7851 | 125370.0086 | 124492.4185 | 123620.9716 | 123002.8667 | 122387.8524 | 121775.9131 | 121167.0336 | 120561.1984 | 119958.3924 | 119358.6005 | 118761.8075 | 118167.9984 | 48963.6386 | 0
Avoided Hedge Contract Cost Premiums |  | 0 | 0 | 0 | 0 | 0 | 0 | 0 | 0 | 0 | 0 | 0 | 0 | 0 | 0 | 0 | 0 | 0 | 0 | 0 | 0 | 0 | 0 | 0
Avoided ERCOT Administration Cost Adders |  | 0 | 0 | 0 | 0 | 0 | 0 | 0 | 0 | 0 | 0 | 0 | 0 | 0 | 0 | 0 | 0 | 0 | 0 | 0 | 0 | 0 | 0 | 0
Emergency Response Service (ERS) Capacity Value (when applicable) |  | 0 | NA | NA | NA | NA | NA | NA | NA | NA | NA | NA | NA | NA | NA | NA | NA | NA | NA | NA | NA | NA | NA | NA
Avoided Generation Capacity Demand Charges (saved 1yr in arrears) |  | 0 | 0 | 0 | 0 | 0 | 0 | 0 | 0 | 0 | 0 | 0 | 0 | 0 | 0 | 0 | 0 | 0 | 0 | 0 | 0 | 0 | 0 | 0
Deferred Substation Upgrades |  | 0 | 0 | 0 | 0 | 0 | 0 | 0 | 0 | 0 | 0 | 0 | 0 | 0 | 0 | 0 | 0 | 0 | 0 | 0 | 0 | 0 | 0 | 0
Avoided Transmission Demand Charges (saved 1yr in arrears) |  | 0 | 0 | 0 | 0 | 0 | 0 | 0 | 0 | 0 | 0 | 0 | 0 | 0 | 0 | 0 | 0 | 0 | 0 | 0 | 0 | 0 | 0 | 0
Utility Interconnection Costs |  | 0 | 0 | 0 | 0 | 0 | 0 | 0 | 0 | 0 | 0 | 0 | 0 | 0 | 0 | 0 | 0 | 0 | 0 | 0 | 0 | 0 | 0 | 0
Storage Capacity Payments (when applicable) |  |  | 0 | 0 | 0 | 0 | 0 | 0 | 0 | 0 | 0 | 0 | 0 | 0 | 0 | 0 | 0 | 0 | 0 | 0 | 0 | 0 | 0 | 0
Solar PPA Payments |  | 0 | -56512.1705 | -96162.2237 | -95489.0881 | -94820.6645 | -94156.9199 | -93497.8214 | -92843.3367 | -92193.4333 | -91548.0793 | -90907.2427 | -90270.892 | -89819.5376 | -89370.4399 | -88923.5877 | -88478.9698 | -88036.5749 | -87596.392 | -87158.4101 | -86722.618 | -86289.0049 | -35754.3811 | 0
Power Buyer Savings |  | 0 | 20878.1074 | 35526.5993 | 35277.9131 | 35030.9677 | 34785.751 | 34542.2507 | 34300.4549 | 34060.3518 | 33821.9293 | 33585.1758 | 33350.0796 | 33183.3292 | 33017.4125 | 32852.3255 | 32688.0638 | 32524.6235 | 32362.0004 | 32200.1904 | 32039.1894 | 31878.9935 | 13209.2575 | 0
DASHBOARD RESULTS | bar: 2018 to 2024
Results
NPV to Power Buyer ($) [over PPA term] |  | 2018: 434895.595